## META
key | value
export_type | excel_timestep_export
export_origin | vba
tool_version | 1.13.1_dev
input_version_number | 8
created_at | 2026-08-17 22:10

## IN
icon | domain | measure | spatial_scope | temporal_scope | entity_group | entity_key | var_name | ka | label_de | unit | comment | STAGE
🔧 | tool | version |  |  |  |  | tool_version | 0 | Tool Version | text |  | 1.13.1_dev
| tool | version | [5 empty] | 0 | Tool Version Datum | date |  | 0
🔧 | tool | input version |  |  |  |  | input_version_number | 0 | Inputdatenstruktur Version | text |  | 8
| tool | input version date | [5 empty] | 0 | Inputdatenstruktur Datum | date |  | 2026-06-23
🔧 | declaration | fPE |  |  |  |  | cfd_fPE | 1 | Primärenergiefaktor | kWhPE/kWhEE |  | 1.63
🔧 | declaration | A |  |  |  |  | cfd_A | 1 | Ausnutzungsfaktor Erneuerbare | kWhEE/m²GF |  | 38
🔧 | declaration | dx |  |  |  |  | cfd_dx | 1 | Skalierungsfaktor | - |  | 0.15
🔧 | declaration | EUI |  |  |  |  | cfd_EUI | 1 | Energieintensität Bedarf | kWhEE/m²NGFa | Energy End Use Intensity | 33
🔧 | declaration | cutoff |  |  |  |  | cfd_cutoff | 1 | Maximum | kWhPE/m²NGFa |  | 125
🔧 | declaration | context factor | [5 empty] | 0 | Kontextfaktor Dichte im Quartier | kWhPE/m²NGFa |  | 33.9334
🔧 | declaration | context factor |  |  | mobility |  | cfm_budget_residential | 1 | Mobilitätsbudget Wohnen | kWhPE/m²NGFa |  | 14.1077
🔧 | declaration | context factor |  |  | mobility |  | cfm_budget_office | 1 | Mobilitätsbudget Büro | kWhPE/m²NGFa |  | 41.4662
🔧 | declaration | context factor |  |  | mobility |  | cfm_budget_school | 1 | Mobilitätsbudget Ausbildung | kWhPE/m²NGFa |  | 12.9348
🔧 | declaration | context factor |  |  | mobility |  | cfm_budget_retail | 1 | Mobilitätsbudget Handel + Sonstige | kWhPE/m²NGFa |  | 29.9681
🔧 | declaration | context factor | [5 empty] | 0 | Kontextfaktor Mobilität im Quartier | kWhPE/m²NGFa |  | 19.1888
🔧 | declaration | context factor |  |  |  |  | cfr_budget | 1 | Kontextfaktor Sanierung | kWhPE/m²NGFa |  | 15
🔧 | declaration | context factor | [5 empty] | 0 | Kontextfaktor Sanierung im Quartier | kWhPE/m²NGFa |  | 0
📝 | project | name |  |  |  |  | project_name | 2 | Projektname | text |  | Aspern PVCheck
📝 | project | url |  |  |  |  | project_url | 2 | ProjektURL | text |  | Keine
📝 | project | address |  |  |  |  | location_address | 2 | Adresse | text |  | Keine Daten
📝 | project | municipality |  |  |  |  | location_name | 2 | Gemeinde | text |  | Wien-Donaustadt
📝 | project | created |  |  |  |  | project_creation_date | 2 | Erstellungsdatum | date |  | 2026-07-07
📝 | project | description |  |  |  |  | project_description | 2 | Projektbeschreibung | text |  | 0
📝 | project | scenario_name |  |  |  |  | project_scenario_name | 2 | Variante / Scenario | text |  | F3
📝 | project | postcode |  |  |  |  | location_postcode | 2 | Postleitzahl | text |  | Keine Daten
📝 | declaration | mobility_mode |  |  |  |  | mobility_mode | 1 | Mobilitätsverfahren | text |  | Detailliert (k:a Mobilitätstool)
🌦️ | weather | name |  |  |  |  | weather_name | 2 | Wetterdatensatz Name | text |  | Wien 2020
🌦️ | weather | index |  |  |  |  | weather_index | 0 | Wetterdatensatz Nummer | int |  | 6
🏙️ | usage | area | GFA |  | usage | residential | GFA_residential | 2 | BGF Wohnen | m² |  | 15658.29
🏙️ | usage | area | GFA |  | usage | office | GFA_office | 2 | BGF Büro | m² |  | 3571.37
🏙️ | usage | area | GFA |  | usage | schoolsec | GFA_schoolsec | 2 | BGF Bildung sekundär | m² |  | 0
🏙️ | usage | area | GFA |  | usage | schoolprim | GFA_schoolprim | 2 | BGF Bildung primär | m² |  | 0
🏙️ | usage | area | GFA |  | usage | retailfood | GFA_retailfood | 2 | BGF Lebensmittelhandel | m² |  | 0
🏙️ | usage | area | GFA |  | usage | retailother | GFA_retailother | 2 | BGF Handel sonstiger | m² |  | 0
🏙️ | usage | area | GFA |  | usage | other | GFA_other | 2 | BGF Sonstige | m² |  | 0
🏙️ | usage | area | GFA |  |  |  | GFA_total | 0 | BGF Quartier | m² |  | 19229.66
🏙️ | usage | NFA_to_GFA |  |  | usage | residential | NFA_to_GFA_ratio_residential | 2 | NGF/BGF Wohnen | ratio |  | 0.8
🏙️ | usage | NFA_to_GFA |  |  | usage | office | NFA_to_GFA_ratio_office | 2 | NGF/BGF Büro | ratio |  | 0.8
🏙️ | usage | NFA_to_GFA |  |  | usage | schoolsec | NFA_to_GFA_ratio_schoolsec | 2 | NGF/BGF Bildung sekundär | ratio |  | 0.8
🏙️ | usage | NFA_to_GFA |  |  | usage | schoolprim | NFA_to_GFA_ratio_schoolprim | 2 | NGF/BGF Bildung primär | ratio |  | 0.8
🏙️ | usage | NFA_to_GFA |  |  | usage | retailfood | NFA_to_GFA_ratio_retailfood | 2 | NGF/BGF Lebensmittelhandel | ratio |  | 0.8
🏙️ | usage | NFA_to_GFA |  |  | usage | retailother | NFA_to_GFA_ratio_retailother | 2 | NGF/BGF Handel sonstiger | ratio |  | 0.8
🏙️ | usage | NFA_to_GFA |  |  | usage | other | NFA_to_GFA_ratio_other | 2 | NGF/BGF Sonstige | ratio |  | 0.8
🏙️ | usage | NFA_to_GFA |  |  |  |  | NFA_to_GFA_ratio | 0 | NGF/BGF Quartier | ratio |  | 80%
🏙️ | usage | area | NFA |  | usage | residential | NFA_residential | 0 | NGF Wohnen | m² |  | 12526.632
🏙️ | usage | area | NFA |  | usage | office | NFA_office | 0 | NGF Büro | m² |  | 2857.096
🏙️ | usage | area | NFA |  | usage | schoolsec | NFA_schoolsec | 0 | NGF Bildung sekundär | m² |  | 0
🏙️ | usage | area | NFA |  | usage | schoolprim | NFA_schoolprim | 0 | NGF Bildung primär | m² |  | 0
🏙️ | usage | area | NFA |  | usage | retailfood | NFA_retailfood | 0 | NGF Handel Lebensmittel | m² |  | 0
🏙️ | usage | area | NFA |  | usage | retailother | NFA_retailother | 0 | NGF Handel sonstiger | m² |  | 0
🏙️ | usage | area | NFA |  | usage | other | NFA_other | 0 | NGF Sonstige | m² |  | 0
🏙️ | usage | area | NFA |  |  |  | NFA_total | 0 | NGF Quartier | m² |  | 15383.728
🏙️ | usage | area_inverse |  |  |  |  | per_NFA | 0 | Pro NGF ( Kehrwert NGF) | 1/m²NGF |  | 6.5004e-05
🏙️ | district | area | plot |  |  |  | plot_area | 2 | Bebaubare Grundstücksfläche | m² |  | 6476
🏙️ | district | floor_space_index |  |  |  |  | FSI | 0 | Geschoßflächenzahl | - |  | 2.9694
🔧 | district | preset |  |  |  |  | preset_recorded_renovation |  | Vorauswahl Sanierung
🏙️ | district | renovation |  |  | usage | residential | renovation_ratio_residential | 2 | Sanierung Anteil Wohnen | ratio |  | 0%
🏙️ | district | renovation |  |  | usage | office | renovation_ratio_office | 2 | Sanierung Anteil Büro | ratio |  | 0%
🏙️ | district | renovation |  |  | usage | schoolsec | renovation_ratio_schoolsec | 2 | Sanierung Anteil Bildung sekundär | ratio |  | 0%
🏙️ | district | renovation |  |  | usage | schoolprim | renovation_ratio_schoolprim | 2 | Sanierung Anteil Bildung primär | ratio |  | 0%
🏙️ | district | renovation |  |  | usage | retailfood | renovation_ratio_retailfood | 2 | Sanierung Anteil Lebensmittelhandel | ratio |  | 0%
🏙️ | district | renovation |  |  | usage | retailother | renovation_ratio_retailother | 2 | Sanierung Anteil Handel Sonstiger | ratio |  | 0%
🏙️ | district | renovation |  |  | usage | other | renovation_ratio_other | 2 | Sanierung Anteil Sonstige | ratio |  | 0%
🏙️ | district | renovation |  |  |  |  | renovation_share | 0 | Sanierungsanteil im Quartier | ratio |  | 0%
🏙️ | district | buildings |  |  |  |  | building_count | 1 | Anzahl Baukörper | -
🏙️ | district | storeys |  |  |  |  | storey_count_avg | 1 | Anzahl Geschoße | - | Average
↕️ | geometry | height |  |  | usage | residential | rh_residential | 2 | Raumhöhe Wohnen | m |  | 2.5
↕️ | geometry | height |  |  | usage | office | rh_office | 2 | Raumhöhe Büro | m |  | 2.6
↕️ | geometry | height |  |  | usage | schoolsec | rh_schoolsec | 2 | Raumhöhe sekundäre Bildungseinrichtung/ Universität | m |  | 2.6
↕️ | geometry | height |  |  | usage | schoolprim | rh_schoolprim | 2 | Raumhöhe primäre Bildundseinrichtung/ Kindergarten | m |  | 2.6
↕️ | geometry | height |  |  | usage | retailfood | rh_retailfood | 2 | Raumhöhe Lebensmittelhandel | m |  | 4
↕️ | geometry | height |  |  | usage | retailother | rh_retailother | 2 | Raumhöhe Handel sonstiger | m |  | 2.6
↕️ | geometry | height |  |  | usage | other | rh_other | 2 | Raumhöhe Sonstige Nutzung | m |  | 2.6
↕️ | geometry | height |  |  |  |  | rh_avg | 0 | Raumhöhe Quartier | m |  | 2.5186
↕️ | geometry | volume |  |  |  |  | NFV_total | 0 | Raumvolumen Quartier | m³net |  | 38745.0296
↕️ | geometry | volume |  |  |  |  | NFV_u | 0 | Raumvolumen ungekühlt | m³net |  | 31316.58
↕️ | geometry | volume |  |  |  |  | NFV_c | 0 | Raumvolumen gekühlt | m³net |  | 7428.4496
↕️ | geometry | height |  |  |  |  | rh_ceiling | 1 | Höhe Geschoßdecken | m |  | 0.35
↕️ | geometry | volume |  |  |  |  | GFV | 0 | Raumvolumen Quartier brutto | m³gross |  | 44129.3344
🧊 | geometry | area | thermal_hull |  | hull | wall | hull_ext_wall_wo_window_m2 | 2 | Hüllfläche Außenwand | m² | exkl. Fenster | 5500
🧊 | geometry | area | thermal_hull |  | hull | roof | hull_roof_m2 | 2 | Hüllfläche Dach | m² |  | 4116
🧊 | geometry | area | thermal_hull |  | hull | fundament | hull_fundament_m2 | 2 | Hüllfläche Kellerdecke / Fundament | m² |  | 4116
🧊 | geometry | area | thermal_hull |  | hull | window_north | hull_windows_north_m2 | 2 | Hüllfläche Fenster Nord | m² | inkl. Rahmen | 900
🧊 | geometry | area | thermal_hull |  | hull | window_east | hull_windows_east_m2 | 2 | Hüllfläche Fenster Ost | m² | inkl. Rahmen | 900
🧊 | geometry | area | thermal_hull |  | hull | window_south | hull_windows_south_m2 | 2 | Hüllfläche Fenster Süd | m² | inkl. Rahmen | 900
🧊 | geometry | area | thermal_hull |  | hull | window_west | hull_windows_west_m2 | 2 | Hüllfläche Fenster West | m² | inkl. Rahmen | 900
🧊 | geometry | area | thermal_hull |  | hull | window_horizontal | hull_windows_horizontal_m2 | 2 | Hüllfläche Fenster Horizontal | m² | inkl. Rahmen | 0
🧊 | geometry | area | thermal_hull |  | hull | windows | hull_window_m2 | 0 | Hüllfläche Fenster gesamt | m² |  | 3600
🧊 | geometry | area | thermal_hull |  | hull |  | hull_fenestration_rate | 0 | Hüllfläche Fensterflächenanteil | m² |  | 39.56%
🧊 | geometry | area | thermal_hull |  | hull |  | hull_m2 | 0 | Hüllfläche gesamt | m² |  | 17332
🧊 | geometry | lc | thermal_hull |  | hull |  | lc | 0 | lc | m |  | 2.5461
🔧 | geometry | preset |  |  |  |  | preset_recorded_geometry | 5 | Vorauswahl Geometrietyp | -
🔧 | thermal_hull | preset |  |  |  |  | preset_recorded_hulls | 5 | Vorauswahl Thermische Hülle
🧱 | thermal_hull | transmittance |  |  | hull | wall | hull_transmittance_walls | 2 | U-Wert Außenwände | W/m²K |  | 0.15
🧱 | thermal_hull | transmittance |  |  | hull | roof | hull_transmittance_roof | 2 | U-Wert Dach | W/m²K |  | 0.15
🧱 | thermal_hull | transmittance |  |  | hull | fundament | hull_transmittance_fundament | 2 | U-Wert Kellerdecke / Fundament | W/m²K |  | 0.3
🧱 | thermal_hull | transmittance |  |  | hull | windows | hull_transmittance_windows_north | 2 | U-Wert Fenster Nord | W/m²K | inkl. Rahmen | 1
🧱 | thermal_hull | transmittance |  |  | hull | windows | hull_transmittance_windows_east | 2 | U-Wert Fenster Ost | W/m²K | inkl. Rahmen | 1
🧱 | thermal_hull | transmittance |  |  | hull | windows | hull_transmittance_windows_south | 2 | U-Wert Fenster Süd | W/m²K | inkl. Rahmen | 1
🧱 | thermal_hull | transmittance |  |  | hull | windows | hull_transmittance_windows_west | 2 | U-Wert Fenster West | W/m²K | inkl. Rahmen | 1
🧱 | thermal_hull | transmittance |  |  | hull | windows | hull_transmittance_windows_horizontal | 2 | U-Wert Fenster Horizontal | W/m²K | inkl. Rahmen | 1
🧱 | thermal_hull | transmittance_heatbridge_factor |  |  |  |  | hull_transmittance_heatbridge | 2 | Wärmebrückenzuschlag | ratio | Anteil des Transmissionsleitwerts | 0.1
🧱 | thermal_hull | transmittance |  |  | hull | wall | transmittance_walls_Wm2NFA | 0 | Transmissionsleitwert Außenwände | W/m²(NFA)K |  | 0.053628
🧱 | thermal_hull | transmittance |  |  | hull | roof | transmittance_roof_Wm2NFA | 0 | Transmissionsleitwert Dach | W/m²(NFA)K |  | 0.040133
🧱 | thermal_hull | transmittance |  |  | hull | fundament | transmittance_fundament_Wm2NFA | 0 | Transmissionsleitwert Kellerdecke / Fundament | W/m²(NFA)K |  | 0.080267
🧱 | thermal_hull | transmittance |  |  | hull | windows | transmittance_windows_Wm2NFA | 0 | Transmissionsleitwert Fenster | W/m²(NFA)K |  | 0.23401
🧱 | thermal_hull | transmittance_heatbridge_factor |  |  |  |  | transmittance_heatbridge_Wm2NFA | 0 | Transmissionsleitwert Wärmebrücken | W/m²(NFA)K |  | 0.040804
🧱 | thermal_hull | transmittance |  |  |  |  | transmittance_MW | 0 | Transmissionsleitwert absolut | MW/K | ink. Wärmebrückenzuschlag | 0.0069049
🧱 | thermal_hull | transmittance |  |  |  |  | transmittance_Wm2 | 0 | Transmissionsleitwert spezifisch | W/m²K | ink. Wärmebrückenzuschlag | 0.44885
🧱 | thermal_hull | transmittance | [5 empty] | 0 | LT | W/K |  | 6904.92
🔧 | thermal_hull | preset |  |  |  |  | preset_recorded_building_mass | 5 | Vorauswahl Spezif. Wirksame Wärmekapazität
🧱 | thermal_hull | heat_capacity |  |  |  |  | heat_capacity_effective_m2 | 2 | Spezif. wirksame Wärmekapazität | Wh/m²K |  | 204
🧱 | thermal_hull | heat_capacity |  |  |  |  | heat_cap_eff_uncooled_m2 | 0 | Spezif. wirksame Wärmekapazität ungekühlter Bereich | Wh/m²K | Kann separat eingegebn werden | 204
🧱 | thermal_hull | heat_capacity |  |  |  |  | heat_cap_eff_cooled_m2 | 0 | Spezif. wirksame Wärmekapazität gekühlter Bereich | Wh/m²K | Kann separat eingegebn werden | 204
🏢 | solar_gains | solar_gains_coefficient |  |  | hull | window_north | window_total_transmittance_north | 2 | g-Wert Fenster Nord | ratio |  | 0.7
🏢 | solar_gains | solar_gains_coefficient |  |  | hull | window_east | window_total_transmittance_east | 2 | g-Wert Fenster Ost | ratio |  | 0.7
🏢 | solar_gains | solar_gains_coefficient |  |  | hull | window_south | window_total_transmittance_south | 2 | g-Wert Fenster Süd | ratio |  | 0.7
🏢 | solar_gains | solar_gains_coefficient |  |  | hull | window_west | window_total_transmittance_west | 2 | g-Wert Fenster West | ratio |  | 0.7
🏢 | solar_gains | solar_gains_coefficient |  |  | hull | window_horizontal | window_total_transmittance_horizontal | 2 | g-Wert Fenster Horizontal | ratio |  | 0.7
🔧 | solar_gains | preset |  |  |  |  | preset_recorded_shading_geometry | 5 | Vorauswahl Einstrahlungsfaktoren Verschattung
🏢 | solar_gains | sgc_factor |  | winter | hull | window_north | window_irradiation_factor_winter_north | 2 | Einstrahlungsfaktor Fenster Nord | ratio |  | 0.492
🏢 | solar_gains | sgc_factor |  | winter | hull | window_east | window_irradiation_factor_winter_east | 2 | Einstrahlungsfaktor Fenster Ost | ratio |  | 0.492
🏢 | solar_gains | sgc_factor |  | winter | hull | window_south | window_irradiation_factor_winter_south | 2 | Einstrahlungsfaktor Fenster Süd | ratio |  | 0.492
🏢 | solar_gains | sgc_factor |  | winter | hull | window_west | window_irradiation_factor_winter_west | 2 | Einstrahlungsfaktor Fenster West | ratio |  | 0.492
🏢 | solar_gains | sgc_factor |  | winter | hull | window_horizontal | window_irradiation_factor_winter_horizontal | 2 | Einstrahlungsfaktor Fenster Horizontal | ratio |  | 0.85
🏢 | solar_gains | sgc_factor |  | summer | hull | window_north | window_irradiation_factor_summer_north | 2 | Einstrahlungsfaktor Sommer Nord | ratio |  | 0.56
🏢 | solar_gains | sgc_factor |  | summer | hull | window_east | window_irradiation_factor_summer_east | 2 | Einstrahlungsfaktor Sommer Ost | ratio |  | 0.525
🏢 | solar_gains | sgc_factor |  | summer | hull | window_south | window_irradiation_factor_summer_south | 2 | Einstrahlungsfaktor Sommer Süd | ratio |  | 0.525
🏢 | solar_gains | sgc_factor |  | summer | hull | window_west | window_irradiation_factor_summer_west | 2 | Einstrahlungsfaktor Sommer West | ratio |  | 0.525
🏢 | solar_gains | sgc_factor |  | summer | hull | window_horizontal | window_irradiation_factor_summer_horizontal | 2 | Einstrahlungsfaktor Sommer Horizontal | ratio |  | 0.85
🏢 | solar_gains | summer_winter_ratio |  |  | hull | window_north |  | 0 | Verhältnis Sommer/Winter Nord | ratio |  | 113.8%
🏢 | solar_gains | summer_winter_ratio |  |  | hull | window_east |  | 0 | Verhältnis Sommer/Winter Ost | ratio |  | 106.7%
🏢 | solar_gains | summer_winter_ratio |  |  | hull | window_south |  | 0 | Verhältnis Sommer/Winter Süd | ratio |  | 106.7%
🏢 | solar_gains | summer_winter_ratio |  |  | hull | window_west |  | 0 | Verhältnis Sommer/Winter West | ratio |  | 106.7%
🏢 | solar_gains | summer_winter_ratio |  |  | hull | window_horizontal |  | 0 | Verhältnis Sommer/Winter Horizontal | ratio |  | 100%
🏢 | solar_gains | sgc_factor |  |  |  |  | irradiation_opaque_surcharge | 1 | Zuschlag opake Bauteile | - |  | 106.6%
🏢 | solar_gains | aperture |  | winter | hull | window_north |  | 0 | Apertur Winter Nord | m² | Effektiv, inkl opake Anteile | 21965%
🏢 | solar_gains | aperture |  | winter | hull | window_east |  | 0 | Apertur Winter ost | m² | Effektiv, inkl opake Anteile | 21965%
🏢 | solar_gains | aperture |  | winter | hull | window_south |  | 0 | Apertur Winter Süd | m² | Effektiv, inkl opake Anteile | 21965%
🏢 | solar_gains | aperture |  | winter | hull | window_west |  | 0 | Apertur Winter West | m² | Effektiv, inkl opake Anteile | 21965%
🏢 | solar_gains | aperture |  | winter | hull | window_horizontal |  | 0 | Apertur Winter Horizontal | m² | Effektiv, inkl opake Anteile | 0%
🏢 | solar_gains | aperture |  | summer | hull | window_north |  | 0 | Apertur Sommer Nord | m² | Effektiv, inkl opake Anteile | 25000%
🏢 | solar_gains | aperture |  | summer | hull | window_east |  | 0 | Apertur Sommer Ost | m² | Effektiv, inkl opake Anteile | 23438%
🏢 | solar_gains | aperture |  | summer | hull | window_south |  | 0 | Apertur Sommer Süd | m² | Effektiv, inkl opake Anteile | 23438%
🏢 | solar_gains | aperture |  | summer | hull | window_west |  | 0 | Apertur Sommer West | m² | Effektiv, inkl opake Anteile | 23438%
🏢 | solar_gains | aperture |  | summer | hull | window_horizontal |  | 0 | Apertur Sommer Horizontal | m² | Effektiv, inkl opake Anteile | 0%
🔧 | solar_gains | preset |  |  |  |  | preset_recorded_mobile_shading | 5 | Vorauswahl Mobile Verschattung
🏢 | solar_gains | shading_coefficient |  |  | usage | residential | fc_residential | 2 | Fc-Wert Wohnen | ratio |  | 1
🏢 | solar_gains | shading_coefficient |  |  | usage | office | fc_office | 2 | Fc-Wert Büro | ratio |  | 0.4
🏢 | solar_gains | shading_coefficient |  |  | usage | schoolsec | fc_schoolsec | 2 | Fc-Wert Sekundäre Bildungseinrichtung oder Universität | ratio |  | 0.4
🏢 | solar_gains | shading_coefficient |  |  | usage | schoolprim | fc_schoolprim | 2 | Fc-Wert Kindergarten und Volksschule | ratio |  | 0.4
🏢 | solar_gains | shading_coefficient |  |  | usage | retailfood | fc_retailfood | 2 | Fc-Wert Lebensmittelhandel | ratio |  | 0.4
🏢 | solar_gains | shading_coefficient |  |  | usage | retailother | fc_retailother | 2 | Fc-Wert Handel | ratio |  | 0.4
🏢 | solar_gains | shading_coefficient |  |  | usage | other | fc_other | 2 | Fc-Wert Sonstige | ratio |  | 0.4
🏢 | solar_gains | shading_coefficient |  |  |  |  | fc_u | 0 | Fc-Wert ungekühlt | ratio |  | 1
🏢 | solar_gains | shading_coefficient |  |  |  |  | fc_c | 0 | Fc-Wert gekühlt | ratio |  | 0.4
🏢 | solar_gains | illuminance_min |  |  | usage | residential | illuminance_min_residential | 2 | Lux-Wert Wohnen | lux |  | 300
🏢 | solar_gains | illuminance_min |  |  | usage | office | illuminance_min_office | 2 | Lux-Wert Büro | lux |  | 300
🏢 | solar_gains | illuminance_min |  |  | usage | schoolsec | illuminance_min_schoolsec | 2 | Lux-Wert Sekundäre Bildungseinrichtung oder Universität | lux |  | 300
🏢 | solar_gains | illuminance_min |  |  | usage | schoolprim | illuminance_min_schoolprim | 2 | Lux-Wert Kindergarten und Volksschule | lux |  | 300
🏢 | solar_gains | illuminance_min |  |  | usage | retailfood | illuminance_min_retailfood | 2 | Lux-Wert Lebensmittelhandel | lux |  | 300
🏢 | solar_gains | illuminance_min |  |  | usage | retailother | illuminance_min_retailother | 2 | Lux-Wert Handel | lux |  | 300
🏢 | solar_gains | illuminance_min |  |  | usage | other | illuminance_min_other | 2 | Lux-Wert Sonstige | lux |  | 300
🏢 | solar_gains | max_irradiation | uncooled |  |  |  | QS_max_shading_u | 0 | Strahlungsschwellenwert Jalousie Ungekühlt | W/m² |  | 3
🏢 | solar_gains | max_irradiation | cooled |  |  |  | QS_max_shading_c | 0 | Strahlungsschwellenwert Jalousie Gekühlt | W/m² |  | 3
🏢 | solar_gains | sgc_factor |  |  |  |  | illuminance_efficiency_dirt | 1 | Abminderungsfaktor Verschmutzung |  |  | 95%
🏢 | solar_gains | sgc_factor |  |  |  |  | illuminance_efficiency_glazing_ratio | 2 | Abminderungsfaktor Verglasungsanteil |  |  | 70%
🏢 | solar_gains | solar_gains_coefficient | [5 empty] | 0 | Flächengewichteter G-wert |  |  | 0.7
🏢 | solar_gains | [5 empty] | mob_shading_factor_u | 0 | Abschattungseffekt Mobiler Sonnenschutz ungekühlt |  |  | 1
🏢 | solar_gains | [5 empty] | mob_shading_factor_c | 0 | Abschattungseffekt Mobiler Sonnenschutz gekühlt |  |  | 0.4
🔧 | ventilation | preset |  |  |  |  | preset_recorded_air_tightness | 5 | Vorauswahl Luftdichtheit |  |  | Auswählen
💨 | ventilation | air_tightness |  |  |  |  | vent_air_tightness | 2 | Luftdichtheit n50 | 1/h |  | 1.5
💨 | Ventilation | blowerdoor_to_real |  |  |  |  | vent_tightness_ratio_blowerdoor_to_real | 1 | Verhältnis Blower Door / Reale Infiltration | ratio |  | 10
💨 | Ventilation | ach |  |  |  |  | vent_infiltration_ACH | 0 | Luftwechsel Infiltration | 1/h |  | 0.15
🔧 | ventilation | preset |  |  |  |  | preset_recorded_vent_modes | 5 | Vorauswahl Art der Lüftung(en) im Quartier
💨 | ventilation | mechanical_share |  |  | usage | residential | vent_share_mechanical_residential | 2 | Mechanische Lüftung Wohnen | ratio |  | 0
💨 | ventilation | mechanical_share |  |  | usage | office | vent_share_mechanical_office | 2 | Mechanische Lüftung Büro | ratio |  | 1
💨 | ventilation | mechanical_share |  |  | usage | schoolsec | vent_share_mechanical_schoolsec | 2 | Mechanische Lüftung Bildung sekundär | ratio |  | 1
💨 | ventilation | mechanical_share |  |  | usage | schoolprim | vent_share_mechanical_schoolprim | 2 | Mechanische Lüftung Bildung primär | ratio |  | 1
💨 | ventilation | mechanical_share |  |  | usage | retailfood | vent_share_mechanical_retailfood | 2 | Mechanische Lüftung Handel Lebensmittel | ratio |  | 1
💨 | ventilation | mechanical_share |  |  | usage | retailother | vent_share_mechanical_retailother | 2 | Mechanische Lüftung Handel sonstiger | ratio |  | 1
💨 | ventilation | mechanical_share |  |  | usage | other | vent_share_mechanical_other | 2 | Mechanische Lüftung Sonstige Nutzung | ratio |  | 1
💨 | ventilation | natural_share |  |  | usage | residential |  | 0 | Fensterlüftung Wohnen | Anteil |  | 1
💨 | ventilation | natural_share |  |  | usage | office |  | 0 | Fensterlüftung Büro | Anteil |  | 0
💨 | ventilation | natural_share |  |  | usage | schoolsec |  | 0 | Fensterlüftung Bildung sekundär | Anteil |  | 0
💨 | ventilation | natural_share |  |  | usage | schoolprim |  | 0 | Fensterlüftung Bildung primär | Anteil |  | 0
💨 | ventilation | natural_share |  |  | usage | retailfood |  | 0 | Fensterlüftung Handel Lebensmittel | Anteil |  | 0
💨 | ventilation | natural_share |  |  | usage | retailother |  | 0 | Fensterlüftung Handel sonstiger | Anteil |  | 0
💨 | ventilation | natural_share |  |  | usage | other |  | 0 | Fensterlüftung Sonstige Nutzung | Anteil |  | 0
💨 | ventilation | [5 empty] | NFA_windowvent | 0 | Fensterlüftung Nettogeschoßfläche | m²NGF |  | 12526.632
💨 | ventilation | [5 empty] | NFV_windowvent | 0 | Fensterlüftung Raumvolumen | m³netto |  | 31316.58
💨 | ventilation | [5 empty] | NFA_mechvent | 0 | Mechanische Lüftung Nettogeschoßfläche | m²NGF |  | 2857.096
💨 | ventilation | [5 empty] | NFV_mechvent | 0 | Mechanische Lüftung Raumvolumen | m³netto |  | 7428.4496
🔧 | ventilation | preset |  |  |  |  | preset_recorded_vent_night_modes | 5 | Vorauswahl Nachtauskühlung
💨 | ventilation | night_operation |  |  | usage | residential | vent_night_residential | 2 | Nachtauskühlung Fensterstellung Wohnen |  |  | Einseitig 50%
💨 | ventilation | night_operation |  |  | usage | office | vent_night_office | 2 | Nachtauskühlung Fensterstellung Büro |  |  | geschlossen
💨 | ventilation | night_operation |  |  | usage | schoolsec | vent_night_schoolsec | 2 | Nachtauskühlung Fensterstellung Bildung sekundär |  |  | geschlossen
💨 | ventilation | night_operation |  |  | usage | schoolprim | vent_night_schoolprim | 2 | Nachtauskühlung Fensterstellung Bildung primär |  |  | geschlossen
💨 | ventilation | night_operation |  |  | usage | retailfood | vent_night_retailfood | 2 | Nachtauskühlung Fensterstellung Handel Lebensmittel |  |  | geschlossen
💨 | ventilation | night_operation |  |  | usage | retailother | vent_night_retailother | 2 | Nachtauskühlung Fensterstellung Handel sonstiger |  |  | geschlossen
💨 | ventilation | night_operation |  |  | usage | other | vent_night_other | 2 | Nachtauskühlung Fensterstellung Sonstige Nutzung |  |  | geschlossen
💨 | ventilation | night_operation |  |  |  |  | ACH_night_m3 | 0 | Nachtauskühlung Luftwechsel | m³/h |  | 62633.16
💨 | ventilation | air_change |  |  | usage | residential | vent_ach_max_residential | 2 | Luftwechsel Wohnen | 1/h | Maximal | 0.4
💨 | ventilation | air_change |  |  | usage | office | vent_ach_max_office | 2 | Luftwechsel Büro | 1/h | Maximal | 0.3
💨 | ventilation | air_change |  |  | usage | schoolsec | vent_ach_max_schoolsec | 2 | Luftwechsel Bildung sekundär | 1/h | Maximal | 0.95895
💨 | ventilation | air_change |  |  | usage | schoolprim | vent_ach_max_schoolprim | 2 | Luftwechsel Bildung primär | 1/h | Maximal | 0.95895
💨 | ventilation | air_change |  |  | usage | retailfood | vent_ach_max_retailfood | 2 | Luftwechsel Handel Lebensmittel | 1/h | Maximal | 0.45
💨 | ventilation | air_change |  |  | usage | retailother | vent_ach_max_retailother | 2 | Luftwechsel Handel sonstiger | 1/h | Maximal | 0.45
💨 | ventilation | air_change |  |  | usage | other | vent_ach_max_other | 2 | Luftwechsel Sonstige Nutzung | 1/h | Maximal | 0
💨 | ventilation | air_change_scale |  |  | usage | residential | vent_scale_residential | 0 | Skalierung Luftwechsel Wohnen | raio |  | 1
💨 | ventilation | air_change_scale |  |  | usage | office | vent_scale_office | 0 | Skalierung Luftwechsel Büro | raio |  | 0.2
💨 | ventilation | air_change_scale |  |  | usage | schoolsec | vent_scale_school_sec | 0 | Skalierung Luftwechsel Bildung sekundär | raio |  | 1
💨 | ventilation | air_change_scale |  |  | usage | schoolprim | vent_scale_school_prim | 0 | Skalierung Luftwechsel Bildung primär | raio |  | 1
💨 | ventilation | air_change_scale |  |  | usage | retailfood | vent_scale_supermarket | 0 | Skalierung Luftwechsel Handel Lebensmittel | raio |  | 0.3
💨 | ventilation | air_change_scale |  |  | usage | retailother | vent_scale_retail | 0 | Skalierung Luftwechsel Handel sonstiger | raio |  | 0.3
💨 | ventilation | air_change_scale |  |  | usage | other | vent_scale_other | 0 | Skalierung Luftwechsel Sonstige Nutzung | raio
🔧 | ventilation | preset |  |  |  |  | preset_recorded_ventilation_system | 5 | Vorauswahl Mechanische Lüftung
💨 | ventilation | el_scale |  |  | usage | residential | Ev_scale_residential | 2 | Lüfterstrom mech. Wohnen | Anteil |  | 0.5
💨 | ventilation | el_scale |  |  | usage | office | Ev_scale_office | 2 | Lüfterstrom mech. Büro | Anteil |  | 0.5
💨 | ventilation | el_scale |  |  | usage | schoolsec | Ev_scale_school_sec | 2 | Lüfterstrom mech. Bildung sekundär | Anteil |  | 0.5
💨 | ventilation | el_scale |  |  | usage | schoolprim | Ev_scale_school_prim | 2 | Lüfterstrom mech. Bildung primär | Anteil |  | 0.5
💨 | ventilation | el_scale |  |  | usage | retailfood | Ev_scale_retail_food | 2 | Lüfterstrom mech. Handel Lebensmittel | Anteil |  | 0.5
💨 | ventilation | el_scale |  |  | usage | retailother | Ev_scale_retail_other | 2 | Lüfterstrom mech. Handel sonstiger | Anteil |  | 0.5
💨 | ventilation | el_scale |  |  | usage | other | Ev_scale_other | 2 | Lüfterstrom mech. Sonstige Nutzung | Anteil |  | 0.5
💨 | ventilation | heat_recovery_winter |  |  | usage | residential | vent_heat_recovery_winter_residential | 2 | Wärmerückgewinnung Winter Wohnen | ratio | Maximal | 0
💨 | ventilation | heat_recovery_winter |  |  | usage | office | vent_heat_recovery_winter_office | 2 | Wärmerückgewinnung Winter Büro | ratio | Maximal | 0.5
💨 | ventilation | heat_recovery_winter |  |  | usage | schoolsec | vent_heat_recovery_winter_schoolsec | 2 | Wärmerückgewinnung Winter Bildung sekundär | ratio | Maximal | 0.5
💨 | ventilation | heat_recovery_winter |  |  | usage | schoolprim | vent_heat_recovery_winter_schoolprim | 2 | Wärmerückgewinnung Winter Bildung primär | ratio | Maximal | 0.5
💨 | ventilation | heat_recovery_winter |  |  | usage | retailfood | vent_heat_recovery_winter_retailfood | 2 | Wärmerückgewinnung Winter Handel Lebensmittel | ratio | Maximal | 0.5
💨 | ventilation | heat_recovery_winter |  |  | usage | retailother | vent_heat_recovery_winter_retailother | 2 | Wärmerückgewinnung Winter Handel sonstiger | ratio | Maximal | 0.5
💨 | ventilation | heat_recovery_winter |  |  | usage | other | vent_heat_recovery_winter_other | 2 | Wärmerückgewinnung Winter Sonstige Nutzung | ratio | Maximal | 0.5
💨 | ventilation | heat_recovery_summer |  |  | usage | residential | vent_heat_recovery_summer_residential | 2 | Wärmerückgewinnung Sommer Wohnen | ratio |  | 0
💨 | ventilation | heat_recovery_summer |  |  | usage | office | vent_heat_recovery_summer_office | 2 | Wärmerückgewinnung Sommer Büro | ratio |  | 0.3
💨 | ventilation | heat_recovery_summer |  |  | usage | schoolsec | vent_heat_recovery_summer_schoolsec | 2 | Wärmerückgewinnung Sommer Bildung sekundär | ratio |  | 0.3
💨 | ventilation | heat_recovery_summer |  |  | usage | schoolprim | vent_heat_recovery_summer_schoolprim | 2 | Wärmerückgewinnung Sommer Bildung primär | ratio |  | 0.3
💨 | ventilation | heat_recovery_summer |  |  | usage | retailfood | vent_heat_recovery_summer_retailfood | 2 | Wärmerückgewinnung Sommer Handel Lebensmittel | ratio |  | 0.3
💨 | ventilation | heat_recovery_summer |  |  | usage | retailother | vent_heat_recovery_summer_retailother | 2 | Wärmerückgewinnung Sommer Handel sonstiger | ratio |  | 0.3
💨 | ventilation | heat_recovery_summer |  |  | usage | other | vent_heat_recovery_summer_other | 2 | Wärmerückgewinnung Sommer Sonstige Nutzung | ratio |  | 0.3
💨 | ventilation | [6 empty] | 0 | Quartiersanteil Fensterlüftung | ratio | pro Quartiersvolumen! | 80.83%
💨 | ventilation | [5 empty] | Vent_share_window_uncooled | 0 | Fensterlüftung Anteil ohne aktive Kühlung |  | pro Quartiersvolumen! | 80.83%
💨 | ventilation | [5 empty] | Vent_share_window_cooled | 0 | Fensterlüftung Anteil mit aktiver Kühlung |  | pro Quartiersvolumen! | 0%
💨 | ventilation | [6 empty] | 0 | Quartiersanteil Mechanische Lüftung |  | pro Quartiersvolumen! | 19.17%
💨 | ventilation | [5 empty] | Vent_share_mech_uncooled | 0 | Quartiersanteil Mechanische Lüftung ohne aktiver Kühlung |  | pro Quartiersvolumen! | 0%
💨 | ventilation | [5 empty] | Vent_share_mech_cooled | 0 | Quartiersanteil Mechanische Lüftung mit aktiver Kühlung |  | pro Quartiersvolumen! | 19.17%
💨 | ventilation | [5 empty] | test_NFV_shares | 0 | Test |  |  | TRUE
👤 | usage | concurrency |  | winter | usage | residential | usage_concurrency_winter_residential | 2 | Gleichzeitigkeitsfaktor Innere Wärmen Winter Wohnen | ratio |  | 100%
👤 | usage | concurrency |  | winter | usage | office | usage_concurrency_winter_office | 2 | Gleichzeitigkeitsfaktor Innere Wärmen Winter Büro | ratio |  | 100%
👤 | usage | concurrency |  | winter | usage | schoolsec | usage_concurrency_winter_schoolsec | 2 | Gleichzeitigkeitsfaktor Innere Wärmen Winter Bildung sekundär | ratio |  | 100%
👤 | usage | concurrency |  | winter | usage | schoolprim | usage_concurrency_winter_schoolprim | 2 | Gleichzeitigkeitsfaktor Innere Wärmen Winter Bildung primär | ratio |  | 50%
👤 | usage | concurrency |  | winter | usage | retailfood | usage_concurrency_winter_retailfood | 2 | Gleichzeitigkeitsfaktor Innere Wärmen Winter Handel Lebensmittel | ratio |  | 100%
👤 | usage | concurrency |  | winter | usage | retailother | usage_concurrency_winter_retailother | 2 | Gleichzeitigkeitsfaktor Innere Wärmen Winter Handel sonstiger | ratio |  | 100%
👤 | usage | concurrency |  | winter | usage | other | usage_concurrency_winter_other | 2 | Gleichzeitigkeitsfaktor Innere Wärmen Winter Sonstige Nutzung | ratio |  | 100%
👤 | usage | concurrency |  | summer | usage | residential | usage_concurrency_summer_residential | 2 | Gleichzeitigkeitsfaktor Innere Wärmen Sommer Wohnen | ratio |  | 100%
👤 | usage | concurrency |  | summer | usage | office | usage_concurrency_summer_office | 2 | Gleichzeitigkeitsfaktor Innere Wärmen Sommer Büro | ratio |  | 100%
👤 | usage | concurrency |  | summer | usage | schoolsec | usage_concurrency_summer_schoolsec | 2 | Gleichzeitigkeitsfaktor Innere Wärmen Sommer Bildung sekundär | ratio |  | 100%
👤 | usage | concurrency |  | summer | usage | schoolprim | usage_concurrency_summer_schoolprim | 2 | Gleichzeitigkeitsfaktor Innere Wärmen Sommer Bildung primär | ratio |  | 100%
👤 | usage | concurrency |  | summer | usage | retailfood | usage_concurrency_summer_retailfood | 2 | Gleichzeitigkeitsfaktor Innere Wärmen Sommer Handel Lebensmittel | ratio |  | 100%
👤 | usage | concurrency |  | summer | usage | retailother | usage_concurrency_summer_retailother | 2 | Gleichzeitigkeitsfaktor Innere Wärmen Sommer Handel sonstiger | ratio |  | 100%
👤 | usage | concurrency |  | summer | usage | other | usage_concurrency_summer_other | 2 | Gleichzeitigkeitsfaktor Innere Wärmen Sommer Sonstige Nutzung | ratio |  | 100%
👤 | usage | dhw_demand |  |  | usage | residential | DHW_demand_residential_kWhm2 | 1 | WWWB Wohnen | kWh/m²NGFa | Input fehlt | 12.78
👤 | usage | dhw_demand |  |  | usage | office | DHW_demand_office_kWhm2 | 1 | WWWB Büro | kWh/m²NGFa | Input fehlt | 6.9375
👤 | usage | dhw_demand |  |  | usage | schoolsec | DHW_demand_schoolsec_kWhm2 | 1 | WWWB Bildung sekundär | kWh/m²NGFa | Input fehlt | 4.2
👤 | usage | dhw_demand |  |  | usage | schoolprim | DHW_demand_schoolprim_kWhm2 | 1 | WWWB Bildung primär | kWh/m²NGFa | Input fehlt | 5.8875
👤 | usage | dhw_demand |  |  | usage | retailfood | DHW_demand_retailfood_kWhm2 | 1 | WWWB Handel Lebensmittel | kWh/m²NGFa | Input fehlt | 7.925
👤 | usage | dhw_demand |  |  | usage | retailother | DHW_demand_retailother_kWhm2 | 1 | WWWB Handel sonstiger | kWh/m²NGFa | Input fehlt | 7.925
👤 | usage | dhw_demand |  |  | usage | other | DHW_demand_other_kWhm2 | 1 | WWWB Sonstige Nutzung | kWh/m²NGFa | Input fehlt | 7.925
👤 | usage | aux_el_demand |  |  | usage | residential | aux_el_demand_residential_kWhm2 | 2 | Allgemeinstrom Wohnen | kWh/m²NGFa | Input fehlt | 1.752
👤 | usage | aux_el_demand |  |  | usage | office | aux_el_demand_office_kWhm2 | 2 | Allgemeinstrom Büro | kWh/m²NGFa | Input fehlt | 1.752
👤 | usage | aux_el_demand |  |  | usage | schoolsec | aux_el_demand_schoolsec_kWhm2 | 2 | Allgemeinstrom Bildung sekundär | kWh/m²NGFa | Input fehlt | 0.876
👤 | usage | aux_el_demand |  |  | usage | schoolprim | aux_el_demand_schoolprim_kWhm2 | 2 | Allgemeinstrom Bildung primär | kWh/m²NGFa | Input fehlt | 0.876
👤 | usage | aux_el_demand |  |  | usage | retailfood | aux_el_demand_retailfood_kWhm2 | 2 | Allgemeinstrom Handel lebensmittel | kWh/m²NGFa | Input fehlt | 1.752
👤 | usage | aux_el_demand |  |  | usage | retailother | aux_el_demand_retailother_kWhm2 | 2 | Allgemeinstrom Handel sonstiger | kWh/m²NGFa | Input fehlt | 1.752
👤 | usage | aux_el_demand |  |  | usage | other | aux_el_demand_other_kWhm2 | 2 | Allgemeinstrom Sonstige Nutzung | kWh/m²NGFa | Input fehlt | 1
🔧 | usage | preset |  |  |  |  | preset_recorded_plugloads | 5 | Vorauswahl Nutzerstrom
👤 | usage | plugload_scale |  |  | usage | residential | Plugloads_scale_residential | 0 | Nutzerstrom-Profilskalierung Wohnen | ratio |  | 1
👤 | usage | plugload_scale |  |  | usage | office | Plugloads_scale_office | 0 | Nutzerstrom-Profilskalierung Büro | ratio |  | 1
👤 | usage | plugload_scale |  |  | usage | schoolsec | Plugloads_scale_schoolsec | 0 | Nutzerstrom-Profilskalierung Bildung sekundär | ratio |  | 1
👤 | usage | plugload_scale |  |  | usage | schoolprim | Plugloads_scale_schoolprim | 0 | Nutzerstrom-Profilskalierung Bildung primär | ratio |  | 1
👤 | usage | plugload_scale |  |  | usage | retailfood | Plugloads_scale_retailfood | 0 | Nutzerstrom-Profilskalierung Handel Lebensmittel | ratio |  | 1
👤 | usage | plugload_scale |  |  | usage | retailother | Plugloads_scale_retailother | 0 | Nutzerstrom-Profilskalierung Handel sonstiger | ratio |  | 1
👤 | usage | plugload_scale |  |  | usage | other | Plugloads_scale_other | 0 | Nutzerstrom-Profilskalierung Sonstige Nutzung | ratio |  | 0.032472
🚗 | usage | occupancy |  |  | usage | residential | density_NFApPers_residential | 1 | Belegungsdichte Wohnen | m²NF/Pers |  | 41.7
🚗 | usage | occupancy |  |  | usage | office | density_NFApPers_office | 1 | Belegungsdichte Büro | m²NF/Pers |  | 5.9
🚗 | usage | occupancy |  |  | usage | schoolsec | density_NFApPers_schoolsec | 1 | Belegungsdichte Ausbildung Sekundär | m²NF/Pers |  | 2.5
🚗 | usage | occupancy |  |  | usage | retailfood | density_NFApPers_retail | 1 | Belegungsdichte Handel Supermarkt | m²NF/Pers |  | 10.7
🚗 | usage | occupancy |  |  | usage | schoolprim | density_NFApPers_schoolprim | 1 | Belegungsdichte Ausbildung Primär | m²NF/Pers |  | 2.5
🚗 | usage | occupancy |  |  | usage | retailother | density_NFApPers_retail_other | 1 | Belegungsdichte Handel Sonstige | m²NF/Pers |  | 10.7
🚗 | usage | concurrency_mobility |  |  | mobility | education | mob_simultaneity_edu | 2 | Gleichzeitigkeitsfaktorsfaktor Ausbildung |  | 1 statistische Nutzer ist x realer Nutzer zwecks Wege, die ins Quartier führen) | 14%
🚗 | usage | concurrency_mobility |  |  | mobility | retail | mob_simultaneity_retail | 2 | Gleichzeitigkeitsfaktorsfaktor Einkaufen |  | wieviele Verkaufsflchen werden von mehreren Nutzern aufgesucht? | 100%
🚗 | usage | concurrency_mobility |  |  | mobility | work | mob_simultaneity_office | 1 | Gleichzetigkeitsfaktor Arbeit |  |  | 100%
🚗 | usage |  |  |  | mobility | education | mob_motorization_perNFA_residential | 1 | Autos pro Nutzung Wohnen | 1/100m² | just for battery size, not mileage | 1.2
🚗 | usage |  |  |  | mobility | retail | mob_motorization_perNFA_work | 1 | Autos pro Nutzung Arbeit | 1/100m² | just for battery size, not mileage | 2
🚗 | usage |  |  |  | mobility | work | mob_motorization_perNFA_retail | 2 | Autos pro Nutzung Einkaufen | 1/100m² | just for battery size, not mileage | 10
💡 | usage | lighting_power_max |  |  | usage | office | Plight_max_office | 2 | Beleuchtung maximal Büro | W/m² |  | 20
💡 | usage | lighting_power_max |  |  | usage | schoolsec | Plight_max_schoolsec | 2 | Beleuchtung maximal Ausbildung Sekundär | W/m² |  | 20
💡 | usage | lighting_power_max |  |  | usage | schoolprim | Plight_max_schoolprim | 2 | Beleuchtung maximal Ausbildung Primär | W/m² |  | 20
💡 | usage | lighting_power_max |  |  | usage | office | Plight_min_office | 2 | Beleuchtung minimal Büro | W/m² |  | 5
💡 | usage | lighting_power_max |  |  | usage | schoolsec | Plight_min_schoolsec | 2 | Beleuchtung minimal Ausbildung Sekundär | W/m² |  | 5
💡 | usage | lighting_power_max |  |  | usage | schoolprim | Plight_min_schoolprim | 2 | Beleuchtung minimal Ausbildung Primär | W/m² |  | 5
💡 | usage | lighting_scale |  |  | usage | office | lighting_factor_office | 1 | Beleuchtung Skalierung Büro | ratio |  | 100%
💡 | usage | lighting_scale |  |  | usage | schoolsec | lighting_factor_schoolsec | 1 | Beleuchtung Skalierung Ausbildung Sekundär | ratio |  | 77.53%
💡 | usage | lighting_scale |  |  | usage | schoolprim | lighting_factor_schoolprim | 1 | Beleuchtung Skalierung Ausbildung Primär | ratio |  | 77.53%
💡 | usage | lighting_scale |  |  | usage | retailfood | lighting_factor_retailfood | 1 | Beleuchtung Skalierung Handel Food | ratio |  | 500%
💡 | usage | lighting_scale |  |  | usage | retailother | lighting_factor_retailother | 1 | Beleuchtung Skalierung handel Non-Food | ratio |  | 500%
💡 | usage | lighting_scale |  |  | usage | other | lighting_factor_other | 1 | Beleuchtung Skalierung Sonstige Nutzung | ratio |  | 500%
💡 | usage | daylight_coefficient |  |  | usage | office | Daylightcoefficient_office | 1 | Tageslichtkoeffizient Büro | - |  | 50%
💡 | usage | daylight_coefficient |  |  | usage | schoolsec | Daylightcoefficient_schoolsec | 1 | Tageslichtkoeffizient Ausbildung Sekundär | - |  | 50%
💡 | usage | daylight_coefficient |  |  | usage | schoolprim | Daylightcoefficient_schoolprim | 1 | Tageslichtkoeffizient Ausbildung Primär | - |  | 50%
💡 | usage | daylight_control_share |  |  | usage | office | daylightcontr_office | 2 | Anteil Tageslichtgesteuert Büro | ratio |  | 50%
💡 | usage | daylight_control_share |  |  | usage | schoolsec | daylightcontr_schoolsec | 2 | Anteil Tageslichtgesteuert Ausbildung Sekundär | ratio |  | 50%
💡 | usage | daylight_control_share |  |  | usage | schoolprim | daylightcontr_schoolprim | 2 | Anteil Tageslichtgesteuert Ausbildung Primär | ratio |  | 50%
🔧 | heating | preset |  |  |  |  | preset_recorded_heating_period | 5 | Vorauswahl Heizperiode
♨️ | heating | is_heating_period |  | winter |  |  | heating_month1 | 2 | Heizperiode Jänner | bool |  | TRUE
♨️ | heating | is_heating_period |  | winter |  |  | heating_month2 | 2 | Heizperiode Februar | bool |  | TRUE
♨️ | heating | is_heating_period |  | winter |  |  | heating_month3 | 2 | Heizperiode März | bool |  | TRUE
♨️ | heating | is_heating_period |  | winter |  |  | heating_month4 | 2 | Heizperiode April | bool |  | TRUE
♨️ | heating | is_heating_period |  | winter |  |  | heating_month5 | 2 | Heizperiode Mai | bool |  | FALSE
♨️ | heating | is_heating_period |  | winter |  |  | heating_month6 | 2 | Heizperiode Juni | bool |  | FALSE
♨️ | heating | is_heating_period |  | winter |  |  | heating_month7 | 2 | Heizperiode Juli | bool |  | FALSE
♨️ | heating | is_heating_period |  | winter |  |  | heating_month8 | 2 | Heizperiode August | bool |  | FALSE
♨️ | heating | is_heating_period |  | winter |  |  | heating_month9 | 2 | Heizperiode September | bool |  | TRUE
♨️ | heating | is_heating_period |  | winter |  |  | heating_month10 | 2 | Heizperiode Oktober | bool |  | TRUE
♨️ | heating | is_heating_period |  | winter |  |  | heating_month11 | 2 | Heizperiode November | bool |  | TRUE
♨️ | heating | is_heating_period |  | winter |  |  | heating_month12 | 2 | Heizperiode Dezember | bool |  | TRUE
🔧 | heating | preset |  |  |  |  | preset_recorded_heating_emission_system | 5 | Vorauswahl Abgabesystem
♨️ | heating | emission_power |  |  |  |  | QHmax_room_m2 | 2 | spez. thermische Leistung Abgabesystem | W/m² | raumseitig | 60
♨️ | heating | emission_power |  |  |  |  | QHmax_room_MW | 0 | Thermische Leistung Abgabesystem | MW | raumseitig | 0.92302
🔧 | heating | preset |  |  |  |  | preset_recorded_heating_system | 5 | Vorauswahl Heizsystem |  |  | Klimasplitgerät
♨️ | heating | generation_power |  |  | heating | system_1 | QHmax_1el_m2 | 2 | Thermische Leistung HZEL1 | W/m² | raumseitig, Elektrische Heizung PRIO1 | 40
♨️ | heating | generation_power |  |  | heating | system_2 | QHmax_2th_m2 | 2 | Thermische Leistung HZTH2 | W/m² | raumseitig, thermische Heizung PRIO 2 | 0
♨️ | heating | generation_power |  |  | heating | system_3 | QHmax_3el_m2 | 2 | Thermische Leistung HZEL3 | W/m² | raumseitig, Elektrisch, PRIO3 | 0
♨️ | heating | generation_power |  |  | heating | system_4 | QHmax_4th_m2 | 2 | Thermische Leistung HZTH4 | W/m² | raumseitig, thermisch PRIO4 | 0
♨️ | heating | distribution_losses |  |  | heating | system_1 | QH_distr_loss_1el | 2 | Verteilverluste HZEL1 | ratio |  | 0.05
♨️ | heating | distribution_losses |  |  | heating | system_2 | QH_distr_loss_2th | 2 | Verteilverluste HZTH2 | ratio |  | 0.05
♨️ | heating | distribution_losses |  |  | heating | system_3 | QH_distr_loss_3el | 2 | Verteilverluste HZEL3 | ratio |  | 0
♨️ | heating | distribution_losses |  |  | heating | system_4 | QH_distr_loss_4th | 2 | Verteilverluste HZTH4 | ratio |  | 0
♨️ | heating | generation_efficiency |  |  | heating | system_1 | heat_cop_1el | 2 | Wirkungsgrad Erzeugung HZEL1 | ratio |  | 4.5
♨️ | heating | generation_efficiency |  |  | heating | system_2 | heat_cop_2th | 2 | Wirkungsgrad Erzeugung HZTH2 | ratio |  | 0.95
♨️ | heating | generation_efficiency |  |  | heating | system_3 | heat_cop_3el | 2 | Wirkungsgrad Erzeugung HZEL3 | ratio |  | 0
♨️ | heating | generation_efficiency |  |  | heating | system_4 | heat_cop_4th | 2 | Wirkungsgrad Erzeugung HZTH4 | ratio |  | 0
♨️ | heating | generation_efficiency_inverse |  |  | heating | system_1 | QH_generation_eff_1el | 0 | Wirkungsgrad-Kehrwert Erzeugung HZEL1 | ratio | weil schneller als divison durch Wirkugsgrad | 0.22222
♨️ | heating | generation_efficiency_inverse |  |  | heating | system_2 | QH_generation_eff_2th | 0 | Wirkungsgrad-Kehrwert Erzeugung HZTH2 | ratio |  | 1.0526
♨️ | heating | generation_efficiency_inverse |  |  | heating | system_3 | QH_generation_eff_3el | 0 | Wirkungsgrad-Kehrwert Erzeugung HZEL3 | ratio |  | 0
♨️ | heating | generation_efficiency_inverse |  |  | heating | system_4 | QH_generation_eff_4th | 0 | Wirkungsgrad-Kehrwert Erzeugung HZTH4 | ratio |  | 0
♨️ | heating | auxiliary_power_ratio |  |  |  |  | QH_aux_wasteheat | 1 | Hilfsstromanteil HZAbwärme | ratio |  | 0
♨️ | heating | auxiliary_power_ratio |  |  | heating | system_1 | QH_aux_el_to_th_1el | 2 | Hilfsstromanteil HZEL1 | ratio | am thermischen Energiebedarf | 0.02
♨️ | heating | auxiliary_power_ratio |  |  | heating | system_2 | QH_aux_el_to_th_2th | 2 | Hilfsstromanteil HZTH2 | ratio | am thermischen Energiebedarf | 0.02
♨️ | heating | auxiliary_power_ratio |  |  | heating | system_3 | QH_aux_el_to_th_3el | 2 | Hilfsstromanteil HZEL3 | ratio | am thermischen Energiebedarf | 0
♨️ | heating | auxiliary_power_ratio |  |  | heating | system_4 | QH_aux_el_to_th_4th | 2 | Hilfsstromanteil HZTH4 | ratio | am thermischen Energiebedarf | 0
♨️ | heating | carrier_type |  |  | heating | system_2 | heat_th2_carrier_type | 2 | Energieträger HZTH2 |  |  | Erdgas
♨️ | heating | carrier_type |  |  | heating | system_4 | heat_th4_carrier_type | 2 | Energieträger HZTH4 |  |  | Fernwärme Wien
♨️ | heating | minimum_setpoint |  | winter |  |  | Tsetheat_min | 2 | Heizen Raumtemperatur Minimum | °C |  | 21
🔧 | cooling | preset |  |  |  |  | preset_recorded_cooling_period | 5 | Vorauswahl Kühlperiode
❄️ | cooling | is_cooling_period |  | summer |  |  | cooling_month1 | 2 | Kühlperiode Jänner | Bool |  | FALSE
❄️ | cooling | is_cooling_period |  | summer |  |  | cooling_month2 | 2 | Kühlperiode Februar | Bool |  | FALSE
❄️ | cooling | is_cooling_period |  | summer |  |  | cooling_month3 | 2 | Kühlperiode März | Bool |  | FALSE
❄️ | cooling | is_cooling_period |  | summer |  |  | cooling_month4 | 2 | Kühlperiode April | Bool |  | FALSE
❄️ | cooling | is_cooling_period |  | summer |  |  | cooling_month5 | 2 | Kühlperiode Mai | Bool |  | TRUE
❄️ | cooling | is_cooling_period |  | summer |  |  | cooling_month6 | 2 | Kühlperiode Juni | Bool |  | TRUE
❄️ | cooling | is_cooling_period |  | summer |  |  | cooling_month7 | 2 | Kühlperiode Juli | Bool |  | TRUE
❄️ | cooling | is_cooling_period |  | summer |  |  | cooling_month8 | 2 | Kühlperiode August | Bool |  | TRUE
❄️ | cooling | is_cooling_period |  | summer |  |  | cooling_month9 | 2 | Kühlperiode September | Bool |  | FALSE
❄️ | cooling | is_cooling_period |  | summer |  |  | cooling_month10 | 2 | Kühlperiode Oktober | Bool |  | FALSE
❄️ | cooling | is_cooling_period |  | summer |  |  | cooling_month11 | 2 | Kühlperiode November | Bool |  | FALSE
❄️ | cooling | is_cooling_period |  | summer |  |  | cooling_month12 | 2 | Kühlperiode Dezember | Bool |  | FALSE
🔧 | cooling | preset |  |  |  |  | preset_recorded_cooling_modes | 5 | Vorauswahl Art der Kühlung im Quartier |  |  | Alle
❄️ | cooling | active_cooling_share | NFA |  | usage | residential | cool_share_residential | 2 | Aktive Kühlung Anteil Wohnen | ratio |  | 0
❄️ | cooling | active_cooling_share | NFA |  | usage | office | cool_share_office | 2 | Aktive Kühlung Anteil Büro | ratio |  | 1
❄️ | cooling | active_cooling_share | NFA |  | usage | schoolsec | cool_share_schoolsec | 2 | Aktive Kühlung Anteil Schule sekundär | ratio |  | 1
❄️ | cooling | active_cooling_share | NFA |  | usage | schoolprim | cool_share_schoolprim | 2 | Aktive Kühlung Anteil Schule primär | ratio |  | 1
❄️ | cooling | active_cooling_share | NFA |  | usage | retailfood | cool_share_retailfood | 2 | Aktive Kühlung Anteil Handel Lebensmittel | ratio |  | 1
❄️ | cooling | active_cooling_share | NFA |  | usage | retailother | cool_share_retailother | 2 | Aktive Kühlung Anteil Handel Sonstige | ratio |  | 1
❄️ | cooling | active_cooling_share | NFA |  | usage | other | cool_share_other | 2 | Aktive Kühlung Anteil Sonstige Nutzung | ratio |  | 1
❄️ | cooling | passive_cooling_shar | NFA |  | usage | residential |  | 0 | Keine Aktive Kühlung Anteil Wohnen | ratio |  | 1
❄️ | cooling | passive_cooling_shar | NFA |  | usage | office |  | 0 | Keine Aktive Kühlung Anteil Büro | ratio |  | 0
❄️ | cooling | passive_cooling_shar | NFA |  | usage | schoolsec |  | 0 | Keine Aktive Kühlung Anteil Schule sekundär | ratio |  | 0
❄️ | cooling | passive_cooling_shar | NFA |  | usage | schoolprim |  | 0 | KeineAktive Kühlung Anteil Schule primär | ratio |  | 0
❄️ | cooling | passive_cooling_shar | NFA |  | usage | retailfood |  | 0 | Keine Aktive Kühlung Anteil Handel Lebensmittel | ratio |  | 0
❄️ | cooling | passive_cooling_shar | NFA |  | usage | retailother |  | 0 | Keine Aktive Kühlung Anteil Handel Sonstige | ratio |  | 0
❄️ | cooling | passive_cooling_shar | NFA |  | usage | other |  | 0 | Keine Aktive Kühlung Anteil Sonstige Nutzung | ratio |  | 0
❄️ | cooling | area | cooled |  |  |  | NFA_cooled | 0 | Fläche Aktive Kühlung | m² |  | 2857.096
❄️ | cooling | active_cooling_share | NFA |  |  |  | NFAfrac_c | 0 | NGF Anteil Aktive Kühlung | ratio |  | 0.18572
❄️ | cooling | passive_cooling_shar | NFA |  |  |  | NFAfrac_u | 0 | NGF Anteil ohne aktive Kühlung | ratio |  | 0.81428
❄️ | cooling | emission_power |  |  |  |  | QCmax_room_m2 | 2 | spez. thermische Leistung Aufnahmesystem | W/m² | raumseitig | 20
❄️ | cooling | emission_power |  |  |  |  | QCmax_room_MW | 0 | Thermische Leistung Aufnahmesystem | MW | raumseitig | 0.057142
🔧 | cooling | preset |  |  |  |  | preset_recorded_cooling_system | 5 | Vorauswahl Art der Kühlung im Quartier |  |  | Wärmepumpe mit Grundwasser oder Erdwärme
❄️ | cooling | generation_power |  |  | cooling |  | QCmax_freecooling | 2 | Thermische Leistung Freecooling | W/m² |  | 0
❄️ | cooling | generation_power |  |  | cooling | system_1 | QCmax_1el | 2 | Thermische Leistung 1 EL | W/m² |  | 40
❄️ | cooling | generation_power |  |  | cooling | system_2 | QCmax_2th | 2 | Thermische Leistung 2 TH | W/m² |  | 0
❄️ | cooling | generation_power |  |  | cooling | system_3 | QCmax_3el | 2 | Thermische Leistung 3 EL | W/m² |  | 0
❄️ | cooling | distribution_losses |  |  | cooling | system_1 | QC_distr_losses_1el | 2 | Verteilverluste 1 El | ratio |  | 0.01
❄️ | cooling | distribution_losses |  |  | cooling | system_2 | QC_distr_losses_2th | 2 | Verteilverluste 2th | ratio |  | 0
❄️ | cooling | distribution_losses |  |  | cooling | system_3 | QC_distr_losses_3el | 2 | Verteilverluste 3el | ratio |  | 0
❄️ | cooling | generation_efficiency |  |  | cooling | system_1 | cool_cop_1el | 2 | Wirkungsgrad Erzeugung 1 El | ratio |  | 4
❄️ | cooling | generation_efficiency |  |  | cooling | system_2 | cool_cop_2th | 2 | Wirkungsgrad Erzeugung 2 TH | ratio |  | 0
❄️ | cooling | generation_efficiency |  |  | cooling | system_3 | cool_cop_3el | 2 | Wirkungsgrad Erzeugung 3 EL | ratio |  | 0
❄️ | cooling | generation_efficiency |  |  | cooling |  |  | 0 | Wirkungsgrad-Kehrwert Erzeugung 0 Freecooling | ratio |  | 0
❄️ | cooling | generation_efficiency |  |  | cooling | system_1 | QC_to_EC_1 | 0 | Wirkungsgrad-Kehrwert Erzeugung 1 El | ratio |  | 0.25
❄️ | cooling | generation_efficiency_inverse |  |  | cooling | system_2 | QC_generation_eff_2th | 0 | Wirkungsgrad-Kehrwert Erzeugung 2 TH | ratio |  | 0
❄️ | cooling | generation_efficiency_inverse |  |  | cooling | system_3 | QC_to_EC_3 | 0 | Wirkungsgrad-Kehrwert Erzeugung 3 EL | ratio |  | 0
❄️ | cooling | auxiliary_power_ratio |  |  | cooling |  | QC_aux_fc | 2 | Hilfsstromanteil Freecooling | ratio |  | 0
❄️ | cooling | auxiliary_power_ratio |  |  | cooling | system_1 | QC_aux_1el | 2 | Hilfsstromanteil KLEL1 | ratio |  | 0.05
❄️ | cooling | auxiliary_power_ratio |  |  | cooling | system_2 | QC_aux_2th | 2 | Hilfsstromanteil KLTh2 | ratio |  | 0
❄️ | cooling | auxiliary_power_ratio |  |  | cooling | system_3 | QC_aux_3el | 2 | Hilfsstromanteil KLEL3 | ratio |  | 0
❄️ | cooling | carrier_type |  |  | cooling | system_2 | cool_th2_carrier_type | 2 | Energieträger System 2 Thermisch |  |  | Fernkälte Wien
❄️ | cooling | minimum_setpoint |  | summer |  |  | Tsetcool_max | 2 | Kühlen Solltemperatur Maximum | °C |  | 25
💧 | dhw | minimum_setpoint |  |  |  |  | DHW_Tmin | 2 | Temperatur Minimum | °C |  | 60
💧 | dhw | [5 empty] | DHW_Tmax_input | 2 | Temperatur Maximum Eingabe | °C |  | 70
💧 | dhw | minimum_setpoint |  |  |  |  | DHW_Tmax | 0 | Temperatur Maximum Effektiv | °C |  | 70
🔧 | dhw | preset |  |  |  |  | preset_recorded_dhw_system | 5 | Vorauswahl Warmwasser-System |  |  | Wärmepumpe dezentral
💧 | dhw | system_1_share |  |  | usage | residential | DHW_1_share_residential | 2 | Warmwasser System 1 Anteil Wohnen | ratio |  | 1
💧 | dhw | system_1_share |  |  | usage | office | DHW_1_share_office | 2 | Warmwasser System 1 Anteil Büro | ratio |  | 1
💧 | dhw | system_1_share |  |  | usage | schoolsec | DHW_1_share_schoolsec | 2 | Warmwasser System 1 Anteil Schule sekundär | ratio |  | 1
💧 | dhw | system_1_share |  |  | usage | schoolprim | DHW_1_share_schoolprim | 2 | Warmwasser System 1 Anteil Schule primär | ratio |  | 1
💧 | dhw | system_1_share |  |  | usage | retailfood | DHW_1_share_retailfood | 2 | Warmwasser System 1 Anteil Handel Lebensmittel | ratio |  | 1
💧 | dhw | system_1_share |  |  | usage | retailother | DHW_1_share_retailother | 2 | Warmwasser System 1 Anteil Handel Sonstige | ratio |  | 1
💧 | dhw | system_1_share |  |  | usage | other | DHW_1_share_other | 2 | Warmwasser System 1 Anteil Sonstige Nutzung | ratio |  | 1
💧 | dhw | capacity |  |  | usage | residential |  | 0 | Warmwasser-Speichergröße Wohnen | liter |  | 1501.9942
💧 | dhw | capacity |  |  | usage | office |  | 0 | Warmwasser-Speichergröße Büro | liter |  | 242.1268
💧 | dhw | capacity |  |  | usage | schoolsec |  | 0 | Warmwasser-Speichergröße Schule sekundär | liter |  | 0
💧 | dhw | capacity |  |  | usage | schoolprim |  | 0 | Warmwasser-Speichergröße Schule primär | liter |  | 0
💧 | dhw | capacity |  |  | usage | retailfood |  | 0 | Warmwasser-Speichergröße Handel Lebensmittel | liter |  | 0
💧 | dhw | capacity |  |  | usage | retailother |  | 0 | Warmwasser-Speichergröße Handel Sonstige | liter |  | 0
💧 | dhw | capacity |  |  | usage | other |  | 0 | Warmwasser-Speichergröße Sonstige Nutzung | liter |  | 0
💧 | dhw | capacity |  |  | dhw | system_1 | DHW_storage_1_liter | 0 | Warmwasser-Speichergröße 1 | liter |  | 1744.121
💧 | dhw | capacity |  |  | dhw | system_2 | DHW_storage_2_liter | 0 | Warmwasser-Speichergröße 2 | liter |  | 0
💧 | dhw | system_used |  |  | dhw | system_1 | DHW_1_is_used | 0 | Warmwasser System 1 in Verwendung | bool |  | TRUE
💧 | dhw | system_used |  |  | dhw | system_2 | DHW_2_is_used | 0 | Warmwasser System 2 in Verwendung | bool |  | FALSE
💧 | dhw | generation_power |  |  |  |  | DHW_thermal_power_1_kW | 0 | Warmwasser Ladeleistung 1 | kW |  | 0.52324
💧 | dhw | generation_power | [5 empty] | 0 | Warmwasser Ladeleistung 2 | kW |  | 0
💧 | dhw | storage_losses |  |  | dhw | system_1 | DHW_losses_1 | 2 | Warmwasser Verluste: Speicher1 | 1/h |  | 0.005
💧 | dhw | storage_losses |  |  | dhw | system_2 | DHW_losses_2 | 2 | Warmwasser Verluste: Speicher2 | 1/h |  | 0.05
💧 | dhw | distribution_efficiency |  |  | dhw | system_1 | DHW_efficiency_distribution_1 | 2 | Warmwasser Verluste: Wirkungsgrad Verteilsystem 1 |  |  | 0.6
💧 | dhw | distribution_efficiency |  |  | dhw | system_2 | DHW_efficiency_distribution_2 | 2 | Warmwasser Verluste: Wirkungsgrad Verteilsystem 2 |  |  | 0
💧 | dhw | distribution_factor |  |  | dhw | system_1 | DHW_1_incl_distribution_factor | 0 | Warmwasser Verlustaufschlag Verteilsystem 1 |  |  | 1.6667
💧 | dhw | distribution_factor |  |  | dhw | system_2 | DHW_2_incl_distribution_factor | 0 | Warmwasser Verlustaufschlag Verteilsystem 2 |  |  | 0
💧 | dhw | carrier_type |  |  | dhw | system_1 | DHW_carriertype_1 | 2 | Warmwasser System 1 Energieträger | - |  | Strom
💧 | dhw | is_electric |  |  | dhw | system_1 | DHW_1_is_electric | 0 | Warmwasser System 1 ist elektrisch | bool |  | TRUE
💧 | dhw | carrier_type |  |  | dhw | system_2 | DHW_carriertype_2 | 2 | Warmwasser System 2 Energieträger | - |  | Strom
💧 | dhw | is_electric |  |  | dhw | system_2 | DHW_2_is_electric | 0 | Warmwasser System 2 ist elektrisch | bool |  | TRUE
💧 | dhw | generation_efficiency |  |  | dhw | system_1 | DHW_1_efficiency | 2 | Warmwasser System 1 Wirkungsgrad | kWhHE/kWhEE |  | 3
💧 | dhw | generation_efficiency |  |  | dhw | system_2 | DHW_2_efficiency | 2 | Warmwasser System 2 Wirkungsgrad | kWhHE/kWhEE |  | 1
💧 | dhw | generation_efficiency_inverse |  |  | dhw | system_1 | DHW_conversion_1 | 0 | Warmwasser System 1 Wirkungsgradkehrwert | kWhEE/kWhHE |  | 0.33333
💧 | dhw | generation_efficiency_inverse |  |  | dhw | system_2 | DHW_conversion_2 | 0 | Warmwasser System 2 Wirkungsgradkehrwert | kWhEE/kWhHE |  | 1
💧 | dhw | auxiliary_power_ratio |  |  | dhw | system_1 | DHW_1_el_aux | 1 | WW-System 1 Hilfsstromanteil |  |  | 2%
💧 | dhw | auxiliary_power_ratio |  |  | dhw | system_2 | DHW_2_el_aux | 1 | WW-System 2 Hilfsstromanteil |  |  | 5%
💧 | dhw | occupancy |  |  | usage | residential | DHW_occupancy_residential | 2 | Personenbelegung Wohnen | m²NF/Pers |  | 41.7
💧 | dhw | occupancy |  |  | usage | office | DHW_occupancy_office | 2 | Personenbelegung Büro | m²NF/Pers |  | 5.9
💧 | dhw | occupancy |  |  | usage | schoolsec | DHW_occupancy_schoolsec | 2 | Personenbelegung Bildung sekundär | m²NF/Pers |  | 2.5
💧 | dhw | occupancy |  |  | usage | schoolprim | DHW_occupancy_schoolprim | 2 | Personenbelegung Bildung primär | m²NF/Pers |  | 10.7
💧 | dhw | occupancy |  |  | usage | retailfood | DHW_occupancy_retailfood | 2 | Personenbelegung Handel Lebensmittel | m²NF/Pers |  | 10.7
💧 | dhw | occupancy |  |  | usage | retailother | DHW_occupancy_retailother | 2 | Personenbelegung Handel sonstiger | m²NF/Pers |  | 10.7
💧 | dhw | occupancy |  |  | usage | other | DHW_occupancy_other | 2 | Personenbelegung Sonstige | m²NF/Pers |  | 5
💧 | dhw | concurrency |  |  | usage | residential | DHW_concurrency_residential | 2 | WW Gleichzeitigkeitsfaktor Wohnen |  |  | 0.1
💧 | dhw | concurrency |  |  | usage | office | DHW_concurrency_office | 2 | WW Gleichzeitigkeitsfaktor Büro |  |  | 0.01
💧 | dhw | concurrency |  |  | usage | schoolsec | DHW_concurrency_schoolsec | 2 | WW Gleichzeitigkeitsfaktor Bildung sekundär |  |  | 0.05
💧 | dhw | concurrency |  |  | usage | schoolprim | DHW_concurrency_schoolprim | 2 | WW Gleichzeitigkeitsfaktor bildung primär |  |  | 0.05
💧 | dhw | concurrency |  |  | usage | retailfood | DHW_concurrency_retailfood | 2 | WW Gleichzeitigkeitsfaktor Handel Lebensmittel |  |  | 0.05
💧 | dhw | concurrency |  |  | usage | retailother | DHW_concurrency_retailother | 2 | WW Gleichzeitigkeitsfaktor handel sonstiger |  |  | 0.05
💧 | dhw | concurrency |  |  | usage | other | DHW_concurrency_other | 2 | WW Gleichzeitigkeitsfaktor Sonstige |  |  | 0.05
💧 | dhw | storage_capacity |  |  |  |  | DHW_storage_liter_pPerson | 2 | Warmwasser Speicher pro Person | l/Pers/Tag |  | 50
💧 | dhw | generation_power |  |  |  |  | DHW_thermal_power_pPerson | 1 | Warmwasser Ladeleistung Thermisch | W/Pers |  | 15
💧 | dhw | generation_power |  |  |  |  | DHW_thermal_power_Wpl | 0 | Warmwasser Ladeleistung Thermisch pro Speicher | W/l |  | 0.3
💧 | dhw | ambient_temperature |  |  |  |  | DHW_storage_env_temp_default | 1 | Warmwasser Speicher Umgebungstemperatur | °C |  | 20
🌞 | PV | is_used |  |  |  |  | PV_is_used | 2 | PV Nutzung | bool |  | TRUE
🌞 | PV | name |  |  |  |  | PV_profile_name | 2 | PV Profil Name | text |  | F5
🌞 | PV | index |  |  |  |  | PV_id | 0 | PV Profil ID | int |  | 24
🌞 | PV | pv_scale |  |  |  |  | PV_scale | 2 | PV Skalierungsfaktor Profil | ratio |  | 1
🌞 | PV | efficiency |  |  |  |  | PV_efficiency | 1 | PV Gesamteffizienz |  |  | 90%
🌞 | PV | area |  |  |  |  | PV_m2_per_kWp | 2 | Spezifische PV Fläche | m²/kWp |  | 5
🌞 | PV | installed_power |  |  |  |  | PV_kWp | 0 | PV Installierte Leistung | kWp |  | 0
🌞 | PV | area |  |  |  |  | PV_module_area | 0 | PV-Modulfläche | m² |  | 0
🔧 | flexibility | preset |  |  |  |  | preset_recorded_flexibility_system | 5 | Vorauswahl Flexibilität im Quartier |  |  | DEFAULT
🔋 | flexibility | flexible_PV_use |  |  |  |  | FLEX_PV_is_used | 2 | Flex PV Nutzung | bool |  | FALSE
🔋 | flexibility | flexible_grid_use |  |  |  |  | FLEX_is_used | 2 | Flex Signal Nutzung | bool |  | FALSE
🔋 | flexibility | signal_name |  |  |  |  | FLEX_signal_name | 2 | Flex Signal Name | text |  | Wind AT 2020
🔋 | flexibility | signal_index |  |  |  |  | FLEX_signal_ID | 0 | Flex Signal ID | int | should be obsolete, together with signals in PV Import | 10
🔋 | flexibility | max_grid_power |  |  |  |  | FLEX_grid_maxpower_Wm2 | 2 | Flex Maximale Leistung | W/m² |  | 40
🔋 | flexibility | plugloads_use |  |  |  |  | FLEX_is_used_for_plugloads | 1 | Flex Netzbezug deckt Nutzerstrom | bool | muss jetzt nicht mehr automatisch Wahr sein | FALSE
🔋 | flexibility | HVAC_min_use |  |  |  |  | FLEX_is_used_for_HVAC_min | 1 | Flex Netzbezug deckt HVAC Minimum | bool | muss jetzt nicht mehr automatisch Wahr sein | FALSE
🔋 | flexibility | EV_min_use |  |  |  |  | FLEX_is_used_for_ev_min | 1 | Flex Netzbezug deckt EV Minimum | bool | muss jetzt nicht mehr automatisch Wahr sein | FALSE
🔧 | flexibility | preset |  |  |  |  | preset_recorded_flexibility_thermal | 5 | Vorauswahl BTA Flexibilität im Quartier |  |  | DEFAULT
♨️ | flexibility | max_temperature_increase |  |  |  |  | flex_heat_dT | 2 | Flexibles Heizen über Solltemperatur | K |  | 0
♨️ | flexibility | maximum_setpoint_temperature |  | winter |  |  | Tsetheat_flex | 0 | Flexibles Heizen Maximale Raumtemperatur | °C |  | 21
♨️ | flexibility | heating_system_selection |  |  |  |  | FLEX_choice_heat_system | 2 | Flexibles Heizsystem | text |  | System 1
♨️ | flexibility | is_flexible |  |  | heating | system_1 | FLEX_heat1_use | 0 | Flexibles Heizen mit Heizsystem 1 | bool |  | TRUE
♨️ | flexibility | is_flexible |  |  | heating | system_3 | FLEX_heat3_use | 0 | Flexibles Heizen mit Heizsystem 3 | bool |  | FALSE
❄️ | flexibility | max_temperature_decrease |  |  |  |  | flex_cool_dT | 2 | Flexibles Kühlen unter Solltemperatur | K |  | 0
❄️ | flexibility | maximum_setpoint_temperature |  | summer |  |  | Tsetcool_flex | 0 | Flexibles Kühlen Minimale Raumtemperatur | °C |  | 25
❄️ | flexibility | cooling_system_selection |  |  |  |  | FLEX_choice_cool_system | 2 | Flexibles Kühlsystem | text |  | System 1
❄️ | flexibility | is_flexible |  |  | cooling | system_1 | FLEX_cool1_use | 0 | Flexibles Kühlen mit Kühlsystem 1 | bool |  | TRUE
❄️ | flexibility | is_flexible |  |  | cooling | system_3 | FLEX_cool3_use | 0 | Flexibles Kühlen mit Kühlsystem 3 | bool |  | FALSE
🔧 | flexibility | preset |  |  |  |  | preset_recorded_battery_system | 5 | Vorauswahl Batteriespeicher
🔋 | battery | is_used |  |  |  |  | Batt_is_used | 2 | Batterie Nutzung | bool |  | FALSE
🔋 | battery | capacity |  |  |  |  | Batt_cap_kWh | 2 | Batterie Kapazität | kWh |  | 9.3
🔋 | battery | capacity |  |  |  |  | Batt_cap_Wh_per_NFA | 0 | Batterie Kapazität spezifisch | W/m² |  | 0.60453
🔋 | battery | c_rate |  |  |  |  | Batt_c_rate | 2 | Maximale Be/Entladeleistung | ratio |  | 0.5
🔋 | battery | power | NFA |  |  |  | Batt_max_power_specific | 0 | Batterie Leistung spezifisch | W/m² |  | 0.30227
🔋 | battery | efficiency |  |  |  |  | Batt_eff_factor_charge | 2 | Wirkungsgrad Ladung | ratio |  | 90%
🔋 | battery | efficiency |  |  |  |  | Batt_eff_factor_discharge | 2 | Wirkungsgrad Entladung | ratio |  | 90%
🔋 | battery | storage_losses |  |  |  |  | Batt_self_discharge_rate | 2 | Batterie Selbstentladung | 1/week |  | 2%
🔋 | battery | storage_losses |  |  |  |  | Batt_auto_discharge_factor | 0 | Batterie Selbstentladung pro Stunde | 1/h |  | 0.00011905
🔋 | battery | SOC_init |  |  |  |  | Batt_SOC_init | 1 | Batterie Initialer SOC | ratio |  | 0
🔋 | battery | plugloads_use |  |  |  |  | Batt_is_used_for_plugloads | 1 | Batterie Nutzung für Nutzerstrom | bool |  | TRUE
🔋 | battery | HVAC_min_use |  |  |  |  | Batt_is_used_for_HVACminimum | 1 | Batterie Nutzung für HKLS Minimum | bool |  | TRUE
🔋 | battery | EV_min_use |  |  |  |  | Batt_is_used_for_EV | 1 | Batterie Nutzung für Ecars | bool |  | FALSE
🔋 | battery | flexible_grid_use |  |  |  |  | Batt_is_gridcharged | 2 | Batterie wird flexibel durch Netz geladen? | bool |  | FALSE
🔋 | flexibility | dhw_use |  |  |  |  | flex_dhw_use | 1 | Flexible WW-Speicherbeladung | bool |  | FALSE
🔋 | flexibility | signal_index |  |  |  |  | flex_Signals_selected_column | 0 | Flex Signal Table | int |  | 16
🔋 | flexibility | is_not_discharged_during_signals |  |  |  |  | Batt_is_not_used_during_signals | 1 | Batterie wird während Netzsignal nicht entladen |  |  | TRUE
🚗 | mobility | is_used |  |  |  |  | mobility_is_included | 2 | MIV simulieren | bool |  | FALSE
🔧 | mobility | preset |  |  |  |  | preset_recorded_mobility | 5 | Vorauswahl Mobilitätsregion
🚗 | mobility | selection |  |  |  |  | mobility_region | 0 | Mobilitätsregion | str |  | 93
🚗 | mobility | target_share |  |  | mobility | residential | mobshare_residential | 0 | Zielverkehrsanteil Wohnen | ratio |  | 50%
🚗 | mobility | target_share |  |  | mobility | work | mobshare_office | 0 | Zielverkehrsanteil Büro | ratio |  | 17%
🚗 | mobility | target_share |  |  | mobility | education | mobshare_school | 0 | Zielverkehrsanteil Ausbildung | ratio |  | 3%
🚗 | mobility | target_share |  |  | mobility | retail | mobshare_retail | 0 | Zielverkehrsanteil Handel | ratio |  | 29%
🚗 | mobility | mileage |  | annual |  |  | pkm_pedestrian | 0 | Pkm Zu Fuß | km |  | 235
🚗 | mobility | mileage |  | annual |  |  | pkm_bike | 0 | Pkm Fahrrad | km |  | 116
🚗 | mobility | mileage |  | annual |  |  | pkm_mofa | 0 | Pkm Moped | km |  | 146
🚗 | mobility | mileage |  | annual |  |  | pkm_car | 0 | Pkm PKW-LenkerIn | km |  | 4291
🚗 | mobility | mileage |  | annual |  |  | pkm_car_passenger | 0 | Pkm PKW-MitfahrerIn | km |  | 2035
🚗 | mobility | mileage |  | annual |  |  | pkm_bus | 0 | Pkm Stadt/ Regionalbus | km |  | 165
🚗 | mobility | mileage |  | annual |  |  | pkm_tram_metro | 0 | Pkm Straßenbahn/U-Bahn | km |  | 1978
🚗 | mobility | mileage |  | annual |  |  | pkm_train | 0 | Pkm Eisenbahn | km |  | 1463
🚗 | mobility | mileage |  | annual |  |  | pkm_distancebus | 0 | Pkm Reisebus | km |  | 67
🚗 | mobility | vehicles |  |  |  |  | mobility_vehicle_count | 2 | Fahrzeuge | - |  | 100
🚗 | mobility | ev_share |  |  |  |  | EV_share | 2 | Anteil Ecars | ratio | Am Mobilitätsbedarf | 0.7
🚗 | mobility | demand |  |  |  |  | EV_demand_kWhpkm | 2 | Ecar Energieverbrauch | kWh/km |  | 0.17
🚗 | mobility | capacity |  |  |  |  | EV_battsize_kWh | 2 | Ecar Speicher pro Fahrzeug | kWh/EV |  | 41
🚗 | mobility | capacity |  |  |  |  | EV_storage_total_kWh | 0 | Ecar Speicher im Quartier | kWh |  | 4100
🚗 | mobility | storage_losses |  |  |  |  | EV_self_discharge_per_week | 2 | Ecar Selbstentladung wöchentlich | 1/week |  | 0.02
🚗 | mobility | storage_losses |  |  |  |  | EV_selfdischarge_per_h | 0 | Ecar Selbstentladung stündlich | 1/h |  | 0.00011905
🚗 | mobility | minimum_setpoint |  |  | mobility | residential | EV_soc_minimum | 1 | Ecar Mindest-Speicherstand | ratio |  | 50%
🚗 | mobility | charging_efficiency |  |  |  |  | EV_charging_efficiency | 2 | Ecar Batterie-Effizienz Beladung | ratio |  | 0.9
🚗 | mobility | charging_efficiency_inverse |  |  |  |  | EV_charging_losses_surcharge_factor | 0 | Ecar Batterie-Effizienz Beladung Kehrwert | ratio |  | 1.1111
🚗 | mobility | c_rate |  |  |  |  | EV_max_charging_power_ratio | 1 | Ecar Batterie Maximale Beladungsleistung | ratio |  | 100%
🚗 | mobility | minimum_setpoint |  |  | mobility | work | EV_soc_min_work | 1 | Ecar Mindestspeicherstand Arbeit | ratio |  | 50%
🚗 | mobility | minimum_setpoint |  |  | mobility | retail | EV_soc_min_retail | 1 | Ecar Mindestspeicherstand Handel | ratio |  | 50%
🚗 | mobility | moped_to_car |  |  |  |  | moped_factor | 1 | Moped im Verhältnis zu Auto | ratio |  | 0.25
🚗 | mobility | nonflexible_charging_share |  |  |  |  | EV_share_constant_charging | 1 | Anteil Ecars, die konstant vor Ort laden | ratio | Rest konstantes Laden | 0.5
🚗 | mobility | mileage_reduction |  |  |  |  | mob_pkm_factor | 2 | Reduktionsfaktor JPkm MIV | ratio |  | 1
🚗 | mobility | [5 empty] | EV_experimental_calculation | 1 | New Calculation Method |  |  | TRUE
🚗 | mobility | mileage |  |  | mobility | residential | EV_mileage_residential | 0 | Ecar Pkm Real Wohnen (Insgesamt) | Pkm/a |  | 0
🚗 | mobility | mileage |  |  | mobility | work | EV_mileage_work | 0 | Ecar Pkm Real Arbeiten (Insgesamt) | Pkm/a |  | 0
🚗 | mobility | mileage |  |  | mobility | retail | EV_mileage_retail | 0 | Ecar Pkm Real Einkaufen (Insgesamt) | Pkm/a |  | 0
🚗 | mobility | minimum_setpoint |  |  |  |  | EV_soc_min_ext | 2 | Ecar Mindest-Speicherstand Extern | ratio |  | 40%
🚗 | mobility | minimum_setpoint |  |  |  |  | EV_soc_min_discharge | 2 | Ecar Mindest-Speicherstand Entladung | ratio |  | 50%
🚗 | mobility | demand |  |  |  |  | fossile_demand_kWhpkm | 1 | Fossiler Energieverbrauch | kWh/km |  | 0.8
🚗 | mobility | ev_count |  |  | mobility | residential | EV_count_residential | 0 | Ecar Anzahl Wohnen | - |  | 0
🚗 | mobility | ev_count |  |  | mobility | work | EV_count_work | 0 | Ecar Anzahl Arbeit | - |  | 0
🚗 | mobility | ev_count |  |  | mobility | retail | EV_count_retail | 0 | Ecar Anzahl Einkaufen | - |  | 0
🚗 | mobility | is_bidirectional |  |  |  |  | ev_bidirectional_use | 2 | Bidirektionales Laden | bool |  | FALSE
☁ | legacy | component_type |  |  |  |  | GWP_walls_name |  | Außenwand (exkl. Fenster) |  |  | AW_Stahlbeton-Außenwand, WDVS, Dämmstoff EPS
☁ | legacy | component_type |  |  |  |  | GWP_windows_name |  | Fenster |  |  | FHG KONV BT2 FE
☁ | legacy | component_type |  |  |  |  | GWP_roof_name |  | Dach |  |  | FHG KONV BT2 DA
☁ | legacy | component_type |  |  |  |  | GWP_ground_name |  | Kellerdecke / Fundamentplatte |  |  | FHG KONV BT2 KE
☁ | legacy | component_type |  |  |  |  | GWP_ceiling_name |  | Zwischengeschoßdecke |  |  | STB-Geschossdecke - Distanzboden
☁ | legacy | component_type |  |  |  |  | GWP_general_name | 2 | Typ Bauliche Maßnahmen Allgemein |  |  | 0
☁ | legacy | component_type |  |  |  |  | GWP_other_name | 2 | Typ Andere bauliche Maßnahmen |  |  | 0
☁ | legacy | component_type |  |  |  |  | GWP_pv_name |  | PV-Anlage |  |  | -- Keine
☁ | legacy | component_type |  |  |  |  | GWP_boreholes_name | 2 | Typ Erdwärmesonden |  |  | 0
☁ | legacy | component_type |  |  |  |  | GWP_ventilation_name | 2 | Typ Komfortlüftung |  |  | 0
☁ | legacy | component_type |  |  |  |  | GWP_solarthermal_name | 2 | Typ Solarthermie |  |  | 0
☁ | legacy | component_type |  |  |  |  | GWP_battery_name | 2 | Typ E-Batterie |  |  | 0
☁ | legacy | component_type |  |  |  |  | GWP_storage_name | 2 | Typ Pufferspeicher |  |  | 0
☁ | legacy | component_type |  |  |  |  | GWP_tga_general_name | 2 | Typ TGA Maßnahmen Allgemein |  |  | 0
☁ | legacy | component_type |  |  |  |  | GWP_tga_other_name | 2 | Typ Sonstige TGA Maßnahmen |  |  | 0
☁ | legacy | component_fu |  |  |  |  | GWP_ref_area_walls |  | FU Außenwand |  |  | 2914
☁ | legacy | component_fu |  |  |  |  | GWP_ref_area_windows |  | FU Fenster |  |  | 6887
☁ | legacy | component_fu |  |  |  |  | GWP_ref_area_roof |  | FU Flachdach |  |  | 6887
☁ | legacy | component_fu |  |  |  |  | GWP_ref_area_fundament |  | FU Erdb. Fußboden beheizt |  |  | 6887
☁ | legacy | component_fu |  |  |  |  | GWP_ref_area_ceilings |  | FU Geschossdecke |  |  | 6887
☁ | legacy | component_fu |  |  |  |  | borehole_count | 2 | Anzahl Erdsonden | Stk Erdsonden |  | 0
🔧 | construction | preset |  |  |  |  | preset_recorded_construction_type | 5 | Vorauswahl Bauweise |  |  | a
☁ | construction | component_catalog |  |  |  |  | construction_name | 2 | Bauweise Name | text |  | Neubau Leichtbau
☁ | construction | component_catalog |  |  |  |  | construction_description | 2 | Bauweise Beschreibung | text |  | Lei
☁ | construction | component_catalog |  |  |  |  | construction_type | 2 | Bauweise Type | text |  | Neubau
☁ | construction | component_catalog |  |  |  |  | construction_quality | 2 | Bauweise Qualität | text |  | Passivhaus
☁ | construction | component_type |  |  | component |  | COMP_name_wall | 2 | Bauweise Außenwand | text |  | AWl 01 a Holzständer-Außenwand, hinterlüftet
☁ | construction | component_type |  |  | component |  | COMP_name_windows | 2 | Bauweise Fenster | text |  | 0
☁ | construction | component_type |  |  | component |  | COMP_name_roof_flat | 2 | Bauweise Flachdach | text |  | DAl 05 a Doppel-T-Träger-Flachdach
☁ | construction | component_type |  |  | component |  | COMP_name_roof_pitched | 2 | Bauweise Steildach | text |  | 0
☁ | construction | component_type |  |  | component |  | COMP_name_floor | 2 | Bauweise Erdb. Fußboden beheizt | text |  | Efo 01 a Plattenfundament, oberseitig gedämmt, Nassestrich
☁ | construction | component_type |  |  | component |  | COMP_name_ceiling | 2 | Bauweise Geschossdecke | text |  | GDl 01 a Leichtbau- (oder Tram-) Geschoßdecke, Nassestrich
☁ | construction | component_type |  |  | component |  | COMP_name_terrace | 2 | Bauweise Terasse | text |  | DAl 06 a Leichtbau-Terrasse, hinterlüftet
☁ | construction | component_type |  |  | component |  | COMP_name_basement_ceiling | 2 | Bauweise Kellerdecke | text |  | KDl 01 a Leichtbau-Kellerdecke
☁ | construction | component_type |  |  | component |  | COMP_name_fundament | 2 | Bauweise Bodenplatte | text |  | 0
☁ | construction | component_type |  |  | component |  | COMP_name_ceil_to_air | 2 | Bauweise Außendecke gg. Außenluft | text |  | ADl 01 a
☁ | construction | component_type |  |  | component |  | COMP_name_wall_earth_contacted | 2 | Bauweise Erdb. Wand beheizt | text |  | EAm 02 a Erdberührte Stahlbeton-Außenwand
☁ | construction | component_type |  |  | component |  | COMP_name_internal_wall_load | 2 | Bauweise Innenwand tragend | text |  | IWl 01 a Ständer-Scheidewand, nichttragend
☁ | construction | component_type |  |  | component |  | COMP_name_internal_wall_nonload | 2 | Bauweise Innenwand nicht tragend | text |  | IWl 04 a Leichtbau-Wohnungstrennwand, tragend
☁ | construction | component_type |  |  | component |  | COMP_name_ceiling_topfloor | 2 | Bauweise Oberste Geschoßdecke | text |  | 0
☁ | construction | component_type |  |  | component |  | COMP_name_wall_ec_unheated | 2 | Bauweise Erdb. Wand Keller | text |  | Erdberührte Wand Keller
☁ | construction | component_type |  |  | component |  | COMP_name_basement_floor_unheated | 2 | Bauweise Erdb. Fußboden unbeheizt | text |  | 1_UG_TG_BP_01d Bodenplatte STB 120 kg/m³ WU Beton bei drückendem Wasser, weiße Wanne, Asphaltbelag
☁ | construction | component_type |  |  | component |  | COMP_name_columns | 2 | Bauweise Stützen | text |  | 1_UG_TG_Stü_01 Stützen
☁ | construction | component_type |  |  | component |  | COMP_name_internal_wall_unheated | 2 | Bauweise Innenwand unbeheizt | text |  | 1_UG_TG_TW_01 Trennwand zu TG STB 100kg/m³ TG (tragend + Brandschutz)
☁ | construction | component_type |  |  | component |  | COMP_name_unheated_horizontal | 2 | Bauweise Zwischendecke unbeheizt / Keller / TG | text |  | 0
☁ | construction | component_type |  |  | component |  | COMP_name_balconies | 2 | Bauweise Balkone | text |  | 0
☁ | construction | component_type |  |  | component |  | COMP_name_windowframe | 2 | Bauweise Fensterrahmen | text |  | Holz-Alu-Rahmen Fichte >= 91 Stockrahmentiefe < 109
☁ | construction | component_type |  |  | component |  | COMP_name_windowglazing | 2 | Bauweise Fensterglas | text |  | Dreifach-Wärmeschutzglas, Argon, 40 < Scheibenstärke
☁ | construction | component_type |  |  | component |  | COMP_name_other_1 | 2 | Bauweise Sonstige | text |  | 0
☁ | construction | component_type |  |  | component |  | COMP_name_garage_horizontal | 2 | Bauweise Garage Decken | text |  | 0
☁ | construction | component_type |  |  | component |  | COMP_name_garage_columns | 2 | Bauweise Garage Stützen | text |  | 0
☁ | construction | component_type |  |  | component |  | COMP_name_other_2 | 2 | Bauweise Sonstige 2 | text |  | 0
☁ | construction | component_type |  |  | component |  | COMP_name_other_3 | 2 | Bauweise Sonstige 3 | text |  | 0
☁ | construction | component_type |  |  | component |  | COMP_name_PV | 2 | Typ PV-Anlage | text |  | 0
☁ | construction | component_type |  |  | component |  | COMP_name_boreholes | 2 | Typ Erdwärmesonden | text |  | 0
☁ | construction | component_type |  |  | component |  | COMP_name_ahu_1 | 2 | Typ Lüftungsanlage 1 | text |  | 0
☁ | construction | component_type |  |  | component |  | COMP_name_ahu_2 | 2 | Typ Lüftungsanlage 2 | text |  | 0
☁ | construction | component_type |  |  | component |  | COMP_name_buffer_storage | 2 | Typ Pufferspeicher | text |  | 0
☁ | construction | component_type |  |  | component |  | COMP_name_BESS | 2 | Typ E-Batterie | text |  | 0
☁ | construction | component_type |  |  | component |  | COMP_name_energy_1 | 2 | Typ Energiesystem 1 | text |  | 0
☁ | construction | component_type |  |  | component |  | COMP_name_energy_2 | 2 | Typ Energiesystem 2 | text |  | 0
☁ | construction | component_type |  |  | component |  | COMP_name_solarthermal | 2 | Typ Solarthermie | text |  | 0
☁ | construction | component_fu |  |  | component |  | COMP_area_wall | 2 | FU Außenwand | m² FU | functional unit | 670.9414
☁ | construction | component_fu |  |  | component |  | COMP_area_windows | 2 | FU Fenster | m² FU | functional unit | 0
☁ | construction | component_fu |  |  | component |  | COMP_area_roof_flat | 2 | FU Flachdach | m² FU | functional unit | 245.04
☁ | construction | component_fu |  |  | component |  | COMP_area_roof_pitched | 2 | FU Steildach | m² FU | functional unit | 0
☁ | construction | component_fu |  |  | component |  | COMP_area_floor | 2 | FU Erdb. Fußboden beheizt | m² FU | functional unit | 245.04
☁ | construction | component_fu |  |  | component |  | COMP_area_ceilings | 2 | FU Geschossdecke | m² FU | functional unit | 1224.71
☁ | construction | component_fu |  |  | component |  | COMP_area_terrace | 2 | FU Terasse | m² FU | functional unit | 0
☁ | construction | component_fu |  |  | component |  | COMP_area_basement_ceiling | 2 | FU Kellerdecke | m² FU | functional unit | 0
☁ | construction | component_fu |  |  | component |  | COMP_area_fundament | 2 | FU Bodenplatte | m² FU | functional unit | 0
☁ | construction | component_fu |  |  | component |  | COMP_area_ceil_to_air | 2 | FU Außendecke gg. Außenluft | m² FU | functional unit | 0
☁ | construction | component_fu |  |  | component |  | COMP_area_wall_earth_contacted | 2 | FU Erdb. Wand beheizt | m² FU | functional unit | 0
☁ | construction | component_fu |  |  | component |  | COMP_area_internal_wall_load | 2 | FU Innenwand tragend | m² FU | functional unit | 0
☁ | construction | component_fu |  |  | component |  | COMP_area_internal_wall_nonload | 2 | FU Innenwand nicht tragend | m² FU | functional unit | 0
☁ | construction | component_fu |  |  | component |  | COMP_area_ceiling_topfloor | 2 | FU Oberste Geschoßdecke | m² FU | functional unit | 0
☁ | construction | component_fu |  |  | component |  | COMP_area_wall_ec_unheated | 2 | FU Erdb. Wand Keller | m² FU | functional unit | 0
☁ | construction | component_fu |  |  | component |  | COMP_area_basement_floor_unheated | 2 | FU Erdb. Fußboden Keller | m² FU | functional unit | 0
☁ | construction | component_fu |  |  | component |  | COMP_area_columns | 2 | FU Stützen | stk | functional unit | 0
☁ | construction | component_fu |  |  | component |  | COMP_area_internal_wall_unheated | 2 | FU Innenwand unbeheizt | m² FU | functional unit | 0
☁ | construction | component_fu |  |  | component |  | COMP_area_unheated_horizontal | 2 | FU Zwischendecke unbeheizt / Keller / TG | m² FU | functional unit | 0
☁ | construction | component_fu |  |  | component |  | COMP_area_balconies | 2 | FU Balkone | m² FU | functional unit | 0
☁ | construction | component_fu |  |  | component |  | COMP_area_windowframe | 2 | FU Fensterrahmen | m² FU | functional unit | 19.2536
☁ | construction | component_fu |  |  | component |  | COMP_area_windowglazing | 2 | FU Fensterglas | m² FU | functional unit | 44.925
☁ | construction | component_fu |  |  | component |  | COMP_area_garage_horizontal | 2 | FU Garage Decken | m² FU | functional unit | 0
☁ | construction | component_fu |  |  | component |  | COMP_area_garage_columns | 2 | FU Garage Stützen | stk | functional unit | 0
☁ | construction | component_fu |  |  | component |  | COMP_area_other_1 | 2 | FU Sonstige 1 | m² FU | functional unit | 0
☁ | construction | component_fu |  |  | component |  | COMP_area_other_2 | 2 | FU Sonstige 2 | m² FU | functional unit | 0
☁ | construction | component_fu |  |  | component |  | COMP_area_other_3 | 2 | FU Sonstige 3 | m² FU | functional unit | 0
☁ | construction | component_fu |  |  | component |  | COMP_fu_PV | 2 | FU PV-Anlage | m² PV | functional unit | 0
☁ | construction | component_fu |  |  | component |  | COMP_fu_boreholes | 2 | FU Erdwärmesonden | lfm | functional unit | 0
☁ | construction | component_fu |  |  | component |  | COMP_fu_ahu_1 | 2 | FU Lüftungsanlage 1 | m²BGF | functional unit | 0
☁ | construction | component_fu |  |  | component |  | COMP_fu_ahu_2 | 2 | FU Lüftungsanlage 2 | m²BGF | functional unit | 0
☁ | construction | component_fu |  |  | component |  | COMP_fu_buffer_storage | 2 | FU Pufferspeicher | m²BGF | functional unit | 0
☁ | construction | component_fu |  |  | component |  | COMP_fu_BESS | 2 | FU E-Batterie | kWh | functional unit | 0
☁ | construction | component_fu |  |  | component |  | COMP_fu_energy_1 | 2 | FU Energiesystem 1 | FU | functional unit | 0
☁ | construction | component_fu |  |  | component |  | COMP_fu_energy_2 | 2 | FU Energiesystem 2 | FU | functional unit | 0
☁ | construction | component_fu |  |  | component |  | COMP_fu_solarthermal | 2 | FU Solarthermie | m²ST | functional unit | 0
☁ | [6 empty] | GWP_refratio_walls | 0 | Bezug pro BGF (Außenwand) | m²AW/m²BGF
☁ | [6 empty] | GWP_refratio_windows | 0 | Bezug pro BGF (Fenster) | m²Fe/m²BGF |  | 0%
☁ | [6 empty] | GWP_refratio_roof | 0 | Bezug pro BGF (Dach) | m²Dach/m²BGF |  | 1.274%
☁ | [6 empty] | GWP_refratio_fundament | 0 | Bezug pro BGF (Fundament) | m²KB/m²BGF |  | 1.274%
☁ | [6 empty] | GWP_refratio_ceilings | 0 | Bezug pro BGF (Zwischengeschoßdecken) | m²Zwd/m²BGF |  | 6.369%
☁
☁ | lca | [5 empty] | GWP_refratio_pv | 0 | Bezug pro BGF (PV) | m²PV/m²BGF |  | 0%
| lca | component_type
lca
| lca | component_type
| lca | component_type
| lca | component_type
| lca | component_type
☁ | [6 empty] | GWP_refratio_boreholes | 0 | Bezug pro BGF (Erdsonden) | StkErdsonden/m²BGF |  | 0%
☁ | [6 empty] | GWP_direct_fossile | 2 | Direkteingabe GWP Fossil |  |  | 0
☁ | [6 empty] | GWP_direct_biogenic | 2 | Direkteingabe GWP Biogen |  |  | 0
☁ | [6 empty] | GWP_direct_biogenic_share | 1 | Direkteingabe Biogener Anteil |  |  | 1
☁ | [6 empty] | GWP_direct_life | 1 | Direkteingabe Lebensdauer |  |  | 50
☁
☁ | lca | [6 empty] | 0 | Statistische Fahrzeugverantwortung | Anzahl Fahrzeuge |  | 0
☁ | lca | vehicle_count |  |  |  |  | GWP_miv_count_ev | 0 | GWP Herstellung E-Cars | Anzahl Fahrzeuge |  | 0
☁ | lca | vehicle_count |  |  |  |  | GWP_miv_count_fossile | 0 | GWP Herstellung Verbrenner | Anzahl Fahrzeuge |  | 0
☁ | lca | [5 empty] | GWP_mobility_construction_fossil | 1 | GWP Verbrenner | t CO2/Fahrzeug |  | 5
☁ | lca | [5 empty] | GWP_mobility_construction_ev | 1 | GWP E-Car | t CO2/Fahrzeug |  | 9
☁ | lca | [5 empty] | GHG_LCA_timeframe_years | 1 | Betrachtungszeitraum Ökobilanz |  |  | 26
☁ | lca | [5 empty] | GWP_mobility_moped_gpPKm | 1 | GWP Mobilität Moped | GWP 100S (gCO2equiv/Pkm) |  | 126.75
☁ | lca | [5 empty] | GWP_mobility_car_gpPKm | 1 | GWP Mobilität PKW | GWP 100S (gCO2equiv/Pkm) |  | 216.5
☁ | lca | pathway_reduction_year |  |  |  |  | year_rcp0 | 1 | Bezugsjahr Ausgangssituation |  |  | 2025
☁ | lca | pathway_reduction_year |  |  |  |  | year_rcp1 | 1 | Bezugsjahr Stütztstelle 1 |  |  | 2030
☁ | lca | pathway_reduction_year |  |  |  |  | year_rcp2 | 1 | Bezugsjahr Stütztstelle 2 |  |  | 2040
☁ | lca | pathway_reduction_year |  |  |  |  | year_rcp3 | 1 | Bezugsjahr Stütztstelle 3 |  |  | 2050
☁
☁ | lca | pathway_reduction_factor |  |  | energy_carrier | grid | grid_rcp1 | 1 | Absenkfaktor 1 Netzstrom |  |  | 60%
☁ | lca | pathway_reduction_factor |  |  | energy_carrier | grid | grid_rcp2 | 1 | Absenkfaktor 2 Netzstrom |  |  | 20%
☁ | lca | pathway_reduction_factor |  |  | energy_carrier | grid | grid_rcp3 | 1 | Absenkfaktor 3 Netzstrom |  |  | 0%
☁ | lca | pathway_reduction_factor |  |  | energy_carrier | renewables | rcp1_renewable | 1 | Absenkfaktor 1 Erneuerbare |  |  | 80%
☁ | lca | pathway_reduction_factor |  |  | energy_carrier | renewables | rcp2_renewable | 1 | Absenkfaktor 2 Erneuerbare |  |  | 40%
☁ | lca | pathway_reduction_factor |  |  | energy_carrier | renewables | rcp3_renewable | 1 | Absenkfaktor 3 Erneuerbare |  |  | 0%
☁ | lca | pathway_reduction_factor |  |  | energy_carrier | district_heating | rcp1_dh | 0 | Absenkfaktor 1 Fernwärme |  |  | 99%
☁ | lca | pathway_reduction_factor |  |  | energy_carrier | district_heating | rcp2_dh | 0 | Absenkfaktor 2 Fernwärme |  |  | 97%
☁ | lca | pathway_reduction_factor |  |  | energy_carrier | district_heating | rcp3_dh | 0 | Absenkfaktor 3 Fernwärme |  |  | 95%
☁ | lca | pathway_reduction_factor |  |  | energy_carrier | fossile | rcp1_fossil | 1 | Absenkfaktor 1 Andere Fossile |  |  | 99%
☁ | lca | pathway_reduction_factor |  |  | energy_carrier | fossile | rcp2_fossil | 1 | Absenkfaktor 2 Andere Fossile |  |  | 97%
☁ | lca | pathway_reduction_factor |  |  | energy_carrier | fossile | rcp3_fossil | 1 | Absenkfaktor 3 Andere Fossile |  |  | 95%
☁ | lca | pathway_integral |  |  | energy_carrier | grid | GWP_rcpi_grid | 0 | Absenkpfad-Integral Netzstrom |  |  | 9.5
☁ | lca | pathway_integral |  |  | energy_carrier | renewables | GWP_rcpi_grid_substition | 0 | Absenkpfad-Integral Substi |  |  | 9.5
☁ | lca | pathway_integral |  |  | energy_carrier | district_heating | GWP_rcpi_district_heating | 0 | Absenkpfad-Integral Fernwärme |  |  | 25.35
☁ | lca | pathway_integral |  |  | energy_carrier | fossile | GWP_rcpi_fossil | 0 | Absenkpfad-Integral Fossil |  |  | 25.35
☁ | lca | pathway_integral |  |  | energy_carrier | natural_gas | GWP_rcpi_natural_gas | 0 | Absenkpfad-Integral Gas |  |  | 25.35
☁ | lca | pathway_integral |  |  | energy_carrier | biomass | GWP_rcpi_biomass | 0 | Absenkpfad-Integral Biomasse |  |  | 25.35
☁ | lca | pathway_integral |  |  | energy_carrier | fossile | GWP_rcpi_mob_fossile | 0 | Absenkpfad-Integral MIV Fossil |  |  | 25.35
☁ | lca | pathway_integral |  |  | energy_carrier | renewables | GWP_rcpi_renewable | 0 | Absenkpfad-Integral Erneuerbar |  |  | 13
☁ | lca | pathway_integral |  |  | heating | system_2 |  | 0 | Absenkpfad-Integral Heizen 2 Thermisch |  |  | 25.35
☁ | lca | pathway_integral |  |  | heating | system_4 |  | 0 | Absenkpfad-Integral Heizen 4 Thermisch |  |  | 13
☁ | lca | pathway_integral |  |  | cooling | system_2 |  | 0 | Absenkpfad-Integral Kühlen 2 Thermisch |  |  | 13
☁ | lca | pathway_integral |  |  | dhw | system_1 |  | 0 | Absenkpfad-Integral WWWB 1 Thermisch |  |  | 9.5
☁ | lca | pathway_integral |  |  | dhw | system_2 |  | 0 | Absenkpfad-Integral WWWB 2 Thermisch |  |  | 9.5
⚖ | [6 empty] | fPE_grid_profile | 1 | Strom Konversionsprofil PE |  |  | OIB2023 (Monatswerte)
⚖ | assessment | district_heating_index |  |  |  |  | district_heating_conversion_profile | 1 | Fernwärme Konversionsprofil |  |  | 7
⚖ | assessment | grid_name |  |  |  |  | fGHG_grid_profile | 2 | Strom Konversionsprofil THG |  |  | OIB2023 (Monatswerte)
⚖
⚖ | primary_energy | conversion_factor_index |  |  |  |  | fPE_grid_column | 0 | Strom Konversionsprofil ID PE | int |  | 13
⚖ | GHG | conversion_factor_index |  |  |  |  | fGHG_grid_column | 0 | Strom Konversionsprofil ID THG | int |  | 13
⚖ | primary_energy | is_district_heating |  |  | heating | system_2 | heat_th2_is_dh | 0 | PE Heizen 2 ist Fernwärme | bool |  | 0
⚖ | primary_energy | is_district_heating |  |  | heating | system_4 | heat_th4_is_dh | 0 | PE Heizen 4 ist Fernwärme | bool |  | 1
⚖ | primary_energy | is_district_heating |  |  | cooling | system_2 | cool_th2_is_dh | 0 | PE Kühlen 2 ist Fernwärme | bool |  | 0
⚖ | primary_energy | is_district_heating |  |  | dhw | system_1 | dhw1_is_dh | 0 | PE WWWB 1 ist Fernwärme | bool |  | 0
⚖ | primary_energy | is_district_heating |  |  | dhw | system_2 | dhw2_is_dh | 0 | PE WWWB 2 ist Fernwärme | bool |  | 0
⚖ | primary_energy | is_natural_gas |  |  | heating | system_2 | heat_th2_is_ng | 0 | PE Heizen 2 ist Erdgas | bool |  | 1
⚖ | primary_energy | is_natural_gas |  |  | heating | system_4 | heat_th4_is_ng | 0 | PE Heizen 4 ist Erdgas | bool |  | 0
⚖ | primary_energy | is_natural_gas |  |  | cooling | system_2 | cool_th2_is_ng | 0 | PE Kühlen 2 ist Erdgas | bool |  | 0
⚖ | primary_energy | is_natural_gas |  |  | dhw | system_1 | dhw1_is_ng | 0 | PE WWWB 1 ist Erdgas | bool |  | 0
⚖ | primary_energy | is_natural_gas |  |  | dhw | system_2 | dhw2_is_ng | 0 | PE WWWB 2 ist Erdgas | bool |  | 0
⚖ | primary_energy | is_biomass |  |  | heating | system_2 | heat_th2_is_bio | 0 | PE Heizen 2 ist Biomasse | bool |  | 0
⚖ | primary_energy | is_biomass |  |  | heating | system_4 | heat_th4_is_bio | 0 | PE Heizen 4 ist Biomasse | bool |  | 0
⚖ | primary_energy | is_biomass |  |  | cooling | system_2 | cool_th2_is_bio | 0 | PE Kühlen 2 ist Biomasse | bool |  | 0
⚖ | primary_energy | is_biomass |  |  | dhw | system_1 | dhw1_is_bio | 0 | PE WWWB 1 ist Biomasse | bool |  | 0
⚖ | primary_energy | is_biomass |  |  | dhw | system_2 | dhw2_is_bio | 0 | PE WWWB 2 ist Biomasse | bool |  | 0
⚖ | primary_energy | is_other |  |  | heating | system_2 | heat_th2_is_other | 0 | PE Heizen 2 ist Sonstige | bool |  | 0
⚖ | primary_energy | is_other |  |  | heating | system_4 | heat_th4_is_other | 0 | PE Heizen 4 ist Sonstige | bool |  | 0
⚖ | primary_energy | is_other |  |  | cooling | system_2 | cool_th2_is_other | 0 | PE Kühlen 2 ist Sonstige | bool |  | 1
⚖ | primary_energy | is_other |  |  | dhw | system_1 | dhw1_is_other | 0 | PE WWWB 1 ist Sonstige | bool |  | 1
⚖ | primary_energy | is_other |  |  | dhw | system_2 | dhw2_is_other | 0 | PE WWWB 2 ist Sonstige | bool |  | 0
⚖ | primary_energy | flex_share |  |  |  |  | fPE_flex_factor | 1 | Flexibler Netzbezug Anteil PE-Faktor |  |  | 0%
⚖ | primary_energy | conversion_factor |  |  |  |  | pe_conversion_factor_gasoline | 1 | PE-Konversionsfaktor Kraftstoff | kWhPE/kWhEE |  | 1.2
ghg_conversion_factor_gasoline
⚖ | primary_energy | conversion_factor |  |  | heating | system_2 |  | 0 | PE-Konversionsfaktor Heizen 2 Thermisch | kWhPE/kWhEE |  | 1.1
⚖ | primary_energy | conversion_factor |  |  | heating | system_4 |  | 0 | PE-Konversionsfaktor Heizen 4 Thermisch | kWhPE/kWhEE |  | 0.33
⚖ | primary_energy | conversion_factor |  |  | cooling | system_2 |  | 0 | PE-Konversionsfaktor Kühlen 2 Thermisch | kWhPE/kWhEE |  | 0.42
⚖ | primary_energy | conversion_factor |  |  | dhw | system_1 |  | 0 | PE-Konversionsfaktor WWWB 1 Thermisch | kWhPE/kWhEE |  | 1.76
⚖ | primary_energy | conversion_factor |  |  | dhw | system_2 |  | 0 | PE-Konversionsfaktor WWWB 2 Thermisch | kWhPE/kWhEE |  | 1.76
⚖ | GHG | conversion_factor |  |  | heating | system_2 |  | 0 | THG-Konversionsfaktor Heizen 2 Thermisch | kgCO2eq/kWhEE |  | 0.201
⚖ | GHG | conversion_factor |  |  | heating | system_4 |  | 0 | THG-Konversionsfaktor Heizen 4 Thermisch | kgCO2eq/kWhEE |  | 0.02
⚖ | GHG | conversion_factor |  |  | cooling | system_2 |  | 0 | THG-Konversionsfaktor Kühlen 2 Thermisch | kgCO2eq/kWhEE |  | 0.042
⚖ | GHG | conversion_factor |  |  | dhw | system_1 |  | 0 | THG-Konversionsfaktor WWWB 1 Thermisch | kgCO2eq/kWhEE |  | 0.156
⚖ | GHG | conversion_factor |  |  | dhw | system_2 |  | 0 | THG-Konversionsfaktor WWWB 2 Thermisch | kgCO2eq/kWhEE |  | 0.156
🚗 | mobility | statistical_persons |  |  | usage | residential | StatPAX_residential | 0 | Mobilitätsstatistische Nutzer Wohnen | - |  | 300.3988
🚗 | mobility | statistical_persons |  |  | usage | office | StatPAX_office | 0 | Mobilitätsstatistische Nutzer Büro | - |  | 484.2536
🚗 | mobility | statistical_persons |  |  | usage | schoolsec | StatPAX_schoolsec | 0 | Mobilitätsstatistische Nutzer Schule sekundär | - |  | 0
🚗 | mobility | statistical_persons |  |  | usage | schoolprim | StatPAX_schoolprim | 0 | Mobilitätsstatistische Nutzer Schule primär | - |  | 0
🚗 | mobility | statistical_persons |  |  | usage | retailfood | StatPAX_retail | 0 | Mobilitätsstatistische Nutzer Handel Supermarkt | - |  | 0
🚗 | mobility | statistical_persons |  |  | usage | retailother | StatPAX_retailother | 0 | Mobilitätsstatistische Nutzer Handel Sonstige | - |  | 0
🚗 | mobility | charging_stations |  |  |  |  | EV_charging_stations | 2 | Anzahl Ladestationen | - |  | 0
🚗 | mobility | charging_station_power |  |  |  |  | EV_charging_station_power | 2 | Leistung Ladestation | kW |  | 0
🔧 | tool | seasonal_interpolation |  |  |  |  | seasonal_interpolation | 1 | Interpolationsmethode Sommer Winter | text |  | wave
👤 | usage | plugload |  |  | usage | residential | plugloads_residential | 2 | Nutzerstrom Wohnen | kWh/m²NFA |  | 20.5286
👤 | usage | plugload |  |  | usage | office | plugloads_office | 2 | Nutzerstrom Büro | kWh/m²NFA |  | 24.6365
👤 | usage | plugload |  |  | usage | schoolsec | plugloads_schoolsec | 2 | Nutzerstrom Bildung sekundär | kWh/m²NFA |  | 51.3241
👤 | usage | plugload |  |  | usage | schoolprim | plugloads_schoolprim | 2 | Nutzerstrom Bildung primär | kWh/m²NFA |  | 30.7945
👤 | usage | plugload |  |  | usage | retailfood | plugloads_retailfood | 2 | Nutzerstrom Handel Lebensmittel | kWh/m²NFA |  | 30.7957
👤 | usage | plugload |  |  | usage | retailother | plugloads_retailother | 2 | Nutzerstrom Handel sonstiger | kWh/m²NFA |  | 30.7957
👤 | usage | plugload |  |  | usage | other | plugloads_other | 2 | Nutzerstrom Sonstige Nutzung | kWh/m²NFA |  | 1
🔧 | tool | hour_phase |  |  |  |  | seasonal_phase_h | 1 | Interpolation Sommer Winter Wellenphase | h |  | -300
🔧 | tool | [6 empty] | 0 | Speicherzeitpunkt |  |  | 2026-08-17 22:09
🌞 | PV | PV_roof_area_percentage |  |  |  |  | PV_roof_area_percentage | 2 | % Dachfläche für PV genützt | ratio |  | 0%

## OUT
icon | domain | measure | spatial_scope | temporal_scope | entity_group | entity_key | var_name | ka | label_de | unit | Live
| weather | Wetter |  |  |  |  | Ta_annual_avg | 3 | Außentemperatur Jahresmittel | °C | 11.0565
| weather | temperature |  |  |  |  | Ta_avg_heating_period | 3 | Mittelaußentemperatur Heizperiode | °C | 7.0519
| weather | temperature |  |  |  |  | Ta_avg_cooling_period | 3 | Mittelaußentemperatur Kühlperiode | °C | 18.9353
| usage | [6 empty] | 3 | Nutzungsmischung |  | 81% Wohnen, 19% Büro und Gewerbe, 0% Bildungseinrichtung (sekundär, Tertiär), 0% Kindergarten und Volksschule, 0% Lebensmittelhandel, 0% Handel Sonstige, 0% Sonstige Nutzung
🔌 | useful_energy | plugloads | district | annual |  |  | UED_plugloads | 3 | Nutzerstrom | kWh/m²NGFa | 21.2915
💡 | useful_energy | lighting | district | annual |  |  | UED_lighting | 3 | Beleuchtung | kWh/m²NGFa | 1.2689
🌃 | useful_energy | aux_el_demand | district | annual |  |  | UED_auxiliary | 3 | Allgemeinstrom | kWh/m²NGFa | 1.752
🔥 | useful_energy | heating_demand | district | annual |  |  | UED_heating | 3 | Heiwärmebedarf | kWh/m²NGFa | 31.3135
❄ | useful_energy | cooling_demand | district | annual |  |  | UED_cooling | 3 | Külenergiebedarf | kWh/m²NGFa | 3.4811
💧 | useful_energy | dhw_demand | district | annual |  |  | UED_dhw | 3 | WWWB | kWh/m²NGFa | 11.6949
💨 | useful_energy | vent_el_demand | district | annual |  |  | UED_ventilation | 3 | Lüftungsenergiebedarf | kWh/m²NGFa | 2.3246
🚗 | useful_energy |  | district | annual |  |  | UED_mim_electric | 3 | E-Mobilität | kWh/m²NGFa | 0
🚗 | useful_energy |  | district | annual |  |  | UED_mim_fossile | 3 | Fossile Mobilität | kWh/m²NGFa | 0
🧱 | heat_balance | heat_loss | district | annual |  |  | QT | 3 | Transmissionswärmeverl. | kWh/m²NGFa | 50.287
💨 | heat_balance | heat_loss | district | annual |  |  | QV | 3 | Lüftungswärmeverluste | kWh/m²NGFa | 45.7985
🌒 | heat_balance | heat_loss | district | annual |  |  | QVn | 3 | Nachtlüftung | kWh/m²NGFa | 17.6761
🌞 | heat_balance | heat_gain | district | annual |  |  | QS | 3 | Solare Gewinne | kWh/m²NGFa | 40.9457
👤 | heat_balance | heat_gain | district | annual |  |  | QI | 3 | Innere Wärmen | kWh/m²NGFa | 44.9835
♨ | heat_balance | heating_demand | district | annual |  |  | QH | 3 | Heizwärmebedarf | kWh/m²NGFa | 31.3135
❄ | heat_balance | cooling_demand | district | annual |  |  | QC | 3 | Kühlbedarf (KB) | kWh/m²NGFa | 3.4811
| heat_balance | heat_recovery | district | annual |  |  | QV_heatrecovery | 3 | ML Wärmerückgewinnung | kWh/m²NGFa | 0.78042
☑ | heat_balance | test | district | annual |  |  |  | 4 | Wärmebilanz | TRUE | 0
| heat_balance | heat_loss | district | winter |  |  | QT_winter | 3 | Transmissionswärmeverl. | kWh/m²NGFa | 40.1855
| heat_balance | heat_loss | district | winter |  |  | QV_winter | 3 | Lüftungswärmeverluste | kWh/m²NGFa | 36.2456
| heat_balance | heat_loss | district | winter |  |  | QVn_winter | 3 | Nachtlüftung | kWh/m²NGFa | 2.4927
| heat_balance | heat_gain | district | winter |  |  | QS_winter | 3 | Solare Gewinne | kWh/m²NGFa | 21.559
| heat_balance | heat_gain | district | winter |  |  | QI_winter | 3 | Innere Wärmen | kWh/m²NGFa | 26.2129
| heat_balance | heating_demand | district | winter |  |  | QH_winter | 3 | Heizwärmebedarf | kWh/m²NGFa | 31.3135
| heat_balance | cooling_demand | district | winter |  |  | QC_winter | 3 | Kühlbedarf (KB) | kWh/m²NGFa | 0
☑ | heat_balance | test | district | winter |  |  | test_heat_balance_winter | 4 | Wärmebilanz Heizperiode | FALSE | -0.16157
| heat_balance | heat_loss | district | winter | hull | wall | QT_wall_winter | 3 | Transmission AW | kWh/m²NGFa | 4.8014
| heat_balance | heat_loss | district | winter | hull | roof | QT_roof_winter | 3 | Transmission Dach | kWh/m²NGFa | 3.5932
| heat_balance | heat_loss | district | winter | hull | fundament | QT_ground_winter | 3 | Transmission KD/EFB | kWh/m²NGFa | 7.1863
| heat_balance | heat_loss | district | winter | hull | windows | QT_window_winter | 3 | Transmission Fenster | kWh/m²NGFa | 20.9514
| heat_balance | heat_loss | district | winter | hull |  | QT_psi_winter | 3 | Transmission Wärmebrücken | kWh/m²NGFa | 3.6532
| heat_balance | heat_loss | district | winter |  |  | QV_inf_winter | 3 | Infiltration | kWh/m²NGFa | 11.514
| heat_balance | heat_loss | district | winter |  |  | QV_window_winter | 3 | Lüftung Fenster | kWh/m²NGFa | 23.8532
| heat_balance | heat_loss | district | winter |  |  | QV_mechvent_winter | 3 | Mechanische Lüftung | kWh/m²NGFa | 0.87839
| heat_balance | heat_recovery | district | winter |  |  | QV_heatrecovery_winter | 3 | ML Wärmerückgewinnung | kWh/m²NGFa | 0.70951
| heat_balance | heating_demand | district | winter |  |  | QH_min_winter | 3 | Heizwärmebedarf Statisch | kWh/m²NGFa | 31.3135
| heat_balance | heating_demand | district | winter |  |  | QH_flex_winter | 3 | Heizwärmebedarf Flexibel | kWh/m²NGFa | 0
| heat_balance | cooling_demand | district | winter |  |  | QC_min_winter | 3 | Kühlbedarf Statisch | kWh/m²NGFa | 0
| heat_balance | cooling_demand | district | winter |  |  | QC_flex_winter | 3 | Kühlbedarf Flexibel | kWh/m²NGFa | 0
| heat_balance |  | district | winter |  |  | QH_flexshare_winter | 3 | Anteil Flexibler Heizung an Gesamtheizung | ratio | 0%
F | heat_balance |  | district | winter |  |  | QC_flexshare_winter | 3 | Anteil Flexibler Kühlung an Gesamtkühlung | ratio | 0%
| heat_balance | heat_loss | district | summer |  |  | QT_summer | 3 | Transmissionswärmeverl. | kWh/m²NGFa | 10.1015
| heat_balance | heat_loss | district | summer |  |  | QV_summer | 3 | Lüftungswärmeverluste | kWh/m²NGFa | 9.553
| heat_balance | heat_loss | district | summer |  |  | QVn_summer | 3 | Nachtlüftung gekühlt | kWh/m²NGFa | 15.1833
| heat_balance | heat_gain | district | summer |  |  | QS_summer | 3 | Solare Gewinne | kWh/m²NGFa | 19.3866
| heat_balance | heat_gain | district | summer |  |  | QI_summer | 3 | Innere Wärmen | kWh/m²NGFa | 18.7706
| heat_balance | heating_demand | district | summer |  |  | QH_summer | 3 | Heizwärmebedarf | kWh/m²NGFa | 0
| heat_balance | cooling_demand | district | summer |  |  | QC_summer | 3 | Kühlbedarf (KB) | kWh/m²NGFa | 3.4811
☑ | heat_balance | test | district | summer |  |  | test_heat_balance_summer | 4 | Wärmebilanz Kühlperiode | FALSE | 0.16157
| heat_balance | heat_loss | district | summer | hull | wall | QT_wall_summer | 3 | Transmission AW | kWh/m²NGFa | 1.2069
| heat_balance | heat_loss | district | summer | hull | roof | QT_roof_summer | 3 | Transmission Dach | kWh/m²NGFa | 0.90322
| heat_balance | heat_loss | district | summer | hull | fundament | QT_ground_summer | 3 | Transmission KD/EFB | kWh/m²NGFa | 1.8064
| heat_balance | heat_loss | district | summer | hull | windows | QT_window_summer | 3 | Transmission Fenster | kWh/m²NGFa | 5.2666
| heat_balance | heat_loss | district | summer | hull |  | QT_psi_summer | 3 | Transmission Wärmebrücken | kWh/m²NGFa | 0.91832
| heat_balance | heat_loss | district | summer |  |  | QV_inf_summer | 3 | Infiltration | kWh/m²NGFa | 2.8864
| heat_balance | heat_loss | district | summer |  |  | QV_window_summer | 3 | Lüftung Fenster | kWh/m²NGFa | 6.5214
| heat_balance | heat_loss | district | summer |  |  | QV_mechvent_summer | 3 | Mechanische Lüftung | kWh/m²NGFa | 0.1452
| heat_balance | heat_recovery | district | summer |  |  | QV_heatrecovery_summer | 3 | ML Wärmerückgewinnung 2 | kWh/m²NGFa | 0.070911
| heat_balance | heating_demand | district | summer |  |  | QH_min_summer | 3 | Heizwärmebedarf Statisch | kWh/m²NGFa | 0
| heat_balance | heating_demand | district | summer |  |  | QH_flex_summer | 3 | Heizwärmebedarf Flexibel | kWh/m²NGFa | 0
| heat_balance | cooling_demand | district | summer |  |  | QC_min_summer | 3 | Kühlbedarf Statisch | kWh/m²NGFa | 3.4811
| heat_balance | cooling_demand | district | summer |  |  | QC_flex_summer | 3 | Kühlbedarf Flexibel | kWh/m²NGFa | 0
| heat_balance |  | district | summer |  |  | QH_flexshare_summer | 3 | Anteil Flexibler Heizung an Gesamtheizung | ratio | 0%
| heat_balance |  | district | summer |  |  | QC_flexshare_summer | 3 | Anteil Flexibler Kühlung an Gesamtkühlung | ratio | 0%
☑ | heat_balance | test | district | annual |  |  | test_heat_balance | 4 | Wärmebilanz | TRUE | 0
☑ | heat_balance | test | district | annual |  |  | test_heat_balance_seasonal_mismatch | 4 | Wärmebilanz Diff Sommer Winter | TRUE | 1.8474e-13
🧱 | heat_balance | heat_loss | uncooled | annual |  |  | QT_u | 3 | Transmissionswärmeverl. | kWh/m²NGFungekühlta | 49.2443
💨 | heat_balance | heat_loss | uncooled | annual |  |  | QV_u | 3 | Lüftungswärmeverluste | kWh/m²NGFungekühlta | 51.2909
🌒 | heat_balance | heat_loss | uncooled | annual |  |  | QVn_u | 3 | Nachtlüftung | kWh/m²NGFungekühlta | 21.7077
🌞 | heat_balance | heat_gain | uncooled | annual |  |  | QS_u | 3 | Solare Gewinne | kWh/m²NGFungekühlta | 43.3472
👤 | heat_balance | heat_gain | uncooled | annual |  |  | QI_u | 3 | Innere Wärmen | kWh/m²NGFungekühlta | 42.8391
♨ | heat_balance | heating_demand | uncooled | annual |  |  | QH_u | 3 | Heizwärmebedarf | kWh/m²NGFungekühlta | 36.0565
🧱 | heat_balance | heat_loss | uncooled | annual | hull | wall | QT_wall_u | 3 | Transmission AW | kWh/m²NGFungekühlta | 5.8837
🧱 | heat_balance | heat_loss | uncooled | annual | hull | roof | QT_roof_u | 3 | Transmission Dach | kWh/m²NGFungekühlta | 4.4032
🧱 | heat_balance | heat_loss | uncooled | annual | hull | fundament | QT_ground_u | 3 | Transmission KD/EFB | kWh/m²NGFungekühlta | 8.8063
🧱 | heat_balance | heat_loss | uncooled | annual | hull | windows | QT_window_u | 3 | Transmission Fenster | kWh/m²NGFungekühlta | 25.6744
🧱 | heat_balance | heat_loss | uncooled | annual | hull |  | QT_psi_u | 3 | Transmission Wärmebrücken | kWh/m²NGFungekühlta | 4.4768
💨 | heat_balance | heat_loss | uncooled | annual |  |  | QV_inf_u | 3 | Infiltration | kWh/m²NGFungekühlta | 13.9884
💨 | heat_balance | heat_loss | uncooled | annual |  |  | QV_window_u | 3 | Lüftung Fenster | kWh/m²NGFungekühlta | 37.3025
💨 | heat_balance | heat_loss | uncooled | annual |  |  | QV_mechvent_u | 3 | Mechanische Lüftung | kWh/m²NGFungekühlta | 0
🔀 | heat_balance | heat_recovery | uncooled | annual |  |  | QV_heatrecovery_u | 3 | ML Wärmerückgewinnung | kWh/m²NGFungekühlta | 0
♨ | heat_balance | heating_demand | uncooled | annual |  |  | QH_min_u | 3 | Heizwärmebedarf Statisch | kWh/m²NGFungekühlta | 36.0565
♨ | heat_balance | heating_demand | uncooled | annual |  |  | QH_flex_u | 3 | Heizwärmebedarf Flexibel | kWh/m²NGFungekühlta | 0
F | heat_balance |  | uncooled | annual |  |  | QH_flexanteil_u | 3 | Flexibilitätsanteil | ratio | 0
🧱 | heat_balance | heat_loss | cooled | annual |  |  | QT_c | 3 | Transmissionswärmeverl. | kWh/m²NGFgekühlta | 54.8586
💨 | heat_balance | heat_loss | cooled | annual |  |  | QV_c | 3 | Lüftungswärmeverluste | kWh/m²NGFgekühlta | 21.718
🌒 | heat_balance | heat_loss | cooled | annual |  |  | QVn_c | 3 | Nachtlüftung gekühlt | kWh/m²NGFgekühlta | 0
🌞 | heat_balance | heat_gain | cooled | annual |  |  | QS_c | 3 | Solare Gewinne | kWh/m²NGFgekühlta | 30.4165
👤 | heat_balance | heat_gain | cooled | annual |  |  | QI_c | 3 | Innere Wärmen | kWh/m²NGFgekühlta | 54.3852
♨ | heat_balance | heating_demand | cooled | annual |  |  | QH_c | 3 | Heizwärmebedarf | kWh/m²NGFgekühlta | 10.5183
❄ | heat_balance | cooling_demand | cooled | annual |  |  | QC_c | 3 | Kühlbedarf (KB) | kWh/m²NGFgekühlta | 18.7434
🧱 | heat_balance | heat_loss | cooled | annual | hull | wall | QT_wall_c | 3 | Transmission AW | kWh/m²NGFgekühlta | 6.5545
🧱 | heat_balance | heat_loss | cooled | annual | hull | roof | QT_roof_c | 3 | Transmission Dach | kWh/m²NGFgekühlta | 4.9052
🧱 | heat_balance | heat_loss | cooled | annual | hull | fundament | QT_ground_c | 3 | Transmission KD/EFB | kWh/m²NGFgekühlta | 9.8103
🧱 | heat_balance | heat_loss | cooled | annual | hull | windows | QT_window_c | 3 | Transmission Fenster | kWh/m²NGFgekühlta | 28.6015
🧱 | heat_balance | heat_loss | cooled | annual | hull |  | QT_psi_c | 3 | Transmission Wärmebrücken | kWh/m²NGFgekühlta | 4.9871
💨 | heat_balance | heat_loss | cooled | annual |  |  | QV_inf_c | 3 | Infiltration | kWh/m²NGFgekühlta | 16.2066
💨 | heat_balance | heat_loss | cooled | annual |  |  | QV_window_c | 3 | Lüftung Fenster | kWh/m²NGFgekühlta | 0
💨 | heat_balance | heat_loss | cooled | annual |  |  | QV_mechvent_c | 3 | Mechanische Lüftung | kWh/m²NGFgekühlta | 5.5114
🔀 | heat_balance | heat_recovery | cooled | annual |  |  | QV_heatrecovery_c | 3 | ML Wärmerückgewinnung | kWh/m²NGFgekühlta | 4.2021
♨ | heat_balance | heating_demand | cooled | annual |  |  | QH_min_c | 3 | Heizwärmebedarf Statisch | kWh/m²NGFgekühlta | 10.5183
♨ | heat_balance | heating_demand | cooled | annual |  |  | QH_flex_c | 3 | Heizwärmebedarf Flexibel | kWh/m²NGFgekühlta | 0
❄ | heat_balance | cooling_demand | cooled | annual |  |  | QC_min_c | 3 | Kühlbedarf Statisch | kWh/m²NGFgekühlta | 18.7434
❄ | heat_balance | cooling_demand | cooled | annual |  |  | QC_flex_c | 3 | Kühlbedarf Flexibel | kWh/m²NGFgekühlta | 0
F | heat_balance |  | cooled | annual |  |  | QC_flexanteil | 3 | Flexibilitätsanteil | ratio | 0%
F | heat_balance |  | cooled | annual |  |  | QH_flexanteil_c | 3 | Flexibilitätsanteil | ratio | 0%
| comfort | temperature | uncooled | winter |  |  | Tu_avg_winter | 3 | Mitteltemperatur ungekühlt | °C | 21.294
| comfort | temperature | cooled | winter |  |  | Tc_avg_winter | 3 | Mitteltemperatur gekühlt | °C | 23.5166
| comfort | temperature | uncooled | summer |  |  | Tu_avg_summer | 3 | Mitteltemperatur ungekühlt | °C | 25.8282
| comfort | temperature | cooled | summer |  |  | Tc_avg_summer | 3 | Mitteltemperatur gekühlt | °C | 26.4848
| comfort | temperature_difference | uncooled | winter |  |  | dTu_winter | 3 | Mittlere Temperaturüberschreitung ungekühlt | K | 0.29396
| comfort | temperature_difference | cooled | winter |  |  | dTc_winter | 3 | Mittlere Temperaturüberschreitung gekühlt | K | 2.5166
| comfort | temperature_difference | uncooled | summer |  |  | dTu_summer | 3 | Mittlere Temperaturunterschreitung ungekühlt | °C | -0.82823
| comfort | temperature_difference | cooled | summer |  |  | dTc_summer | 3 | Mittlere Temperaturunterschreitung gekühlt | °C | -1.4848
3
3
| final_energy_balance | user_electricity | district | annual |  |  | EUI_plugAuxLight | 3 | Nutzerstrom, Beleuchtung und Allgemeinstrom | kWh/m²NGFa | 24.3125
| electricity_end_use | plugloads | district | annual |  |  | EUI_plugloads | 3 | Nutzerstrom | kWh/m²NGFa | 21.2915
| electricity_end_use | aux_el_demand | district | annual |  |  | EUI_auxiliary | 3 | Allgemeinstrom | kWh/m²NGFa | 1.752
| electricity_end_use | lighting | district | annual |  |  | EUI_lighting | 3 | Beleuchtung | kWh/m²NGFa | 1.2689
☑ | electricity_end_use | test | district |  |  |  | test_EUI_balance | 3 | Nutzerstrom Bilanz | TRUE | -1.4921e-13
| final_energy_balance | heating_demand | district | annual |  |  | EUIh_el | 3 | Heizen | kWh/m²NGFa | 7.9641
| electricity_end_use | heating_aux | district | annual |  |  | EUIh_el_aux | 3 | Heizen Hilfsstrom | kWh/m²NGFa | 0.65758
3
| final_energy_balance | cooling_demand | district | annual |  |  | EUIc_el | 3 | Kühlen | kWh/m²NGFa | 1.0548
| electricity_end_use | cooling_aux | district |  |  |  | EUIc_el_aux | 3 | Kühlen Hilfsstrom | kWh/m²NGFa | 0.94654
3
| final_energy_balance | dhw_demand |  |  |  |  | EUIdhw_el | 3 | Warmwasser | kWh/m²NGFa | 6.9685
| final_energy_balance | vent_el_demand |  |  |  |  | EUIv_el | 3 | Lüftung | kWh/m²NGFa | 2.3246
| final_energy_balance | dhw_demand |  |  |  |  | EUIdhwdirect_el | 3 | WW E-Stab | kWh/m²NGFa | 0
| final_energy_balance | battery_charge |  |  |  |  | Batt_total_charge_input | 3 | e-Speicher Beladung | kWh/m²NGFa | 0
| final_energy_balance | ev_local_charge |  |  |  |  | EUIev_el | 3 | EV Quartiersladung | kWh/m²NGFa | 0
O | electricity_end_use | total |  |  |  |  | EUI_el_total | 3 | Quartier | kWh/m²NGFa | 42.6244
🌞 | electricity_dispatch | PV_use |  | static |  |  | PV_total | 3 | PV Ertrag | kWh/m²NGFa | 18.2141
🌞 | electricity_dispatch | PV_use |  | static | energy_use | user_electricity | PV_to_plugloads | 3 | PV → Nutzerstrom | kWh/m²NGFa | 10.8081
🌞 | electricity_dispatch | PV_use |  | static | energy_use | heating_demand | PV_to_Eh_min | 3 | PV → Heizung | kWh/m²NGFa | 0.086096
🌞 | electricity_dispatch | PV_use |  | static | energy_use | cooling_demand | PV_to_Ec_min | 3 | PV → Kühlung | kWh/m²NGFa | 0.64438
🌞 | electricity_dispatch | PV_use |  | static | energy_use | dhw_demand | PV_to_Edhw_min | 3 | PV → Warmwasser | kWh/m²NGFa | 1.9009
🌞 | electricity_dispatch | PV_use |  | static | energy_use | vent_el_demand | PV_to_Ev_min | 3 | PV → Lüftung | kWh/m²NGFa | 0.53647
🌞 | electricity_dispatch | PV_use |  | static | energy_use | ev_local_charge | PV_to_Eev_min | 3 | PV → E-Car Mindestladung | kWh/m²NGFa | 0
🌞 | final_energy_balance | PV_use |  | static | energy_use |  | PV_total_direct | 3 | PV → Direktnutzung | kWh/m²NGFa | 13.9759
🌞 | electricity_dispatch | PV_use |  | flexible | energy_use | heating_demand | PV_to_Eh_flex | 3 | PV → Heizung Speicherladung | kWh/m²NGFa | 0
🌞 | electricity_dispatch | PV_use |  | flexible | energy_use | cooling_demand | PV_to_Ec_flex | 3 | PV → Kühlung Speicherladung | kWh/m²NGFa | 0
🌞 | electricity_dispatch | PV_use |  | flexible | energy_use | dhw_demand | PV_to_Edhw | 3 | PV → Warmwasser Speicherladung | kWh/m²NGFa | 0
🌞 | electricity_dispatch | PV_use |  | flexible | energy_use |  | PV_to_Edhw_direct | 3 | PV → Warmwasser Direktelektrisch | kWh/m²NGFa | 0
🌞 | electricity_dispatch | PV_use |  | flexible | energy_use | battery_charge | PV_to_Batt | 3 | PV → Batterie | kWh/m²NGFa | 0
🌞 | electricity_dispatch | PV_use |  | flexible | energy_use | ev_local_charge | PV_to_Eev_flex | 3 | PV → E-Car Speicherung | kWh/m²NGFa | 0
🌞 | final_energy_balance | PV_use |  | flexible | energy_use |  | PV_total_flex | 3 | PV → Direktnutzung | kWh/m²NGFa | 0
🌞 | final_energy_balance | PV_use |  |  |  |  | PV_to_Egrid | 3 | PV Netzeinspeisung | kWh/m²NGFa | 4.2382
🔋 | electricity_dispatch | battery_use |  | flexible | energy_use | user_electricity | Batt_to_plugloads | 3 | Batterie → Nutzerstrom | kWh/m²NGFa | 0
| electricity_dispatch | battery_use |  | flexible |  |  | Batt_to_HVAC | 3 | Batterie → HKLS | kWh/m²NGFa | 0
🔋 | electricity_dispatch | battery_use |  | flexible | energy_use | heating_demand | Batt_to_Eh_min | 3 | Batterie → Heizung | kWh/m²NGFa | 0
🔋 | electricity_dispatch | battery_use |  | flexible | energy_use | cooling_demand | Batt_to_Ec_min | 3 | Batterie → Kühlung | kWh/m²NGFa | 0
🔋 | electricity_dispatch | battery_use |  | flexible | energy_use | dhw_demand | Batt_to_Edhw_min | 3 | Batterie → Warmwasser | kWh/m²NGFa | 0
🔋 | electricity_dispatch | battery_use |  | flexible | energy_use | vent_el_demand | Batt_to_Ev_min | 3 | Batterie → Lüftung | kWh/m²NGFa | 0
🔋 | electricity_dispatch | battery_use |  | flexible | energy_use | ev_local_charge | Batt_to_Eev_min | 3 | Batterie → E-Car Mindestladung | kWh/m²NGFa | 0
| electricity_dispatch | battery_use |  | flexible |  |  | Batt_charging_losses | 3 | Batterie → Direktnutzung | kWh/m²NGFa | 0
🔋 | electricity_dispatch | battery_use |  | flexible | energy_use |  |  | 3 | Batterie Entnahme | kWh/m²NGFa | 0
🔋 | electricity_dispatch | flexible_grid_use |  | flexible | energy_use | user_electricity | VRGrid_to_plugloads | 3 | Flexibler Netzstrom → Nutzerstrom | kWh/m²NGFa | 0
🔋 | electricity_dispatch | flexible_grid_use |  | flexible | energy_use | heating_demand | VRGrid_to_Eh_min | 3 | Flexibler Netzstrom → Heizung | kWh/m²NGFa | 0
🔋 | electricity_dispatch | flexible_grid_use |  | flexible | energy_use | cooling_demand | VRGrid_to_Ec_min | 3 | Flexibler Netzstrom → Kühlung | kWh/m²NGFa | 0
🔋 | electricity_dispatch | flexible_grid_use |  | flexible | energy_use | dhw_demand | VRGrid_to_Edhw_min | 3 | Flexibler Netzstrom → Warmwasser | kWh/m²NGFa | 0
🔋 | electricity_dispatch | flexible_grid_use |  | flexible | energy_use | vent_el_demand | VRGrid_to_Ev_min | 3 | Flexibler Netzstrom → Lüftung | kWh/m²NGFa | 0
🔋 | electricity_dispatch | flexible_grid_use |  | flexible | energy_use | ev_local_charge | VRGrid_to_Eev_min | 3 | Flexibler Netzstrom → E-Car Mindestladung | kWh/m²NGFa | 0
🔋 | final_energy_balance | flexible_grid_use | district | flexible |  |  | VRGrid_to_min | 3 | Flexibler Netzstrom Direktnutzung | kWh/m²NGFa | 0
☑ | flexible_grid_use | test | district |  |  |  |  | 3 | Flexibler Netzstrom vollständig | TRUE | 0
🔋 | electricity_dispatch | flexible_grid_use |  | flexible | energy_use | heating_demand | VRGrid_to_Eh_flex | 3 | Flexibler Netzstrom → Heizung Speicherladung | kWh/m²NGFa | 0
🔋 | electricity_dispatch | flexible_grid_use |  | flexible | energy_use | cooling_demand | VRGrid_to_Ec_flex | 3 | Flexibler Netzstrom → Kühlung Speicherladung | kWh/m²NGFa | 0
🔋 | electricity_dispatch | flexible_grid_use |  | flexible | energy_use | dhw_demand | VRGrid_to_Edhw_flex | 3 | Flexibler Netzstrom → Warmwasser Speicherladung | kWh/m²NGFa | 0
🔋 | electricity_dispatch | flexible_grid_use |  | flexible | energy_use | vent_el_demand | VRGrid_to_Batt | 3 | Flexibler Netzstrom → Batterie | kWh/m²NGFa | 0
🔋 | electricity_dispatch | flexible_grid_use |  | flexible | energy_use | ev_local_charge | VRGrid_to_Eev_flex | 3 | Flexibler Netzstrom → E-Car Speicherung | kWh/m²NGFa | 0
🔋 | final_energy_balance | flexible_grid_use | district | flexible |  |  | VRGrid_to_flex | 3 | Flexibler Netzstrom Speicherung | kWh/m²NGFa | 0
☑ | flexible_grid_use | test | district |  |  |  |  | 3 | Flexibler Netzstrom vollständig | TRUE | 0
🔋 | electricity_dispatch | flexible_grid_use |  | flexible |  |  | VRGrid_to_building | 3 | Flexible Deckung → Gebäude | kWh/m²NGFa | 0
☑ | flexible_grid_use | test | district |  |  |  |  | 3 | Flexible Deckung Gebäude + MIV = Quartier | TRUE | 0
🚗 | electricity_dispatch | ev2b_use |  | static | energy_use | user_electricity | Eev_to_plugloads | 3 | E-Car Entladung → Nutzerstrom | kWh/m²NGFa | 0
| electricity_dispatch | ev2b_use |  | static |  |  | Eev_to_HVAC | 3 | E-Car Entladung → HKLS | kWh/m²NGFa | 0
🚗 | electricity_dispatch | ev2b_use |  | static | energy_use | heating_demand | Eev_to_Eh_min | 3 | E-Car Entladung → Heizung | kWh/m²NGFa | 0
🚗 | electricity_dispatch | ev2b_use |  | static | energy_use | cooling_demand | Eev_to_Ec_min | 3 | E-Car Entladung → Kühlung | kWh/m²NGFa | 0
🚗 | electricity_dispatch | ev2b_use |  | static | energy_use | dhw_demand | Eev_to_Edhw_min | 3 | E-Car Entladung → Warmwasser | kWh/m²NGFa | 0
🚗 | electricity_dispatch | ev2b_use |  | static | energy_use | vent_el_demand | Eev_to_Ev_min | 3 | E-Car Entladung → Lüftung | kWh/m²NGFa | 0
🚗 | electricity_dispatch | ev2b_use |  | static |  |  | Eev_discharge_loss | 3 | E-Car Entladeverluste | kWh/m²NGFa | 0
🚗 | final_energy_balance | ev2b_use |  | static |  |  | Eev_to_district | 3 | E-Car Entladung | kWh/m²NGFa | 0
🔌 | electricity_dispatch | grid_use |  | static | energy_use | user_electricity | Grid_to_plugloads | 3 | Netzstrom → Nutzerstrom | kWh/m²NGFa | 13.5044
🔌 | electricity_dispatch | grid_use |  | static | energy_use | heating_demand | Grid_to_Eh_min | 3 | Netzstrom → Heizung | kWh/m²NGFa | 7.878
🔌 | electricity_dispatch | grid_use |  | static | energy_use | cooling_demand | Grid_to_Ec_min | 3 | Netzstrom → Kühlung | kWh/m²NGFa | 0.41038
🔌 | electricity_dispatch | grid_use |  | static | energy_use | dhw_demand | Grid_to_Edhw_min | 3 | Netzstrom → Warmwasser | kWh/m²NGFa | 5.0676
🔌 | electricity_dispatch | grid_use |  | static | energy_use | vent_el_demand | Grid_to_Ev_min | 3 | Netzstrom → Lüftung | kWh/m²NGFa | 1.7882
🔌 | electricity_dispatch | grid_use |  | static |  |  | Grid_to_building_min | 3 | Netzstrom → E-Car Mindestladung | kWh/m²NGFa | 28.6486
🔌 | electricity_dispatch | grid_use |  | static | energy_use | ev_local_charge | Grid_to_Eev_min | 3 | Netzstrom | kWh/m²NGFa | 0
🔌 | electricity_dispatch | grid_use |  | static |  |  | Grid_to_min | 3 | Netzstrom → Quartier | kWh/m²NGFa | 28.6486
☑ | electricity_dispatch | test | district |  |  |  |  | 3 | Netzstrombilanz Gebäude + MIV = Insgesamt | TRUE | 5.6843e-14
☑ | electricity_dispatch | test | district |  |  |  |  | 3 | Netzstrombilanz | TRUE | 5.6843e-14
🔌 | final_energy_balance | ev_charge_ext | external |  |  |  | Eev_ext_charge | 3 | E-Car Ladung Außerhalb des Quartiers | kWh/m²NGFa | 0
| energy_dispatch | district_heating_use |  | static | energy_use | heating_demand | EUIh_district_heating | 3 | Fernwärme Heizung | kWh/m²NGFa | 0
| energy_dispatch | district_heating_use |  | static | energy_use | dhw_demand | EUIdhw_district_heating | 3 | Fernwärme Warmwasser | kWh/m²NGFa | 0
| energy_dispatch | district_heating_use | district | static |  |  | EUI_district_heating | 3 | HEB Fernwärme | kWh/m²NGFa | 0
| energy_dispatch | natural_gas_use |  | static | energy_use | heating_demand | EUIh_natural_gas | 3 | Gas Heizung | kWh/m²NGFa | 0
| energy_dispatch | natural_gas_use |  | static | energy_use | dhw_demand | EUIdhw_natural_gas | 3 | Gas Warmwasser | kWh/m²NGFa | 0
| energy_dispatch | natural_gas_use | district | static |  |  | EUI_natural_gas | 3 | HEB Gas | kWh/m²NGFa | 0
| energy_dispatch | biomass_use |  | static | energy_use | heating_demand | EUIh_biomass | 3 | Biomasse Heizung | kWh/m²NGFa | 0
| energy_dispatch | biomass_use |  | static | energy_use | dhw_demand | EUIdhw_biomass | 3 | Biomasse Warmwasser | kWh/m²NGFa | 0
| energy_dispatch | biomass_use | district | static |  |  | EUI_biomass | 3 | HEB Biomasse | kWh/m²NGFa | 0
| energy_dispatch | other_use |  | static | energy_use | heating_demand | EUIh_other | 3 | Sonstige Heizung | kWh/m²NGFa | 0
| energy_dispatch | other_use |  | static | energy_use | cooling_demand | EUIc_other | 3 | Sonstige Kühlung | kWh/m²NGFa | 0
| energy_dispatch | other_use |  | static | energy_use | dhw_demand | EUIdhw_other | 3 | Sonstige Warmwasser | kWh/m²NGFa | 0
| energy_dispatch | other_use | district | static |  |  | EUI_other | 3 | HEB Sonstige Energieträger | kWh/m²NGFa | 0
| energy_dispatch | fossile_use |  | static |  |  | EUI_mob_fossil | 3 | MIV Fossil | kWh/m²NGFa | 0
| energy_dispatch | [6 empty] | 3 | Abwärme
3
| final_energy |  | Elektrisch | Quartier |  |  | Grid_total_flexandnotflex | 3 | Netzstrom insg. (Flexibel und Inflexibel) | kWh/m²NGFa | 28.6486
[8 empty] | 3 | EV Beladung im Quartier | kWhPEges./m²NGFa | 0
[8 empty] | 3 | EV Beladung Netzäquivalent | kWhPEges./m²NGFa | 0
[8 empty] | 3 | EV Beladung Netzsubstitution | kWhPEges./m²NGFa | 0
[8 empty] | 3 | EV Own Travels |  | 0
3
| primary_energy_balance | PE-Bilanz |  |  |  |  | context_factor_density | 3 | Kontextfaktor bauliche Dichte | kWhPEges./m²NGFa | 33.9334
| primary_energy_balance | PE-Bilanz |  |  |  |  | context_factor_mobility | 3 | Kontextfaktor Mobilität | kWhPEges./m²NGFa | 19.1888
| primary_energy_balance | PE-Bilanz |  |  |  |  | context_factor_renovation | 3 | Kontextfaktor Sanierung | kWhPEges./m²NGFa | 0
3
| primary_energy_balance | demand |  | annual | operation |  | PEI_demand | 3 | Betriebsenergie | kWhPEges./m²NGFa | 78.1597
| primary_energy_balance | demand |  | annual | plugloads | electricity | PEI_el_plugloads | 3 | Nutzerstrom | kWhPEges./m²NGFa | 43.5152
| primary_energy_balance | demand |  | annual | hvac | electricity | PEI_el_hvac | 3 | HKLS Strom | kWhPEges./m²NGFa | 34.6445
| primary_energy_balance | demand |  | annual | hvac | district_heating | PEI_district_heating | 3 | HKLS Fernwärme | kWhPEges./m²NGFa | 0
| primary_energy_balance | demand |  | annual | hvac | natural_gas | PEI_natural_gas | 3 | HKLS Erdgas | kWhPEges./m²NGFa | 0
| primary_energy_balance | demand |  | annual | hvac | biomass | PEI_biomass | 3 | HKLS Biomasse | kWhPEges./m²NGFa | 0
| primary_energy_balance | demand |  | annual | hvac | other | PEI_other | 3 | HKLS Sonstige | kWhPEges./m²NGFa | 0
| primary_energy_balance | demand |  | annual | mobility |  | PEI_mob_total | 3 | Mobilität (MIV) | kWhPEges./m²NGFa | 0
| primary_energy_balance | demand |  | annual | mobility | fossile | PEI_mob_fossile | 3 | MIV Fossil | kWhPEges./m²NGFa | 0
| primary_energy_balance | demand |  | annual | mobility | electricity | PEI_mob_el | 3 | MIV Elektrisch | kWhPEges./m²NGFa | 0
| primary_energy_balance | demand |  | annual | storage |  | PEI_storage_losses | 3 | Speicher-Verluste | kWhPEges./m²NGFa | 0
| primary_energy_balance | supply |  | annual | context_factor | density | PEI_cf_density_pos | 3 | Kontext bauliche Dichte positiv | kWhPEges./m²NGFa | 33.9334
| primary_energy_balance | supply |  | annual | context_factor | density | PEI_cf_density_neg | 3 | Kontext bauliche Dichte negativ | kWhPEges./m²NGFa | 0
| primary_energy_balance | supply |  | annual | context_factor | mobility | PEI_cf_mobility | 3 | Kontext Mobilität | kWhPEges./m²NGFa | 0
| primary_energy_balance | supply |  | annual | context_factor | renovation | PEI_cf_renovation | 3 | Kontext Sanierung | kWhPEges./m²NGFa | 0
| primary_energy_balance | supply |  | annual |  |  | PEI_sub_PV | 3 | Lokale Erneuerbare (Netzstrom Substitutionsäquivalent) | kWhPEges./m²NGFa | 29.6721
| primary_energy_balance | supply |  | annual |  |  | PEI_sub_flex | 3 | Energieflexibilität (Netzstrom Substitutionsäquivalent) | kWhPEges./m²NGFa | 0
| primary_energy_balance | balance |  | annual |  |  | PEI_balance | 3 | PE-Bilanz Netzäquivalent | kWhPEges./m²NGFa | -14.5541
3
| pe_import_export_balance |  | import |  |  |  | PEI_grid_import | 3 | Netzbezug | kWhPEges./m²NGFa | 54.9967
| pe_import_export_balance |  | import |  |  |  | PEI_flex_import | 3 | Flexibler Bezug | kWhPEges./m²NGFa | 0
| pe_import_export_balance |  | import |  |  |  | PEI_evExtCharge_import | 3 | EV Externe Beladung | kWhPEges./m²NGFa | 0
| pe_import_export_balance |  | import |  |  |  | PEI_import | 3 | Primärenergie-Import | kWhPEges./m²NGFa | 54.9967
| pe_import_export_balance |  | export |  |  |  | PEI_pv_export | 3 | PV Netzeinspeisung PE | kWhPEges./m²NGFa | 6.5091
| pe_import_export_balance |  | export |  |  |  | PEI_evOtherTravel_export | 3 | EV Other Travels |  | 0
| pe_import_export_balance |  | export |  |  |  | PEI_export | 3 | Primärenergie-Export | kWhPEges./m²NGFa | 6.5091
| pe_import_export_balance | [5 empty] | PEI_saldo_project | 3 | PE-IE-Bilanz Projektwert | kWhPEges./m²NGFa | -48.4876
| pe_import_export_balance | [5 empty] | PEI_saldo_target | 3 | PE-IE-Bilanz Zielwert | kWhPEges./m²NGFa | -33.9334
| pe_import_export_balance | [5 empty] | PEI_importExport_balance | 3 | importExport Saldo Projektwert - Zielwert | kWhPEges./m²NGFa | -14.5541
☑ | primary_energy_balance | test | district |  |  |  |  | 3 | PE-Bilanz Virtuell = Import/Export | TRUE | 4.4764e-13
[7 empty] | fPE_grid | 3 | PE Faktor Netzstrom Statistisch |  | 1.7938
[7 empty] | fPE_eff | 3 | PE Faktor Netzstrom Effektiv |  | 1.9197
☁ | GWP | embodied_emissions | district | 2025-2075 | component |  | GWP_ee_wall |  | THG LZ Außenwand | GWP 100A (kgCO2equiv/m²BGF) | -1.9457
☁ | GWP | embodied_emissions | district | 2025-2075 | component |  | GWP_ee_roof_flat |  | THG LZ Flachdach | GWP 100A (kgCO2equiv/m²BGF) | 0.13411
☁ | GWP | embodied_emissions | district | 2025-2075 | component |  | GWP_ee_roof_pitched |  | THG LZ Steildach | GWP 100A (kgCO2equiv/m²BGF) | 0
☁ | GWP | embodied_emissions | district | 2025-2075 | component |  | GWP_ee_floor |  | THG LZ Erdb. Fußboden beheizt | GWP 100A (kgCO2equiv/m²BGF) | 1.5653
☁ | GWP | embodied_emissions | district | 2025-2075 | component |  | GWP_ee_ceiling |  | THG LZ Geschossdecke | GWP 100A (kgCO2equiv/m²BGF) | -2.1394
☁ | GWP | embodied_emissions | district | 2025-2075 | component |  | GWP_ee_terrace |  | THG LZ Terasse | GWP 100A (kgCO2equiv/m²BGF) | 0
☁ | GWP | embodied_emissions | district | 2025-2075 | component |  | GWP_ee_basement_ceiling |  | THG LZ Kellerdecke | GWP 100A (kgCO2equiv/m²BGF) | 0
☁ | GWP | embodied_emissions | district | 2025-2075 | component |  | GWP_ee_fundament |  | THG LZ Bodenplatte | GWP 100A (kgCO2equiv/m²BGF) | 0
☁ | GWP | embodied_emissions | district | 2025-2075 | component |  | GWP_ee_ceil_to_air |  | THG LZ Außendecke gg. Außenluft | GWP 100A (kgCO2equiv/m²BGF) | 0
☁ | GWP | embodied_emissions | district | 2025-2075 | component |  | GWP_ee_wall_earth_contacted |  | THG LZ Erdb. Wand beheizt | GWP 100A (kgCO2equiv/m²BGF) | 0
☁ | GWP | embodied_emissions | district | 2025-2075 | component |  | GWP_ee_internal_wall_load |  | THG LZ Innenwand tragend | GWP 100A (kgCO2equiv/m²BGF) | 0
☁ | GWP | embodied_emissions | district | 2025-2075 | component |  | GWP_ee_internal_wall_nonload |  | THG LZ Innenwand nicht tragend | GWP 100A (kgCO2equiv/m²BGF) | 0
☁ | GWP | embodied_emissions | district | 2025-2075 | component |  | GWP_ee_ceiling_topfloor |  | THG LZ Oberste Geschoßdecke | GWP 100A (kgCO2equiv/m²BGF) | 0
☁ | GWP | embodied_emissions | district | 2025-2075 | component |  | GWP_ee_wall_ec_unheated |  | THG LZ Erdb. Wand Keller | GWP 100A (kgCO2equiv/m²BGF) | 0
☁ | GWP | embodied_emissions | district | 2025-2075 | component |  | GWP_ee_basement_floor_unheated |  | THG LZ Erdb. Fußboden unbeheizt | GWP 100A (kgCO2equiv/m²BGF) | 0
☁ | GWP | embodied_emissions | district | 2025-2075 | component |  | GWP_ee_columns |  | THG LZ Stützen | GWP 100A (kgCO2equiv/m²BGF) | 0
☁ | GWP | embodied_emissions | district | 2025-2075 | component |  | GWP_ee_internal_wall_unheated |  | THG LZ Innenwand unbeheizt | GWP 100A (kgCO2equiv/m²BGF) | 0
☁ | GWP | embodied_emissions | district | 2025-2075 | component |  | GWP_ee_unheated_horizontal |  | THG LZ Zwischendecke unbeheizt / Keller / TG | GWP 100A (kgCO2equiv/m²BGF) | 0
☁ | GWP | embodied_emissions | district | 2025-2075 | component |  | GWP_ee_balconies |  | THG LZ Balkone | GWP 100A (kgCO2equiv/m²BGF) | 0
☁ | GWP | embodied_emissions | district | 2025-2075 | component |  | GWP_ee_windowframe |  | THG LZ Fensterrahmen | GWP 100A (kgCO2equiv/m²BGF) | 0.11047
☁ | GWP | embodied_emissions | district | 2025-2075 | component |  | GWP_ee_windowglazing |  | THG LZ Fensterglas | GWP 100A (kgCO2equiv/m²BGF) | 0.14375
☁ | GWP | embodied_emissions | district | 2025-2075 | component |  | GWP_ee_garage_horizontal |  | THG LZ Garage Decken | GWP 100A (kgCO2equiv/m²BGF) | 0
☁ | GWP | embodied_emissions | district | 2025-2075 | component |  | GWP_ee_garage_columns |  | THG LZ Garage Stützen | GWP 100A (kgCO2equiv/m²BGF) | 0
☁ | GWP | embodied_emissions | district | 2025-2075 | component |  | GWP_ee_other_1 |  | THG LZ Sonstige 2 | GWP 100A (kgCO2equiv/m²BGF) | 0
☁ | GWP | embodied_emissions | district | 2025-2075 | component |  | GWP_ee_other_2 |  | THG LZ Sonstige 2 | GWP 100A (kgCO2equiv/m²BGF) | 0
☁ | GWP | embodied_emissions | district | 2025-2075 | component |  | GWP_ee_other_3 |  | THG LZ Sonstige 3 | GWP 100A (kgCO2equiv/m²BGF) | 0
☁ | GWP | embodied_emissions | district | 2025-2075 | component |  | GWP_ee_PV |  | THG LZ PV-Anlage | GWP 100A (kgCO2equiv/m²BGF) | 0
☁ | GWP | embodied_emissions | district | 2025-2075 | component |  | GWP_ee_boreholes |  | THG LZ Erdwärmesonden | GWP 100A (kgCO2equiv/m²BGF) | 0
☁ | GWP | embodied_emissions | district | 2025-2075 | component |  | GWP_ee_ahu_1 |  | THG LZ Lüftungsanlage 1 | GWP 100A (kgCO2equiv/m²BGF) | 0
☁ | GWP | embodied_emissions | district | 2025-2075 | component |  | GWP_ee_ahu_2 |  | THG LZ Lüftungsanlage 2 | GWP 100A (kgCO2equiv/m²BGF) | 0
☁ | GWP | embodied_emissions | district | 2025-2075 | component |  | GWP_ee_buffer_storage |  | THG LZ Pufferspeicher | GWP 100A (kgCO2equiv/m²BGF) | 0
☁ | GWP | embodied_emissions | district | 2025-2075 | component |  | GWP_ee_BESS |  | THG LZ E-Batterie | GWP 100A (kgCO2equiv/m²BGF) | 0
☁ | GWP | embodied_emissions | district | 2025-2075 | component |  | GWP_ee_energy_1 |  | THG LZ Energiesystem 1 | GWP 100A (kgCO2equiv/m²BGF) | 0
☁ | GWP | embodied_emissions | district | 2025-2075 | component |  | GWP_ee_energy_2 |  | THG LZ Energiesystem 2 | GWP 100A (kgCO2equiv/m²BGF) | 0
☁ | GWP | embodied_emissions | district | 2025-2075 | component |  | GWP_ee_solarthermal |  | THG LZ Solarthermie | GWP 100A (kgCO2equiv/m²BGF) | 0
☁ | GWP | embodied_emissions | district | 2025-2075 | component |  | GWP_ee_total_construction |  | THG Graue Energie LZ Baulich | GWP 100A (kgCO2equiv/m²BGF) | -2.1314
☁ | GWP | embodied_emissions | district | 2025-2075 | component |  | GWP_ee_total_TES |  | THG Graue Energie LZ TGA | GWP 100A (kgCO2equiv/m²BGF) | 0
☁ | GWP | embodied_emissions | district | 2025-2075 | component |  | GWP_ee_total |  | THG Graue Energie LZ | GWP 100A (kgCO2equiv/m²BGF) | -2.1314
☁ | GWP | embodied_emissions | district | 2025-2075 | component |  | GWP_ee_total_construction_fossil |  | THG Graue Energie LZ Baulich Fossil | GWP 100A (kgCO2equiv/m²BGF) | 8.1227
☁ | GWP | embodied_emissions | district | 2025-2075 | component |  | GWP_ee_total_TES_fossil |  | THG Graue Energie LZ TGA Fossil | GWP 100A (kgCO2equiv/m²BGF) | 0
☁ | GWP | embodied_emissions | district | 2025-2075 | component |  | GWP_ee_total_fossil |  | THG Graue Energie LZ Fossil | GWP 100A (kgCO2equiv/m²BGF) | 8.1227
☁ | GWP | embodied_emissions | district | 2025-2075 | component |  | GWP_ee_total_construction_biogenic |  | THG Graue Energie LZ Baulich Biogen | GWP 100A (kgCO2equiv/m²BGF) | -10.2542
☁ | GWP | embodied_emissions | district | 2025-2075 | component |  | GWP_ee_total_TES_biogenic |  | THG Graue Energie LZ TGA Biogen | GWP 100A (kgCO2equiv/m²BGF) | 0
☁ | GWP | embodied_emissions | district | 2025-2075 | component |  | GWP_ee_total_biogenic |  | THG Graue Energie LZ Biogen | GWP 100A (kgCO2equiv/m²BGF) | -10.2542
3
3
3
3
☁ | embodied_emissions | THG-Bilanz | Graue Emissionen |  |  |  | legacy_GWP_ee_walls_fossile | 3 | Bauteil Außenwand fossil | GWP 100A (kgCO2equiv/m²BGF) | 0
☁ | embodied_emissions | THG-Bilanz | Graue Emissionen |  |  |  | legacy_GWP_ee_walls_biogenic | 3 | Bauteil Außenwand biogen | GWP 100A (kgCO2equiv/m²BGF) | 0
☁ | embodied_emissions | THG-Bilanz | Graue Emissionen |  |  |  | legacy_GWP_life_walls | 3 | Bauteil Außenwand Lebensdauer | Jahre | 50
| embodied_emissions | [5 empty] | legacy_GWP_ee_lc_walls_fossil | 3 |  |  | 0
| embodied_emissions | [5 empty] | legacy_GWP_ee_lc_walls_biogenic | 3 |  |  | 0
☁ | embodied_emissions | THG-Bilanz | Graue Emissionen |  |  |  | legacy_GWP_ee_lc_walls | 3 | Bauteil Außenwand | GWP 100A (kgCO2equiv/m²BGF) | 0
☁ | embodied_emissions | THG-Bilanz | Graue Emissionen |  |  |  | legacy_GWP_ee_windows_fossile | 3 | Bauteil Fenster fossil | GWP 100A (kgCO2equiv/m²BGF) | 32.8931
☁ | embodied_emissions | THG-Bilanz | Graue Emissionen |  |  |  | legacy_GWP_ee_windows_bigenic | 3 | Bauteil Fenster biogen | GWP 100A (kgCO2equiv/m²BGF) | 0
☁ | embodied_emissions | THG-Bilanz | Graue Emissionen |  |  |  | legacy_GWP_life_windows | 3 | Bauteil Fenster Lebensdauer | Jahre | 50
| embodied_emissions | [5 empty] | legacy_GWP_ee_lc_windows_fossile | 3 |  |  | 32.8931
| embodied_emissions | [5 empty] | legacy_GWP_ee_lc_windows_biogenic | 3 |  |  | 0
☁ | embodied_emissions | THG-Bilanz | Graue Emissionen |  |  |  | legacy_GWP_ee_lc_windows | 3 | Bauteil Fenster | GWP 100A (kgCO2equiv/m²BGF) | 32.8931
☁ | embodied_emissions | THG-Bilanz | Graue Emissionen |  |  |  | legacy_GWP_ee_roof_fossile | 3 | Bauteil Dach fossil | GWP 100A (kgCO2equiv/m²BGF) | 23.5841
☁ | embodied_emissions | THG-Bilanz | Graue Emissionen |  |  |  | legacy_GWP_ee_roof_biogenic | 3 | Bauteil Dach biogen | GWP 100A (kgCO2equiv/m²BGF) | -0.016549
☁ | embodied_emissions | THG-Bilanz | Graue Emissionen |  |  |  | legacy_GWP_life_roof | 3 | Bauteil Dach Lebensdauer | Jahre | 50
| embodied_emissions | [5 empty] | legacy_GWP_ee_lc_roof_fossile | 3 |  |  | 23.5841
| embodied_emissions | [5 empty] | legacy_GWP_ee_lc_roof_biogenic | 3 |  |  | -0.016549
☁ | embodied_emissions | THG-Bilanz | Graue Emissionen |  |  |  | legacy_GWP_ee_lc_roof | 3 | Bauteil Dach | GWP 100A (kgCO2equiv/m²BGF) | 23.5676
☁ | embodied_emissions | THG-Bilanz | Graue Emissionen |  |  |  | legacy_GWP_ee_ground_fossile | 3 | Bauteil Decke gegen Erdreich / Keller fossil | GWP 100A (kgCO2equiv/m²BGF) | 61.4439
☁ | embodied_emissions | THG-Bilanz | Graue Emissionen |  |  |  | legacy_GWP_ee_ground_biogenic | 3 | Bauteil Decke gegen Erdreich / Keller biogen | GWP 100A (kgCO2equiv/m²BGF) | 0
☁ | embodied_emissions | THG-Bilanz | Graue Emissionen |  |  |  | legacy_GWP_life_ground | 3 | Bauteil Decke gegen Erdreich / Keller Lebensdauer | Jahre | 50
| embodied_emissions | [5 empty] | legacy_GWP_ee_lc_ground_fossile | 3 |  |  | 61.4439
| embodied_emissions | [5 empty] | legacy_GWP_ee_lc_ground_biogenic | 3 |  |  | 0
☁ | embodied_emissions | THG-Bilanz | Graue Emissionen |  |  |  | legacy_GWP_ee_lc_ground | 3 | Bauteil Decke gegen Erdreich / Keller | GWP 100A (kgCO2equiv/m²BGF) | 61.4439
☁ | embodied_emissions | THG-Bilanz | Graue Emissionen |  |  |  | legacy_GWP_ee_ceilings_fossile | 3 | Bauteil Zwischengeschoßdecken fossil | GWP 100A (kgCO2equiv/m²BGF) | 0
☁ | embodied_emissions | THG-Bilanz | Graue Emissionen |  |  |  | legacy_GWP_ee_ceilings_biogenic | 3 | Bauteil Zwischengeschoßdecken biogen | GWP 100A (kgCO2equiv/m²BGF) | 0
☁ | embodied_emissions | THG-Bilanz | Graue Emissionen |  |  |  | legacy_GWP_life_ceilings | 3 | Bauteil Zwischengeschoßdecken Lebensdauer | Jahre | 27
| embodied_emissions | [5 empty] | legacy_GWP_ee_lc_ceilings_fossile | 3 |  |  | 0
| embodied_emissions | [5 empty] | legacy_GWP_ee_lc_ceilings_biogenic | 3 |  |  | 0
☁ | embodied_emissions | THG-Bilanz | Graue Emissionen |  |  |  | legacy_GWP_ee_lc_ceil | 3 | Bauteil Zwischengeschoßdecken | GWP 100A (kgCO2equiv/m²BGF) | 0
☁ | embodied_emissions | THG-Bilanz | Graue Emissionen |  |  |  | legacy_GWP_ee_general_fossile | 3 | Baulich Allgemein fossil | GWP 100A (kgCO2equiv/m²BGF) | 0
☁ | embodied_emissions | THG-Bilanz | Graue Emissionen |  |  |  | legacy_GWP_ee_general_bigonenic | 3 | Baulich Allgemein biogen | GWP 100A (kgCO2equiv/m²BGF) | 0
☁ | embodied_emissions | THG-Bilanz | Graue Emissionen |  |  |  | legacy_GWP_life_general | 3 | Baulich Allgemein Lebensdauer | Jahre | 27
| embodied_emissions | [5 empty] | legacy_GWP_ee_lc_general_fossile | 3 |  |  | 0
| embodied_emissions | [5 empty] | legacy_GWP_ee_lc_general_biogenic | 3 |  |  | 0
☁ | embodied_emissions | THG-Bilanz | Graue Emissionen |  |  |  | legacy_GWP_ee_lc_general | 3 | Baulich Allgemein | GWP 100A (kgCO2equiv/m²BGF) | 0
☁ | embodied_emissions | THG-Bilanz | Graue Emissionen |  |  |  | legacy_GWP_ee_other_fossile | 3 | Baulich Andere fossil | GWP 100A (kgCO2equiv/m²BGF) | 0
☁ | embodied_emissions | THG-Bilanz | Graue Emissionen |  |  |  | legacy_GWP_ee_other_biogenic | 3 | Baulich Andere biogen | GWP 100A (kgCO2equiv/m²BGF) | 0
☁ | embodied_emissions | THG-Bilanz | Graue Emissionen |  |  |  | legacy_GWP_life_other | 3 | Baulich Andere Lebensdauer | Jahre | 27
| embodied_emissions | [5 empty] | legacy_GWP_ee_lc_other_fossile | 3 |  |  | 0
| embodied_emissions | [5 empty] | legacy_GWP_ee_lc_other_biogenic | 3 |  |  | 0
☁ | embodied_emissions | THG-Bilanz | Graue Emissionen |  |  |  | legacy_GWP_ee_lc_other | 3 | Baulich Sammel-Maßnahmen | GWP 100A (kgCO2equiv/m²BGF) | 0
☁ | embodied_emissions | THG-Bilanz | Graue Emissionen |  |  |  | legacy_GWP_ee_direct_fossile | 3 | Baulich Direkteingabe fossil | GWP 100A (kgCO2equiv/m²BGF) | 0
☁ | embodied_emissions | THG-Bilanz | Graue Emissionen |  |  |  | legacy_GWP_ee_direct_biogenic | 3 | Baulich Direkteingabe biogen | GWP 100A (kgCO2equiv/m²BGF) | 0
☁ | embodied_emissions | THG-Bilanz | Graue Emissionen |  |  |  | legacy_GWP_life_direct | 3 | Baulich Direkteingabe Lebensdauer | Jahre | 50
| embodied_emissions | [5 empty] | legacy_GWP_ee_lc_direct_fossile | 3 |  |  | 0
| embodied_emissions | [5 empty] | legacy_GWP_ee_lc_direct_biogenic | 3 |  |  | 0
☁ | embodied_emissions | THG-Bilanz | Graue Emissionen |  |  |  | legacy_GWP_ee_lc_direct | 3 | Baulich Direkteingabe | GWP 100A (kgCO2equiv/m²BGF) | 0
☁ | embodied_emissions | THG-Bilanz | Graue Emissionen |  |  |  | legacy_GWP_ee_con_build | 3 | Baulich Errichtung | GWP 100A (kgCO2equiv/m²BGF) | 117.9047
☁ | embodied_emissions | THG-Bilanz | Graue Emissionen |  |  |  | legacy_GWP_ee_rep_build | 3 | Baulich Instandsetzung | GWP 100A (kgCO2equiv/m²BGF) | 0
| embodied_emissions | [5 empty] | legacy_GWP_ee_lc_fossil | 3 | Baulich Fossil | GWP 100A (kgCO2equiv/m²BGF) | 117.9212
| embodied_emissions | [5 empty] | legacy_GWP_ee_lc_biogenic | 3 | Baulich Biogen | GWP 100A (kgCO2equiv/m²BGF) | -0.016549
☁ | embodied_emissions | THG-Bilanz | Graue Emissionen |  |  |  | legacy_GWP_ee_lc_construction | 3 | Baulich | GWP 100A (kgCO2equiv/m²BGF) | 117.9047
☑ |  | THG-Bilanz | test |  |  |  |  | 3 | Biogen+Fossil = Errichtung + Instandsetzung | TRUE | TRUE
3
☑ |  | THG-Bilanz | test |  |  |  |  | 3 | Komponenten-Lebensdauern sind positiv | TRUE | TRUE
☁ |  | THG-Bilanz | Graue Emissionen |  |  |  | legacy_GWP_ee_tga_pv_fossile | 3 | TGA PV fossil | GWP 100A (kgCO2equiv/m²BGF) | 0
|  | THG-Bilanz | Graue Emissionen |  |  |  | legacy_GWP_ee_tga_pv_biogenic | 3 | TGA PV biogen | GWP 100A (kgCO2equiv/m²BGF) | 0
|  | THG-Bilanz | Graue Emissionen |  |  |  | legacy_GWP_life_tga_pv | 3 | TGA PV Lebensdauer | Jahre | 27
☁ |  | THG-Bilanz | Graue Emissionen |  |  |  | legacy_GWP_ee_lc_pv | 3 | TGA PV | GWP 100A (kgCO2equiv/m²BGF) | 0
☁ |  | THG-Bilanz | Graue Emissionen |  |  |  | legacy_GWP_ee_tga_boreholes_fossile | 3 | TGA Erdsonden fossil | GWP 100A (kgCO2equiv/m²BGF) | 0
|  | THG-Bilanz | Graue Emissionen |  |  |  | legacy_GWP_ee_tga_boreholes_biogenic | 3 | TGA Erdsonden biogen | GWP 100A (kgCO2equiv/m²BGF) | 0
|  | THG-Bilanz | Graue Emissionen |  |  |  | legacy_GWP_life_tga_boreholes | 3 | TGA Erdsonden Lebensdauer | Jahre | 27
☁ |  | THG-Bilanz | Graue Emissionen |  |  |  | legacy_GWP_ee_lc_boreholes | 3 | TGA Erdsonden | GWP 100A (kgCO2equiv/m²BGF) | 0
☁ |  | THG-Bilanz | Graue Emissionen |  |  |  | legacy_GWP_ee_tga_ventilation_fossile | 3 | TGA Lüftung fossil | GWP 100A (kgCO2equiv/m²BGF) | 0
|  | THG-Bilanz | Graue Emissionen |  |  |  | legacy_GWP_ee_tga_ventilation_biogenic | 3 | TGA Lüftung biogen | GWP 100A (kgCO2equiv/m²BGF) | 0
|  | THG-Bilanz | Graue Emissionen |  |  |  | legacy_GWP_life_tga_ventilation | 3 | TGA Lüftung Lebensdauer | Jahre | 27
☁ |  | THG-Bilanz | Graue Emissionen |  |  |  | legacy_GWP_ee_lc_ventilation | 3 | TGA Lüftung | GWP 100A (kgCO2equiv/m²BGF) | 0
☁ |  | THG-Bilanz | Graue Emissionen |  |  |  | legacy_GWP_ee_tga_solarthermal_fossile | 3 | TGA Solarthermie fossil | GWP 100A (kgCO2equiv/m²BGF) | 0
|  | THG-Bilanz | Graue Emissionen |  |  |  | legacy_GWP_ee_tga_solarthermal_biogenic | 3 | TGA Solarthermie biogen | GWP 100A (kgCO2equiv/m²BGF) | 0
|  | THG-Bilanz | Graue Emissionen |  |  |  | legacy_GWP_life_solarthermal | 3 | TGA Solarthermie Lebensdauer | Jahre | 27
☁ |  | THG-Bilanz | Graue Emissionen |  |  |  | legacy_GWP_ee_lc_solarthermal | 3 | TGA Solarthermie | GWP 100A (kgCO2equiv/m²BGF) | 0
☁ |  | THG-Bilanz | Graue Emissionen |  |  |  | legacy_GWP_ee_tga_battery_fossile | 3 | TGA E-Batterie fossil | GWP 100A (kgCO2equiv/m²BGF) | 0
|  | THG-Bilanz | Graue Emissionen |  |  |  | legacy_GWP_ee_tga_battery_biogenic | 3 | TGA E-Batterie biogen | GWP 100A (kgCO2equiv/m²BGF) | 0
|  | THG-Bilanz | Graue Emissionen |  |  |  | legacy_GWP_life_battery | 3 | TGA E-Batterie Lebensdauer | Jahre | 27
☁ |  | THG-Bilanz | Graue Emissionen |  |  |  | legacy_GWP_ee_lc_battery | 3 | TGA E-Batterie | GWP 100A (kgCO2equiv/m²BGF) | 0
|  | THG-Bilanz | Graue Emissionen |  |  |  | legacy_GWP_ee_tga_storage_fossile | 3 | TGA Speicher fossil | GWP 100A (kgCO2equiv/m²BGF) | 0
|  | THG-Bilanz | Graue Emissionen |  |  |  | legacy_GWP_ee_tga_storage_biogenic | 3 | TGA Speicher biogen | GWP 100A (kgCO2equiv/m²BGF) | 0
|  | THG-Bilanz | Graue Emissionen |  |  |  | legacy_GWP_life_storage | 3 | TGA Speicher Lebensdauer | Jahre | 27
|  | THG-Bilanz | Graue Emissionen |  |  |  | legacy_GWP_ee_lc_storage | 3 | TGA Speicher | GWP 100A (kgCO2equiv/m²BGF) | 0
|  | THG-Bilanz | Graue Emissionen |  |  |  | legacy_GWP_ee_tga_general_fossile | 3 | TGA Allgemein fossil | GWP 100A (kgCO2equiv/m²BGF) | 0
|  | THG-Bilanz | Graue Emissionen |  |  |  | legacy_GWP_ee_tga_general_biogenic | 3 | TGA Allgemein biogen | GWP 100A (kgCO2equiv/m²BGF) | 0
|  | THG-Bilanz | Graue Emissionen |  |  |  | legacy_GWP_life_tga_general | 3 | TGA Allgemein Lebensdauer | Jahre | 27
|  | THG-Bilanz | Graue Emissionen |  |  |  | legacy_GWP_ee_lc_tga_general | 3 | TGA Allgemein | GWP 100A (kgCO2equiv/m²BGF) | 0
|  | THG-Bilanz | Graue Emissionen |  |  |  | legacy_GWP_ee_tga_other_fossile | 3 | TGA Andere fossil | GWP 100A (kgCO2equiv/m²BGF) | 0
|  | THG-Bilanz | Graue Emissionen |  |  |  | legacy_GWP_ee_tga_other_biogenic | 3 | TGA Andere biogen | GWP 100A (kgCO2equiv/m²BGF) | 0
|  | THG-Bilanz | Graue Emissionen |  |  |  | legacy_GWP_life_tga_other | 3 | TGA Andere Lebensdauer | Jahre | 27
|  | THG-Bilanz | Graue Emissionen |  |  |  | legacy_GWP_ee_lc_tga_other | 3 | TGA Sammel-Maßnahmen | GWP 100A (kgCO2equiv/m²BGF) | 0
☁ |  | THG-Bilanz | Graue Emissionen |  |  |  | legacy_GWP_ee_con_tga | 3 | Errichtung TGA | GWP 100A (kgCO2equiv/m²BGF) | 0
☁ |  | THG-Bilanz | Graue Emissionen |  |  |  | legacy_GWP_ee_rep_tga | 3 | Instandsetzung TGA | GWP 100A (kgCO2equiv/m²BGF) | 0
☁ |  | THG-Bilanz | Graue Emissionen |  |  |  | legacy_GWP_ee_lc_tga | 3 | TGA | GWP 100A (kgCO2equiv/m²BGF) | 0
3
☁ | GWP | embodied_emissions | district | 2025-2075 |  |  | GWP_ee_mob_fossile | 3 | Errichtung Mobilität fossil | GWP 100S (kgCO2equiv/m²BGF) | 0
☁ | GWP | embodied_emissions | district | 2025-2075 |  |  | GWP_ee_mob_ev | 3 | Errichtung Mobilität Elektrisch | GWP 100S (kgCO2equiv/m²BGF) | 0
☁ | GWP | embodied_emissions | district | 2025-2075 |  |  | GWP_ee_lc_mob | 3 | Errichtung Mobilität | GWP 100S (kgCO2equiv/m²BGF) | 0
3
3
3
☁ | GWP | operational_emissions | district | pro Jahr |  |  |  | 3 | Betrieb Gebäude Netzstrombezug | GWP pro Jahr (kgCO2equiv/m²BGFa) | 7.4689
☁ | GWP | operational_emissions | district | pro Jahr |  |  |  | 3 | Betrieb Gebäude Flexibler Netzbezug | GWP pro Jahr (kgCO2equiv/m²BGFa) | 0
☁ | GWP | operational_emissions | district | pro Jahr |  |  |  | 3 | Betrieb EV Ladung Insgesamt | GWP pro Jahr (kgCO2equiv/m²BGFa) | 0
3
3
☁ | GWP | operational_emissions | district | pro Jahr |  |  | GWP_oe_battery_charge | 3 | Betrieb Batterie Beladung | GWP pro Jahr (kgCO2equiv/m²BGFa) | 0
☁ | GWP | emission_intensity | district |  |  |  | GWP_emInt_grid_avg | 3 | Emissions-Intensität Netzstrom allgemein | gCO2eq/kWh | 174.5836
☁ | GWP | emission_intensity | district |  |  |  | GWP_emInt_grid | 3 | Emissions-Intensität Netzstrombezug | gCO2eq/kWh | 208.5669
☁ | GWP | emission_intensity | district |  |  |  | GWP_emInt_flex | 3 | Emissions-Intensität Flexibler Netzbezug | gCO2eq/kWh | #DIV/0!
☁ | GWP | emission_intensity | district |  |  |  | GWP_emInt_batt_charge | 3 | Emissions-Intensität Batterie Beladung | gCO2eq/kWh | #DIV/0!
| GWP | emission_intensity | district |  |  |  | GWP_emInt_ev_charge | 3 | Emissions-Intensität EV ladung | gCO2eq/kWh | #DIV/0!
☁ | GWP | emission_intensity | district |  |  |  | GWP_emInt_PV_feedin | 3 | Emissions-Intensität Netzeinspeisung | gCO2eq/kWh | -107.267
3
☁ | GWP | operational_emissions | district | pro Jahr |  |  | GWP_oe_grid_build | 3 | Betrieb Gebäude Netzstrombezug | GWP pro Jahr (kgCO2equiv/m²BGFa) | 7.4689
☁ | GWP | operational_emissions | district | pro Jahr |  |  | GWP_oe_flex_build | 3 | Betrieb Gebäude Flexibler Netzbezug | GWP pro Jahr (kgCO2equiv/m²BGFa) | 0
☁ | GWP | operational_emissions | district | pro Jahr |  |  | GWP_oe_district_heating | 3 | Betrieb HKLS Fernwärme | GWP pro Jahr (kgCO2equiv/m²BGFa) | 0
☁ | GWP | operational_emissions | district | pro Jahr |  |  | GWP_oe_natural_gas | 3 | Betrieb HKLS Erdgas | GWP pro Jahr (kgCO2equiv/m²BGFa) | 0
☁ | GWP | operational_emissions | district | pro Jahr |  |  | GWP_oe_biomass | 3 | Betrieb HKLS Biomasse | GWP pro Jahr (kgCO2equiv/m²BGFa) | 0
☁ | GWP | operational_emissions | district | pro Jahr |  |  | GWP_oe_other | 3 | Betrieb HKLS Sonstige | GWP pro Jahr (kgCO2equiv/m²BGFa) | 0
☁ | GWP | operational_emissions | district | pro Jahr |  |  | GWP_oe_grid_feedin | 3 | Betrieb Netzeinspeisung | GWP pro Jahr (kgCO2equiv/m²BGFa) | -0.56827
☁ | GWP | operational_emissions | district | pro Jahr |  |  | GWP_oe_building | 3 | Betrieb Gebäude | GWP pro Jahr (kgCO2equiv/m²BGFa) | 6.9007
3
3
☁ | GWP | operational_emissions | district | pro Jahr |  |  | GWP_oe_mob_ev | 3 | GWP MIV elektrisch INSGESAMTE LADUNG | GWP pro Jahr (kgCO2equiv/m²BGFa) | 0
☁ | GWP | operational_emissions | district | pro Jahr |  |  | GWP_oe_mob_ev_export | 3 | GWP MIV Export (Anderer Verkehr) | GWP pro Jahr (kgCO2equiv/m²BGFa) | 0
☁ | GWP | operational_emissions | district | pro Jahr |  |  | GWP_oe_mob_fossile | 3 | GWP MIV fossil | GWP pro Jahr (kgCO2equiv/m²BGFa) | 0
☁ | GWP | operational_emissions | district | pro Jahr |  |  | GWP_oe_mob | 3 | Mobilität (Ursächlich) | GWP pro Jahr (kgCO2equiv/m²BGFa) | 0
3
| GWP | operational_emissions | district |  |  |  | GWP_oe | 3 | GWP Quartier (Gebäude+MIV) | GWP pro Jahr (kgCO2equiv/m²BGFa) | 6.9007
3
☁ | GWP | operational_emissions | district | 2025-2075 |  |  | GWP_oe_lc_grid_build | 3 | LZ Betrieb Gebäude Netzstrombezug | GWP 100S (kgCO2equiv/m²BGF) | 70.9548
☁ | GWP | operational_emissions | district | 2025-2075 |  |  | GWP_oe_lc_flex_build | 3 | LZ Betrieb Gebäude Flexibler Netzbezug | GWP 100S (kgCO2equiv/m²BGF) | 0
☁ | GWP | operational_emissions | district | 2025-2075 |  |  | GWP_oe_lc_district_heating | 3 | LZ Betrieb HKLS Fernwärme | GWP 100S (kgCO2equiv/m²BGF) | 0
☁ | GWP | operational_emissions | district | 2025-2075 |  |  | GWP_oe_lc_natural_gas | 3 | LZ Betrieb HKLS Erdgas | GWP 100S (kgCO2equiv/m²BGF) | 0
☁ | GWP | operational_emissions | district | 2025-2075 |  |  | GWP_oe_lc_biomass | 3 | LZ Betrieb HKLS Biomasse | GWP 100S (kgCO2equiv/m²BGF) | 0
☁ | GWP | operational_emissions | district | 2025-2075 |  |  | GWP_oe_lc_other | 3 | LZ Betrieb HKLS Sonstige | GWP 100S (kgCO2equiv/m²BGF) | 0
☁ | GWP | operational_emissions | district | 2025-2075 |  |  | GWP_oe_lc_grid_feedin | 3 | LZ Betrieb Netzeinspeisung | GWP 100S (kgCO2equiv/m²BGF) | -5.3986
☁ | GWP | operational_emissions | district | 2025-2050 |  |  | GWP_oe_lc_building | 3 | LZ Betrieb Gebäude |  | 65.5562
| GWP | operational_emissions | district |  |  |  | GWP_oe_lc_emission | 3 | LZ Betrieb Gebäude Emissionen |  | 70.9548
| GWP | operational_emissions | district |  |  |  | GWP_oe_lc_emission_savings | 3 | LZ Betrieb Gebäude Vermiedene Emissionen |  | 5.3986
☁ | GWP | operational_emissions | district | 2025-2075 |  |  | GWP_oe_lc_mob_ev | 3 | LCA OE MIV elektrisch | GWP 100S (kgCO2equiv/m²BGF) | 0
☁ | GWP | operational_emissions | district | 2025-2075 |  |  | GWP_oe_lc_mob_export | 3 | LV Mobilitäts-Export | GWP 100S (kgCO2equiv/m²BGF) | 0
☁ | GWP | operational_emissions | district | 2025-2075 |  |  | GWP_oe_lc_mob_fossile | 3 | LCA OE MIV fossil | GWP 100S (kgCO2equiv/m²BGF) | 0
☁ | GWP | operational_emissions | district | 2025-2075 |  |  | GWP_oe_lc_mob | 3 | Mobilität | GWP 100S (kgCO2equiv/m²BGF) | 0
3
☁ |  | THG-Bilanz | Betrieb 2025-2075 | 2025-2050 |  |  | legacy_GWP_lc_total | 3 | THG-Emissionen 2025-2075 | GWP 100S (kgCO2equiv/m²BGF) | 183.4609
☁ |  | THG-Bilanz | Betrieb 2025-2075 | 2025-2050 |  |  | legacy_GWP_lc_OE_total | 3 | OE THG-Emissionen 2025-2075 | GWP 100S (kgCO2equiv/m²BGF) | 65.5562
☁ |  | THG-Bilanz | Betrieb 2025-2075 | 2025-2050 |  |  | legacy_GWP_lc_EE_total | 3 | EE THG-Emissionen 2025-2075 | GWP 100S (kgCO2equiv/m²BGF) | 117.9047
☑ |  | THG-Bilanz | test |  |  |  | test_legacy_GWP_sum | 3 | OE + EE = LCA | TRUE | 0
☁ | GWP | total_emissions | district | 2025-2075 |  |  | GWP_lc_total | 3 | THG-Emissionen 2025-2075 | GWP 100S (kgCO2equiv/m²BGF) | 63.4248
☁ | GWP | operational | district | 2025-2075 |  |  | GWP_lc_OE_total | 3 | OE THG-Emissionen 2025-2075 | GWP 100S (kgCO2equiv/m²BGF) | 65.5562
☁ | GWP | embodied_emissions | district | 2025-2075 |  |  | GWP_lc_EE_total | 3 | EE THG-Emissionen 2025-2075 | GWP 100S (kgCO2equiv/m²BGF) | -2.1314
☑ |  | THG-Bilanz | test |  |  |  | test_GWP_sum | 3 | OE + EE = LCA | TRUE | 0
💸 |  | Stromkosten |  |  |  |  | cost_E_grid | 3 | Kosten Netzbezug | € | 126556.8657
💸 |  | Stromkosten |  |  |  |  | cost_VRGrid_flex | 3 | Kosten Flexibler Bezug | € | 0
💸 |  | Stromkosten |  |  |  |  | cost_PV_to_Egrid | 3 | Kosten Netzeinspeisung | € | 12288.021
💸 |  | Stromkosten |  |  |  |  | cost_total | 3 | Summe Kosten | €
💸 |  | Stromkosten | [5 empty] | 3 | Kosten Netzbezug Durchschnitt | €/kWh | 0.15124
💸 |  | Stromkosten | [5 empty] | 3 | Kosten Flexibler Bezug Durchschnitt | €/kWh | #DIV/0!
💸 |  | Stromkosten | [5 empty] | 3 | Kosten Netzeinspeisung Durchschnitt | €/kWh | 0.15078
3
|  | flexible_grid_use |  |  |  |  | flex_signal_ratio | 3 | Freigabesignal Anteil Jahr |  | 21.06%
|  | flexible_grid_use |  |  |  |  | flex_signal_ratio_winter | 3 | Freigabesignal Anteil Winter |  | 28.4%
|  | flexible_grid_use |  |  |  |  | flex_signal_ratio_summer | 3 | Freigabesignal Anteil Sommer |  | 13.72%
" |  | flexible_grid_use |  |  |  |  | flex_GSRU | 3 | Flex GSRU |  | 0%
|  | flexible_grid_use |  |  |  |  | flex_GSRI | 3 | Flex GSRI |  | 0%
|  | flexible_grid_use |  |  |  |  | flex_GSR | 3 | Flex GSR |  | 0%
|  | PV |  |  |  |  | PV_own_consumption_direct | 3 | PV Eigenverbrauch direkt |  | 76.73%
|  | PV |  |  |  |  | PV_own_consumption_flex | 3 | PV Eigenverbrauch flex |  | 0%
S |  | PV |  |  |  |  | PV_own_consumption | 3 | PV Eigenverbrauch insgesamt |  | 76.73%
|  | PV |  |  |  |  | EUI_self_sufficiency | 3 | Energie-Autonomie |  | 32.79%
|  | PV |  |  |  |  | PV_peak_grid_feedin | 3 | PV Einspeisung Spitzenleistung | kW | 162.4523
[7 empty] | PV_peak_grid_feedin_date | 3 | PV-Spitzeneinspeisung Zeitpunkt |  | 2018-07-14 10:00
🔋 |  | battery | [5 empty] | 3 | Batterie in Verwendung | bool | FALSE
🔋 |  | battery |  |  |  |  | Batt_total_charge | 3 | Batterie Jährliche Beladung | kWh/m²NGFa | 0
🔋 |  | battery |  |  |  |  | Batt_total_discharge | 3 | Jährliche Entladung | kWh/m²NGFa | 0
🔋 |  | battery |  |  |  |  | Batt_charge_losses | 3 | Verluste Beladung | kWh/m²NGFa | 0
🔋 |  | battery |  |  |  |  | Batt_discharge_losses | 3 | Verluste Entladung | kWh/m²NGFa | 0
🔋 |  | battery |  |  |  |  | Batt_RTE | 3 | Round-Trip- Efficiency |  | 0%
🔋 |  | battery |  |  |  |  | Batt_FEC | 3 | Batterie Volladezyklen | x | 0
3
3
🚗 | mobility | occupancy | StatPAX |  |  |  |  | 3 | Wohnbau | StatPAX | 300.3988
🚗 | mobility | occupancy | StatPAX |  |  |  |  | 3 | Arbeit | StatPAX | 484.2536
🚗 | mobility | occupancy | StatPAX |  |  |  |  | 3 | Büro und Gewerbe | StatPAX | 484.2536
🚗 | mobility | occupancy | StatPAX |  |  |  |  | 3 | Bildundseinrichtungen (Kindergarten, Primär) | StatPAX | 0
🚗 | mobility | occupancy | StatPAX |  |  |  |  | 3 | Bildungseinrichtung (sekundär, Tertiär) | StatPAX | 0
🚗 | mobility | occupancy | StatPAX |  |  |  |  | 3 | Einkaufen | StatPAX | 0
🚗 | mobility | occupancy | StatPAX |  |  |  |  | 3 | Lebensmittelhandel (Supermarkt) | StatPAX | 0
🚗 | mobility | occupancy | StatPAX |  |  |  |  | 3 | Handel Sonstige | StatPAX | 0
🚗 | mobility | occupancy | StatPAX |  |  |  | StatPAX | 3 | Quartier | StatPAX | 784.6524
🚗 | mobility | mileage | Jkm |  |  |  |  | 3 | Wohnen | km/a | 1289011.4607
🚗 | mobility | mileage | Jkm |  |  |  |  | 3 | Arbeit | km/a | 2077932.0231
🚗 | mobility | mileage | Jkm |  |  |  |  | 3 | Bildungseinrichtung (sekundär, Tertiär) | km/a | 0
🚗 | mobility | mileage | Jkm |  |  |  |  | 3 | Handel | km/a | 0
🚗 | mobility | mileage | Jkm |  |  |  | mob_annual_milage_district | 3 | Gesamtverkehr | km/a | 3366943.4838
🚗 | mobility | mileage | JPkm |  |  |  | mob_annual_mileage_PAX | 3 | Gesamtverkehr pro STATPAX | km/PAX/a | 4291
🚗 | mobility | mileage | Jkm |  |  |  |  | 3 | Zielverkehr zum Quartier | km/a | 997754.1743
🚗 | mobility |  | Statistisch |  |  |  |  | 3 | Zielverkehr Elektrisch | km/a | 698427.922
🚗 | mobility |  | Statistisch |  |  |  |  | 3 | Zielverkehr Fossil | km/a | 299326.2523
🚗 | mobility |  | JPkm |  |  |  |  | 3 | Zielverkehr zum Quartier pro Person | km/PAX/a | 1271.5875
🚗 | mobility |  | Anteil |  |  |  |  | 3 | Zielverkehrsanteil |  | 29.63%
🚗 |  | mobility | Real |  |  |  |  | 3 | Quell- und anderer Verkehr | km/a | 2369190.3095
🚗 |  | mobility | Real |  |  |  |  | 3 | Alle Wege | km/a | 3366944.4838
🚗 |  | mobility | Statistisch |  |  |  | UED_mob_el_target | 3 | EE-Bedarf Zielverkehr Elektrisch | kWh/m²NGFa | 0
🚗 |  | mobility | Statistisch |  |  |  | EUI_mob_fossile | 3 | EE-Bedarf Zielverkehr Fossil | kWh/m²NGFa | 0
🚗 |  | mobility | Real |  |  |  |  | 3 | Anzahl E-Cars |  | 0
🚗 |  | mobility | Real |  |  |  |  | 3 | Batterie-Kapazität | Wh/m² | 0
🚗 |  | mobility | Real |  |  |  | EV_FEC | 3 | EV Volladezyklen |  | 0
🚗 |  | mobility | Real |  |  |  | UED_mob_el_total | 3 | Gesamtverkehr elektrisch | kWh/m²NGFa | 0
🚗 |  | mobility | Real |  |  |  | UED_mob_el_other | 3 | Quell- und anderer Verkehr elektrisch | kWh/m²NGFa | 0
mobility
🚗 |  | mobility |  |  |  |  | EUIev_el_total | 3 | EV Jährliche Beladung |  | 0
🚗 |  | mobility | [5 empty] | 3 | EV Jährliche Entladung |  | 0
🚗 |  | mobility | [5 empty] | 3 | EV Verluste |  | #DIV/0!
🚗 | [7 empty] | 3 | EV Verluste Beladung |  | 0
3
3
| heating | Heizenergiebedarf |  |  |  |  | Eh_th | 3 | Wärmebedarf Raumwärme (inkl. Verteilverluste) | kWh/m²NGFa | 32.8791
| final_energy | Heizenergiebedarf |  |  |  |  | E_th_total | 3 | Wärmebedarf insgesamt (WW, Raumwärme, Verluste) | kWh/m²NGFa | 52.6013
| cooling | Kühlenergiebedarf |  |  |  |  | Ec_th | 3 | Kühlenergiebedarf inkl. Verteilverluste | kWh/m²NGFa | 18.9308
♨️ | heating | [5 empty] | Qenv_h_1el |  | Umweltwärme → Heizsystem 1 (elektrisch) | kWh Umweltwärme Entnahme/m²NGFa | 24.9151
♨️ | heating | [5 empty] | Qenv_h_3el |  | Umweltwärme → Heizsystem 3 (elektrisch) | kWh Umweltwärme Entnahme/m²NGFa | 0
♨️ | heating | [5 empty] | Qenv_h |  | Umweltwärme Entnahme | kWh Umweltwärme/m²NGFa | 24.9151
♨️ | heating |  |  |  | heating | system_1 | Eh_1el |  | Strom → Heizsystem 1 (elektrisch) | kWh Strom/m²NGFa | 7.9641
♨️ | heating |  |  |  | heating | system_3 | Eh_3el |  | Strom → Heizsystem 3 (elektrisch) | kWh Strom/m²NGFa | 0
♨️ | energy_dispatch | thermal_energy |  | static | heating | system_2 | EUIh_2th |  | HEB Heizsystem 2 (thermisch) | kWh EE/m²NGFa | 0
♨️ | energy_dispatch | thermal_energy |  | static | heating | system_4 | EUIh_4th |  | HEB Heizsystem 4 (thermisch) | kWh EE/m²NGFa | 0
♨️ | heating | [5 empty] | Qh_min_wasteheat |  | Abwärme → Wärmeverteilung | kWh Wärme/m²NGFa | 0
♨️ | heating | [5 empty] | Qheb_1el |  | Heizsystem 1 (elektrisch) → Wärmeverteilung | kWh Wärme/m²NGFa | 32.8791
♨️ | heating | [5 empty] | Qheb_3el |  | Heizsystem 3 (elektrisch) → Wärmeverteilung | kWh Wärme/m²NGFa | 0
♨️ | heating | [5 empty] | Qheb_2th |  | Heizsystem 2 (thermisch) → Wärmeverteilung | kWh Wärme/m²NGFa | 0
♨️ | heating | [5 empty] | Qheb_4th |  | Heizsystem 4 (thermisch) → Wärmeverteilung | kWh Wärme/m²NGFa | 0
♨️ | heating | [7 empty] | Wärme → Wärmeverteilung | kWh Wärme/m²NGFa | 32.8791
♨️ | heating | [7 empty] | Hilfsstrom → Wärmeverteilung | kWh Strom/m²NGFa | 0.65758
♨️ | heating | [5 empty] | Qloss_h_th2_generation |  | Heizsystem 2 (thermisch) → Umwandlungsverluste | kWh Wärmeverluste/m²NGFa | 0
♨️ | heating | [5 empty] | Qloss_h_th4_generation |  | Heizsystem 4 (thermisch) → Umwandlungsverluste | kWh Wärmeverluste/m²NGFa | 0
♨️ | heating | [5 empty] | Qloss_h_generation |  | Heizen Umwandlungsverluste | kWh Wärmeverluste/m²NGFa | 0
♨️ | heating | [7 empty] | Wärmeverteilung → Raum | kWh Raumwärme/m²NGFa | 31.3135
♨️ | heating | [5 empty] | Qh_distr_losses |  | Wärmeverteilung → Verteilverluste | kWh Wärmeverluste/m²NGFa | 1.5657
❄️ | cooling | [5 empty] | Qenv_c_1el |  | Umweltwärme → Kühlsystem 1 (elektrisch) | kWh Umweltwärme Zufuhr/m²NGFa | 19.9856
❄️ | cooling | [5 empty] | Qenv_c_3el |  | Umweltwärme → Kühlsystem 3 (elektrisch) | kWh Umweltwärme Zufuhr/m²NGFa | 0
❄️ | cooling | [5 empty] | Qenv_c |  | Umweltwärme Zufuhr | kWh Umweltwärme Zufuhr/m²NGFa | 19.9856
❄️ | cooling |  |  |  | cooling | system_1 | Ec_1el |  | Strom → Kühlsystem 1 (elektrisch) | kWh Strom/m²NGFa | 1.0548
❄️ | cooling |  |  |  | cooling | system_3 | Ec_3el |  | Strom → Kühlsystem 3 (elektrisch) | kWh Strom/m²NGFa | 0
❄️ | cooling | thermal_energy |  | static | cooling | system_2 | EUIc_2th |  | KEB Kühlsystem 2 (thermisch) | kWh EE/m²NGFa | 0
❄️ | cooling | [5 empty] | Qc_min_0fc |  | Freecooling → Kälteverteilung | kWh Kälte/m²NGFa | 0
❄️ | cooling | [5 empty] | Qced_1el |  | Kühlsystem 1 (elektrisch) → Kälteverteilung | kWh Kälte/m²NGFa | 18.9308
❄️ | cooling | [5 empty] | Qced_3el |  | Kühlsystem 3 (elektrisch) → Kälteverteilung | kWh Kälte/m²NGFa | 0
❄️ | cooling | [5 empty] | Qced_2th |  | Kühlsystem 2 (thermisch) → Kälteverteilung | kWh Kälte/m²NGFa | 0
❄️ | cooling | [7 empty] | Kälte → Kälteverteilung | kWh Kälte/m²NGFa | 18.9308
❄️ | cooling | [7 empty] | Hilfsstrom → Kälteverteilung | kWh Strom/m²NGFa | 0.94654
❄️ | cooling | [5 empty] | Qloss_c_th2_generation |  | Kühlsystem 2 (thermisch) → Umwandlungsverluste | kWh Wärmeverluste/m²NGFa | 0
❄️ | cooling | [5 empty] | Qloss_c_generation |  | Kühlen Umwandlungsverluste | kWh Wärmeverluste/m²NGFa | 0
❄️ | cooling | [7 empty] | Kälteverteilung → Raum | kWh Kälte/m²NGFa | 3.4811
❄️ | cooling | [5 empty] | Qh_distr_losses |  | Kälteverteilung → Verteilverluste | kWh Wärmeverluste/m²NGFa | 0.18743
💧 | dhw | [5 empty] | Qenv_dhw_1 |  | Umweltwärme → WW System 1 (elektrisch) | kWh Umweltwärme Entnahme/m²NGFa | 13.1481
💧 | dhw | [5 empty] | Qenv_dhw_2 |  | Umweltwärme → WW System 2 (elektrisch) | kWh Umweltwärme Entnahme/m²NGFa | 0
💧 | dhw | [5 empty] | Qenv_dhw |  | Umweltwärme Entnahme | kWh Umweltwärme/m²NGFa | 13.1481
💧 | dhw | [5 empty] | EUIdhw_1el |  | Strom → WW-System 1 | kWh Strom/m²NGFa | 6.5741
💧 | dhw | [5 empty] | EUIdhw_2el |  | Strom → WW-System 2 | kWh Strom/m²NGFa | 0
💧 | dhw | [7 empty] | Strom → WW-Erzeugung (ohne Hilfsstrom) | kWh Strom/m²NGFa | 6.5741
💧 | dhw | thermal_energy |  | static | dhw | system_1 | EUIdhw_1th | 3 | Thermische EE → WW-System 1 | kWh Wärme/m²NGFa | 0
💧 | dhw | thermal_energy |  | static | dhw | system_2 | EUIdhw_2th | 3 | Thermische EE → WW-System 2 | kWh Wärme/m²NGFa | 0
💧 | dhw | [5 empty] | EUIdhw_th_total |  | Thermische EE | kWh Wärme/m²NGFa | 0
💧 | dhw | [5 empty] | Qdhw_1_total | 3 | WW-System 1 → WW-Speicher 1 | kWh WW/m²NGFa | 19.7222
💧 | dhw | [5 empty] | Qdhw_2_total | 3 | WW-System 2 → WW-Speicher 2 | kWh WW/m²NGFa | 0
💧 | dhw | [5 empty] | Qdhw_storage_charge | 3 | Speicherbeladung | kWh WW/m²NGFa | 19.7222
💧 | dhw | [5 empty] | Qdhw_1_generation_losses |  | WW-System 1 → Umwandlungsverluste | kWh Wärmeverluste/m²NGFa | 0
💧 | dhw | [5 empty] | Qdhw_2_generation_losses |  | WW-System 2 → Umwandlungsverluste | kWh Wärmeverluste/m²NGFa | 0
💧 | dhw | [5 empty] | Qdhw_generation_losses |  | WW Umwandlungsverluste | kWh Wärmeverluste/m²NGFa | 0
💧 | dhw | [5 empty] | Qdhw_1_storage_losses |  | WW-Speicher 1 → Speicherverluste | kWh Wärmeverluste/m²NGFa | 0.23063
💧 | dhw | [5 empty] | Qdhw_2_storage_losses |  | WW-Speicher 2 → Speicherverluste | kWh Wärmeverluste/m²NGFa | 0
💧 | dhw | [5 empty] | Qdhw_storage_losses |  | Speicherverluste | kWh Wärmeverluste/m²NGFa | 0.23063
💧 | dhw | [5 empty] | Qdhw_1_drawoff |  | WW-Speicher 1 Entnahme → Verteilung | kWh WW/m²NGFa | 7.7966
💧 | dhw | [5 empty] | Qdhw_2_drawoff |  | WW-Speicher 2 Entnahme → Verteilung | kWh WW/m²NGFa | 0
💧 | dhw | [5 empty] | Qdhw_drawoff |  | Warmwasser → Verteilung | kWh WW/m²NGFa | 7.7966
💧 | dhw | [5 empty] | Edhw_1_aux_el | 3 | Hilfssstrom 1 → Verteilung | kWh Strom/m²NGFa | 0.39444
💧 | dhw | [5 empty] | Edhw_2_aux_el | 3 | Hilfssstrom 2 → Verteilung | kWh Strom/m²NGFa | 0
💧 | dhw | [5 empty] | Edhw_aux_el |  | Hilfsstrom → Verteilung | kWh Strom/m²NGFa | 0.39444
💧 | dhw | [5 empty] | Qdhw_1_tap |  | WW-Verteilung → Nutzung System 1 | kWh WW/m²NGFa | 11.6949
💧 | dhw | [5 empty] | Qdhw_2_tap |  | WW-Verteilung → Nutzung System 2 | kWh WW/m²NGFa | 0
💧 | dhw | [5 empty] | Qdhw_tap |  | WW-Verteilung → Nutzung | kWh WW/m²NGFa | 11.6949
💧 | dhw | [5 empty] | Qdhw_1_distr_losses |  | WW-Verteilung → Verteilverluste System 1 | kWh Wärmeverluste/m²NGFa | 7.7966
💧 | dhw | [5 empty] | Qdhw_2_distr_losses |  | WW-Verteilung → Verteilverluste System 2 | kWh Wärmeverluste/m²NGFa | 0
💧 | dhw | [5 empty] | Qdhw_distr_losses |  | WW-Verteilung → Verteilverluste | kWh Wärmeverluste/m²NGFa | 7.7966
💧 | dhw | Warmwasser |  |  |  |  | Edhw_1_el | 3 | WW 1 Endenergie elektrisch (inkl. Hilfsstrom) | kWh Strom/m²NGFa | 6.9685
💧 | dhw | Warmwasser |  |  |  |  | Edhw_2_el | 3 | WW 2 Endenergie elektrisch (inkl.Hilfsstrom) | kWh Strom/m²NGFa | 0
💧 | dhw | Warmwasser |  |  |  |  | Edhw_el | 3 | WW Endenergiebedarf Elektrisch (inkl. Hilfsstrom) | kWh Strom/m²NGFa | 6.9685

## SIM2
h | date | Monat_nr | Monat | hour_of_the_day | day_of_the_year | PV_yield | PV_to_user | PV_total_direct_use | PV_total_flex_use | PV_to_Egrid | Grid_to_user | Grid_to_HVAC_min | Grid_to_Eev_min | E_grid
1 | 2018-01-01 | 1 | Januar | 0 | 1 | 0 | 0 | 0 | 0 | 0 | 1.1016 | 5.9619 | 0 | 7.0635
2 | 2018-01-01 01:00 | 1 | Januar | 1 | 1 | 0 | 0 | 0 | 0 | 0 | 1.0416 | 6.0198 | 0 | 7.0614
3 | 2018-01-01 02:00 | 1 | Januar | 2 | 1 | 0 | 0 | 0 | 0 | 0 | 1.024 | 6.2516 | 0 | 7.2756
4 | 2018-01-01 03:00 | 1 | Januar | 3 | 1 | 0 | 0 | 0 | 0 | 0 | 1.0345 | 6.2708 | 0 | 7.3053
5 | 2018-01-01 04:00 | 1 | Januar | 4 | 1 | 0 | 0 | 0 | 0 | 0 | 1.1645 | 6.5915 | 0 | 7.756
6 | 2018-01-01 05:00 | 1 | Januar | 5 | 1 | 0 | 0 | 0 | 0 | 0 | 1.8896 | 6.7641 | 0 | 8.6536
7 | 2018-01-01 06:00 | 1 | Januar | 6 | 1 | 0 | 0 | 0 | 0 | 0 | 2.5495 | 7.4027 | 0 | 9.9522
8 | 2018-01-01 07:00 | 1 | Januar | 7 | 1 | 0 | 0 | 0 | 0 | 0 | 2.6183 | 7.2977 | 0 | 9.9161
9 | 2018-01-01 08:00 | 1 | Januar | 8 | 1 | 0.34802 | 0.34802 | 0.34802 | 0 | 0 | 3.1398 | 6.296 | 0 | 9.4359
10 | 2018-01-01 09:00 | 1 | Januar | 9 | 1 | 0.17401 | 0.17401 | 0.17401 | 0 | 0 | 3.7748 | 5.3159 | 0 | 9.0908
11 | 2018-01-01 10:00 | 1 | Januar | 10 | 1 | 0.95706 | 0.95706 | 0.95706 | 0 | 0 | 3.027 | 4.6643 | 0 | 7.6914
12 | 2018-01-01 11:00 | 1 | Januar | 11 | 1 | 2.4361 | 2.4361 | 2.4361 | 0 | 0 | 1.7556 | 4.2679 | 0 | 6.0235
13 | 2018-01-01 12:00 | 1 | Januar | 12 | 1 | 2.1751 | 2.1751 | 2.1751 | 0 | 0 | 1.9961 | 4.2483 | 0 | 6.2444
14 | 2018-01-01 13:00 | 1 | Januar | 13 | 1 | 4.5243 | 3.9342 | 4.5243 | 0 | 0 | 0 | 3.6902 | 0 | 3.6902
15 | 2018-01-01 14:00 | 1 | Januar | 14 | 1 | 1.4356 | 1.4356 | 1.4356 | 0 | 0 | 2.3219 | 5.3243 | 0 | 7.6463
16 | 2018-01-01 15:00 | 1 | Januar | 15 | 1 | 0.43503 | 0.43503 | 0.43503 | 0 | 0 | 5.1864 | 5.6041 | 0 | 10.7905
17 | 2018-01-01 16:00 | 1 | Januar | 16 | 1 | 0 | 0 | 0 | 0 | 0 | 6.0146 | 5.9645 | 0 | 11.9791
18 | 2018-01-01 17:00 | 1 | Januar | 17 | 1 | 0 | 0 | 0 | 0 | 0 | 4.3228 | 5.6501 | 0 | 9.9729
19 | 2018-01-01 18:00 | 1 | Januar | 18 | 1 | 0 | 0 | 0 | 0 | 0 | 4.0951 | 5.263 | 0 | 9.3581
20 | 2018-01-01 19:00 | 1 | Januar | 19 | 1 | 0 | 0 | 0 | 0 | 0 | 3.2011 | 5.031 | 0 | 8.2321
21 | 2018-01-01 20:00 | 1 | Januar | 20 | 1 | 0 | 0 | 0 | 0 | 0 | 2.7438 | 5.5308 | 0 | 8.2746
22 | 2018-01-01 21:00 | 1 | Januar | 21 | 1 | 0 | 0 | 0 | 0 | 0 | 2.336 | 5.5515 | 0 | 7.8874
23 | 2018-01-01 22:00 | 1 | Januar | 22 | 1 | 0 | 0 | 0 | 0 | 0 | 1.8279 | 5.8128 | 0 | 7.6407
24 | 2018-01-01 23:00 | 1 | Januar | 23 | 1 | 0 | 0 | 0 | 0 | 0 | 1.3563 | 5.7929 | 0 | 7.1492
25 | 2018-01-02 | 1 | Januar | 0 | 2 | 0 | 0 | 0 | 0 | 0 | 1.1016 | 5.8757 | 0 | 6.9773
26 | 2018-01-02 01:00 | 1 | Januar | 1 | 2 | 0 | 0 | 0 | 0 | 0 | 1.0416 | 5.8901 | 0 | 6.9317
27 | 2018-01-02 02:00 | 1 | Januar | 2 | 2 | 0 | 0 | 0 | 0 | 0 | 1.024 | 6.0567 | 0 | 7.0807
28 | 2018-01-02 03:00 | 1 | Januar | 3 | 2 | 0 | 0 | 0 | 0 | 0 | 1.0345 | 6.0542 | 0 | 7.0887
29 | 2018-01-02 04:00 | 1 | Januar | 4 | 2 | 0 | 0 | 0 | 0 | 0 | 1.1645 | 6.3532 | 0 | 7.5178
30 | 2018-01-02 05:00 | 1 | Januar | 5 | 2 | 0 | 0 | 0 | 0 | 0 | 1.8896 | 6.5044 | 0 | 8.3939
31 | 2018-01-02 06:00 | 1 | Januar | 6 | 2 | 0 | 0 | 0 | 0 | 0 | 2.5495 | 7.1133 | 0 | 9.6628
32 | 2018-01-02 07:00 | 1 | Januar | 7 | 2 | 0 | 0 | 0 | 0 | 0 | 2.6183 | 7.0086 | 0 | 9.6269
33 | 2018-01-02 08:00 | 1 | Januar | 8 | 2 | 0.52203 | 0.52203 | 0.52203 | 0 | 0 | 2.9658 | 6.2731 | 0 | 9.2389
34 | 2018-01-02 09:00 | 1 | Januar | 9 | 2 | 1.4791 | 1.4791 | 1.4791 | 0 | 0 | 2.4698 | 4.4655 | 0 | 6.9352
35 | 2018-01-02 10:00 | 1 | Januar | 10 | 2 | 2.5666 | 2.5666 | 2.5666 | 0 | 0 | 1.4174 | 4.6927 | 0 | 6.1101
36 | 2018-01-02 11:00 | 1 | Januar | 11 | 2 | 3.0017 | 3.0017 | 3.0017 | 0 | 0 | 1.1901 | 4.9568 | 0 | 6.1469
37 | 2018-01-02 12:00 | 1 | Januar | 12 | 2 | 3.0017 | 3.0017 | 3.0017 | 0 | 0 | 1.1695 | 4.1979 | 0 | 5.3674
38 | 2018-01-02 13:00 | 1 | Januar | 13 | 2 | 1.5661 | 1.5661 | 1.5661 | 0 | 0 | 2.3681 | 4.7517 | 0 | 7.1198
39 | 2018-01-02 14:00 | 1 | Januar | 14 | 2 | 0.69604 | 0.69604 | 0.69604 | 0 | 0 | 3.0615 | 3.3136 | 0 | 6.3751
40 | 2018-01-02 15:00 | 1 | Januar | 15 | 2 | 0.087005 | 0.087005 | 0.087005 | 0 | 0 | 3.6772 | 3.6472 | 0 | 7.3244
41 | 2018-01-02 16:00 | 1 | Januar | 16 | 2 | 0 | 0 | 0 | 0 | 0 | 6.0146 | 5.4723 | 0 | 11.4869
42 | 2018-01-02 17:00 | 1 | Januar | 17 | 2 | 0 | 0 | 0 | 0 | 0 | 4.3228 | 5.1961 | 0 | 9.5189
43 | 2018-01-02 18:00 | 1 | Januar | 18 | 2 | 0 | 0 | 0 | 0 | 0 | 4.0951 | 4.8284 | 0 | 8.9235
44 | 2018-01-02 19:00 | 1 | Januar | 19 | 2 | 0 | 0 | 0 | 0 | 0 | 3.2011 | 4.6153 | 0 | 7.8164
45 | 2018-01-02 20:00 | 1 | Januar | 20 | 2 | 0 | 0 | 0 | 0 | 0 | 2.7438 | 4.6886 | 0 | 7.4324
46 | 2018-01-02 21:00 | 1 | Januar | 21 | 2 | 0 | 0 | 0 | 0 | 0 | 2.336 | 4.5367 | 0 | 6.8727
47 | 2018-01-02 22:00 | 1 | Januar | 22 | 2 | 0 | 0 | 0 | 0 | 0 | 1.8279 | 5.401 | 0 | 7.2289
48 | 2018-01-02 23:00 | 1 | Januar | 23 | 2 | 0 | 0 | 0 | 0 | 0 | 1.3563 | 5.4461 | 0 | 6.8024
49 | 2018-01-03 | 1 | Januar | 0 | 3 | 0 | 0 | 0 | 0 | 0 | 1.1016 | 5.5287 | 0 | 6.6304
50 | 2018-01-03 01:00 | 1 | Januar | 1 | 3 | 0 | 0 | 0 | 0 | 0 | 1.0416 | 5.6083 | 0 | 6.6499
51 | 2018-01-03 02:00 | 1 | Januar | 2 | 3 | 0 | 0 | 0 | 0 | 0 | 1.024 | 5.8401 | 0 | 6.864
52 | 2018-01-03 03:00 | 1 | Januar | 3 | 3 | 0 | 0 | 0 | 0 | 0 | 1.0345 | 5.881 | 0 | 6.9155
53 | 2018-01-03 04:00 | 1 | Januar | 4 | 3 | 0 | 0 | 0 | 0 | 0 | 1.1645 | 6.2018 | 0 | 7.3663
54 | 2018-01-03 05:00 | 1 | Januar | 5 | 3 | 0 | 0 | 0 | 0 | 0 | 1.8896 | 6.3532 | 0 | 8.2428
55 | 2018-01-03 06:00 | 1 | Januar | 6 | 3 | 0 | 0 | 0 | 0 | 0 | 2.5495 | 6.9803 | 0 | 9.5299
56 | 2018-01-03 07:00 | 1 | Januar | 7 | 3 | 0 | 0 | 0 | 0 | 0 | 2.6183 | 6.8757 | 0 | 9.4941
57 | 2018-01-03 08:00 | 1 | Januar | 8 | 3 | 0.47853 | 0.47853 | 0.47853 | 0 | 0 | 4.8665 | 6.4273 | 0 | 11.2938
58 | 2018-01-03 09:00 | 1 | Januar | 9 | 3 | 1.3051 | 1.3051 | 1.3051 | 0 | 0 | 2.6438 | 5.9023 | 0 | 8.5461
59 | 2018-01-03 10:00 | 1 | Januar | 10 | 3 | 2.7842 | 2.7842 | 2.7842 | 0 | 0 | 1.1999 | 6.0124 | 0 | 7.2123
60 | 2018-01-03 11:00 | 1 | Januar | 11 | 3 | 2.6972 | 2.6972 | 2.6972 | 0 | 0 | 1.4946 | 6.2367 | 0 | 7.7313
61 | 2018-01-03 12:00 | 1 | Januar | 12 | 3 | 2.8712 | 2.8712 | 2.8712 | 0 | 0 | 1.3 | 6.537 | 0 | 7.837
62 | 2018-01-03 13:00 | 1 | Januar | 13 | 3 | 2.6972 | 2.6972 | 2.6972 | 0 | 0 | 1.237 | 6.1575 | 0 | 7.3945
63 | 2018-01-03 14:00 | 1 | Januar | 14 | 3 | 2.0446 | 2.0446 | 2.0446 | 0 | 0 | 1.7129 | 5.9899 | 0 | 7.7028
64 | 2018-01-03 15:00 | 1 | Januar | 15 | 3 | 1.3486 | 1.3486 | 1.3486 | 0 | 0 | 4.2729 | 5.7295 | 0 | 10.0024
65 | 2018-01-03 16:00 | 1 | Januar | 16 | 3 | 0 | 0 | 0 | 0 | 0 | 6.0146 | 6.0245 | 0 | 12.039
66 | 2018-01-03 17:00 | 1 | Januar | 17 | 3 | 0 | 0 | 0 | 0 | 0 | 4.3228 | 5.6959 | 0 | 10.0187
67 | 2018-01-03 18:00 | 1 | Januar | 18 | 3 | 0 | 0 | 0 | 0 | 0 | 4.0951 | 5.4403 | 0 | 9.5354
68 | 2018-01-03 19:00 | 1 | Januar | 19 | 3 | 0 | 0 | 0 | 0 | 0 | 3.2011 | 5.7516 | 0 | 8.9527
69 | 2018-01-03 20:00 | 1 | Januar | 20 | 3 | 0 | 0 | 0 | 0 | 0 | 2.7438 | 5.8084 | 0 | 8.5522
70 | 2018-01-03 21:00 | 1 | Januar | 21 | 3 | 0 | 0 | 0 | 0 | 0 | 2.336 | 5.6409 | 0 | 7.9769
71 | 2018-01-03 22:00 | 1 | Januar | 22 | 3 | 0 | 0 | 0 | 0 | 0 | 1.8279 | 5.8798 | 0 | 7.7077
72 | 2018-01-03 23:00 | 1 | Januar | 23 | 3 | 0 | 0 | 0 | 0 | 0 | 1.3563 | 5.9681 | 0 | 7.3244
73 | 2018-01-04 | 1 | Januar | 0 | 4 | 0 | 0 | 0 | 0 | 0 | 1.1016 | 6.0072 | 0 | 7.1089
74 | 2018-01-04 01:00 | 1 | Januar | 1 | 4 | 0 | 0 | 0 | 0 | 0 | 1.0416 | 6.1085 | 0 | 7.1501
75 | 2018-01-04 02:00 | 1 | Januar | 2 | 4 | 0 | 0 | 0 | 0 | 0 | 1.024 | 6.362 | 0 | 7.386
76 | 2018-01-04 03:00 | 1 | Januar | 3 | 4 | 0 | 0 | 0 | 0 | 0 | 1.0345 | 6.4464 | 0 | 7.4809
77 | 2018-01-04 04:00 | 1 | Januar | 4 | 4 | 0 | 0 | 0 | 0 | 0 | 1.1645 | 6.7237 | 0 | 7.8883
78 | 2018-01-04 05:00 | 1 | Januar | 5 | 4 | 0 | 0 | 0 | 0 | 0 | 1.8896 | 6.8971 | 0 | 8.7867
79 | 2018-01-04 06:00 | 1 | Januar | 6 | 4 | 0 | 0 | 0 | 0 | 0 | 2.5495 | 7.5625 | 0 | 10.1121
80 | 2018-01-04 07:00 | 1 | Januar | 7 | 4 | 0 | 0 | 0 | 0 | 0 | 2.6183 | 7.4581 | 0 | 10.0764
81 | 2018-01-04 08:00 | 1 | Januar | 8 | 4 | 0.17401 | 0.17401 | 0.17401 | 0 | 0 | 5.171 | 7.0327 | 0 | 12.2037
82 | 2018-01-04 09:00 | 1 | Januar | 9 | 4 | 0.52203 | 0.52203 | 0.52203 | 0 | 0 | 3.4268 | 6.5302 | 0 | 9.957
83 | 2018-01-04 10:00 | 1 | Januar | 10 | 4 | 0.87005 | 0.87005 | 0.87005 | 0 | 0 | 3.114 | 6.2796 | 0 | 9.3936
84 | 2018-01-04 11:00 | 1 | Januar | 11 | 4 | 0.95706 | 0.95706 | 0.95706 | 0 | 0 | 3.2347 | 6.5263 | 0 | 9.761
85 | 2018-01-04 12:00 | 1 | Januar | 12 | 4 | 1.0441 | 1.0441 | 1.0441 | 0 | 0 | 3.1271 | 6.823 | 0 | 9.9502
86 | 2018-01-04 13:00 | 1 | Januar | 13 | 4 | 0.78305 | 0.78305 | 0.78305 | 0 | 0 | 3.1511 | 6.8628 | 0 | 10.0139
87 | 2018-01-04 14:00 | 1 | Januar | 14 | 4 | 0.52203 | 0.52203 | 0.52203 | 0 | 0 | 3.2355 | 6.7065 | 0 | 9.942
88 | 2018-01-04 15:00 | 1 | Januar | 15 | 4 | 0.17401 | 0.17401 | 0.17401 | 0 | 0 | 5.4474 | 6.4394 | 0 | 11.8868
89 | 2018-01-04 16:00 | 1 | Januar | 16 | 4 | 0 | 0 | 0 | 0 | 0 | 6.0146 | 6.7194 | 0 | 12.7339
90 | 2018-01-04 17:00 | 1 | Januar | 17 | 4 | 0 | 0 | 0 | 0 | 0 | 4.3228 | 6.3063 | 0 | 10.6291
91 | 2018-01-04 18:00 | 1 | Januar | 18 | 4 | 0 | 0 | 0 | 0 | 0 | 4.0951 | 5.964 | 0 | 10.0591
92 | 2018-01-04 19:00 | 1 | Januar | 19 | 4 | 0 | 0 | 0 | 0 | 0 | 3.2011 | 6.2093 | 0 | 9.4104
93 | 2018-01-04 20:00 | 1 | Januar | 20 | 4 | 0 | 0 | 0 | 0 | 0 | 2.7438 | 6.2007 | 0 | 8.9445
94 | 2018-01-04 21:00 | 1 | Januar | 21 | 4 | 0 | 0 | 0 | 0 | 0 | 2.336 | 5.9027 | 0 | 8.2387
95 | 2018-01-04 22:00 | 1 | Januar | 22 | 4 | 0 | 0 | 0 | 0 | 0 | 1.8279 | 6.0978 | 0 | 7.9257
96 | 2018-01-04 23:00 | 1 | Januar | 23 | 4 | 0 | 0 | 0 | 0 | 0 | 1.3563 | 6.0122 | 0 | 7.3684
97 | 2018-01-05 | 1 | Januar | 0 | 5 | 0 | 0 | 0 | 0 | 0 | 1.1016 | 6.0295 | 0 | 7.1311
98 | 2018-01-05 01:00 | 1 | Januar | 1 | 5 | 0 | 0 | 0 | 0 | 0 | 1.0416 | 5.9786 | 0 | 7.0202
99 | 2018-01-05 02:00 | 1 | Januar | 2 | 5 | 0 | 0 | 0 | 0 | 0 | 1.024 | 6.1018 | 0 | 7.1258
100 | 2018-01-05 03:00 | 1 | Januar | 3 | 5 | 0 | 0 | 0 | 0 | 0 | 1.0345 | 6.0558 | 0 | 7.0903
101 | 2018-01-05 04:00 | 1 | Januar | 4 | 5 | 0 | 0 | 0 | 0 | 0 | 1.1645 | 6.3115 | 0 | 7.4761
102 | 2018-01-05 05:00 | 1 | Januar | 5 | 5 | 0 | 0 | 0 | 0 | 0 | 1.8896 | 6.4417 | 0 | 8.3312
103 | 2018-01-05 06:00 | 1 | Januar | 6 | 5 | 0 | 0 | 0 | 0 | 0 | 2.5495 | 7.027 | 0 | 9.5765
104 | 2018-01-05 07:00 | 1 | Januar | 7 | 5 | 0 | 0 | 0 | 0 | 0 | 2.6183 | 6.9003 | 0 | 9.5187
105 | 2018-01-05 08:00 | 1 | Januar | 8 | 5 | 0.34802 | 0.34802 | 0.34802 | 0 | 0 | 3.1398 | 3.9148 | 0 | 7.0547
106 | 2018-01-05 09:00 | 1 | Januar | 9 | 5 | 1.1311 | 1.1311 | 1.1311 | 0 | 0 | 2.8178 | 1.886 | 0 | 4.7038
107 | 2018-01-05 10:00 | 1 | Januar | 10 | 5 | 0.95706 | 0.95706 | 0.95706 | 0 | 0 | 3.027 | 1.4372 | 0 | 4.4642
108 | 2018-01-05 11:00 | 1 | Januar | 11 | 5 | 1.4791 | 1.4791 | 1.4791 | 0 | 0 | 2.7127 | 1.7619 | 0 | 4.4746
109 | 2018-01-05 12:00 | 1 | Januar | 12 | 5 | 1.6531 | 1.6531 | 1.6531 | 0 | 0 | 2.5181 | 2.0866 | 0 | 4.6048
110 | 2018-01-05 13:00 | 1 | Januar | 13 | 5 | 1.4791 | 1.4791 | 1.4791 | 0 | 0 | 2.4551 | 1.5996 | 0 | 4.0546
111 | 2018-01-05 14:00 | 1 | Januar | 14 | 5 | 0.95706 | 0.95706 | 0.95706 | 0 | 0 | 2.8005 | 1.2694 | 0 | 4.0699
112 | 2018-01-05 15:00 | 1 | Januar | 15 | 5 | 0.34802 | 0.34802 | 0.34802 | 0 | 0 | 3.4162 | 1.2694 | 0 | 4.6856
113 | 2018-01-05 16:00 | 1 | Januar | 16 | 5 | 0 | 0 | 0 | 0 | 0 | 6.0146 | 1.5996 | 0 | 7.6141
114 | 2018-01-05 17:00 | 1 | Januar | 17 | 5 | 0 | 0 | 0 | 0 | 0 | 4.3228 | 4.0937 | 0 | 8.4165
115 | 2018-01-05 18:00 | 1 | Januar | 18 | 5 | 0 | 0 | 0 | 0 | 0 | 4.0951 | 4.036 | 0 | 8.1311
116 | 2018-01-05 19:00 | 1 | Januar | 19 | 5 | 0 | 0 | 0 | 0 | 0 | 3.2011 | 3.8226 | 0 | 7.0237
117 | 2018-01-05 20:00 | 1 | Januar | 20 | 5 | 0 | 0 | 0 | 0 | 0 | 2.7438 | 3.8572 | 0 | 6.601
118 | 2018-01-05 21:00 | 1 | Januar | 21 | 5 | 0 | 0 | 0 | 0 | 0 | 2.336 | 3.6432 | 0 | 5.9792
119 | 2018-01-05 22:00 | 1 | Januar | 22 | 5 | 0 | 0 | 0 | 0 | 0 | 1.8279 | 3.8815 | 0 | 5.7094
120 | 2018-01-05 23:00 | 1 | Januar | 23 | 5 | 0 | 0 | 0 | 0 | 0 | 1.3563 | 3.8798 | 0 | 5.2361
121 | 2018-01-06 | 1 | Januar | 0 | 6 | 0 | 0 | 0 | 0 | 0 | 1.2657 | 3.9583 | 0 | 5.224
122 | 2018-01-06 01:00 | 1 | Januar | 1 | 6 | 0 | 0 | 0 | 0 | 0 | 1.0844 | 4.0395 | 0 | 5.1239
123 | 2018-01-06 02:00 | 1 | Januar | 2 | 6 | 0 | 0 | 0 | 0 | 0 | 1.0441 | 4.106 | 0 | 5.1502
124 | 2018-01-06 03:00 | 1 | Januar | 3 | 6 | 0 | 0 | 0 | 0 | 0 | 1.0236 | 4.1299 | 0 | 5.1535
125 | 2018-01-06 04:00 | 1 | Januar | 4 | 6 | 0 | 0 | 0 | 0 | 0 | 1.0504 | 4.1425 | 0 | 5.1929
126 | 2018-01-06 05:00 | 1 | Januar | 5 | 6 | 0 | 0 | 0 | 0 | 0 | 1.269 | 4.2718 | 0 | 5.5408
127 | 2018-01-06 06:00 | 1 | Januar | 6 | 6 | 0 | 0 | 0 | 0 | 0 | 1.7532 | 4.447 | 0 | 6.2002
128 | 2018-01-06 07:00 | 1 | Januar | 7 | 6 | 0 | 0 | 0 | 0 | 0 | 2.3867 | 4.5141 | 0 | 6.9008
129 | 2018-01-06 08:00 | 1 | Januar | 8 | 6 | 0.52203 | 0.52203 | 0.52203 | 0 | 0 | 2.2339 | 1.8332 | 0 | 4.0671
130 | 2018-01-06 09:00 | 1 | Januar | 9 | 6 | 0.17401 | 0.17401 | 0.17401 | 0 | 0 | 2.6852 | 1.0124 | 0 | 3.6975
131 | 2018-01-06 10:00 | 1 | Januar | 10 | 6 | 1.6096 | 1.6096 | 1.6096 | 0 | 0 | 1.3696 | 0.68765 | 0 | 2.0572
132 | 2018-01-06 11:00 | 1 | Januar | 11 | 6 | 3.3932 | 3.1738 | 3.3932 | 0 | 0 | 0 | 0.79301 | 0 | 0.79301
133 | 2018-01-06 12:00 | 1 | Januar | 12 | 6 | 2.9582 | 2.9582 | 2.9582 | 0 | 0 | 0.20266 | 1.1747 | 0 | 1.3774
134 | 2018-01-06 13:00 | 1 | Januar | 13 | 6 | 3.4802 | 2.9531 | 3.4802 | 0 | 0 | 0 | 0.64767 | 0 | 0.64767
135 | 2018-01-06 14:00 | 1 | Januar | 14 | 6 | 2.4361 | 2.4361 | 2.4361 | 0 | 0 | 0.35464 | 1.0124 | 0 | 1.367
136 | 2018-01-06 15:00 | 1 | Januar | 15 | 6 | 1.0441 | 1.0441 | 1.0441 | 0 | 0 | 1.7631 | 1.0124 | 0 | 2.7754
137 | 2018-01-06 16:00 | 1 | Januar | 16 | 6 | 0 | 0 | 0 | 0 | 0 | 3.4071 | 1.6672 | 0 | 5.0743
138 | 2018-01-06 17:00 | 1 | Januar | 17 | 6 | 0 | 0 | 0 | 0 | 0 | 3.8921 | 1.3371 | 0 | 5.2292
139 | 2018-01-06 18:00 | 1 | Januar | 18 | 6 | 0 | 0 | 0 | 0 | 0 | 3.9043 | 0.85001 | 0 | 4.7543
140 | 2018-01-06 19:00 | 1 | Januar | 19 | 6 | 0 | 0 | 0 | 0 | 0 | 3.2636 | 2.1329 | 0 | 5.3965
141 | 2018-01-06 20:00 | 1 | Januar | 20 | 6 | 0 | 0 | 0 | 0 | 0 | 2.6284 | 3.1949 | 0 | 5.8233
142 | 2018-01-06 21:00 | 1 | Januar | 21 | 6 | 0 | 0 | 0 | 0 | 0 | 2.4337 | 3.4737 | 0 | 5.9074
143 | 2018-01-06 22:00 | 1 | Januar | 22 | 6 | 0 | 0 | 0 | 0 | 0 | 2.122 | 4.1175 | 0 | 6.2395
144 | 2018-01-06 23:00 | 1 | Januar | 23 | 6 | 0 | 0 | 0 | 0 | 0 | 1.5031 | 4.2403 | 0 | 5.7434
145 | 2018-01-07 | 1 | Januar | 0 | 7 | 0 | 0 | 0 | 0 | 0 | 1.6898 | 4.348 | 0 | 6.0378
146 | 2018-01-07 01:00 | 1 | Januar | 1 | 7 | 0 | 0 | 0 | 0 | 0 | 1.3223 | 4.5658 | 0 | 5.8881
147 | 2018-01-07 02:00 | 1 | Januar | 2 | 7 | 0 | 0 | 0 | 0 | 0 | 1.1343 | 4.7626 | 0 | 5.8969
148 | 2018-01-07 03:00 | 1 | Januar | 3 | 7 | 0 | 0 | 0 | 0 | 0 | 1.0685 | 4.8652 | 0 | 5.9336
149 | 2018-01-07 04:00 | 1 | Januar | 4 | 7 | 0 | 0 | 0 | 0 | 0 | 1.0278 | 4.94 | 0 | 5.9678
150 | 2018-01-07 05:00 | 1 | Januar | 5 | 7 | 0 | 0 | 0 | 0 | 0 | 1.0261 | 5.0056 | 0 | 6.0317
151 | 2018-01-07 06:00 | 1 | Januar | 6 | 7 | 0 | 0 | 0 | 0 | 0 | 1.0651 | 5.003 | 0 | 6.0681
152 | 2018-01-07 07:00 | 1 | Januar | 7 | 7 | 0 | 0 | 0 | 0 | 0 | 1.217 | 5.0415 | 0 | 6.2585
153 | 2018-01-07 08:00 | 1 | Januar | 8 | 7 | 0.91355 | 0.91355 | 0.91355 | 0 | 0 | 0.94999 | 2.0277 | 0 | 2.9777
154 | 2018-01-07 09:00 | 1 | Januar | 9 | 7 | 1.9141 | 1.9141 | 1.9141 | 0 | 0 | 0.78814 | 1.1747 | 0 | 1.9629
155 | 2018-01-07 10:00 | 1 | Januar | 10 | 7 | 3.6107 | 3.301 | 3.6107 | 0 | 0 | 0 | 0.86498 | 0 | 0.86498
156 | 2018-01-07 11:00 | 1 | Januar | 11 | 7 | 3.6107 | 3.6107 | 3.6107 | 0 | 0 | 0.17024 | 1.4994 | 0 | 1.6697
157 | 2018-01-07 12:00 | 1 | Januar | 12 | 7 | 1.2181 | 1.2181 | 1.2181 | 0 | 0 | 2.6287 | 1.4994 | 0 | 4.1282
158 | 2018-01-07 13:00 | 1 | Januar | 13 | 7 | 1.0441 | 1.0441 | 1.0441 | 0 | 0 | 2.2376 | 1.3371 | 0 | 3.5747
159 | 2018-01-07 14:00 | 1 | Januar | 14 | 7 | 1.9576 | 1.9576 | 1.9576 | 0 | 0 | 0.70478 | 1.0124 | 0 | 1.7171
160 | 2018-01-07 15:00 | 1 | Januar | 15 | 7 | 0.65254 | 0.65254 | 0.65254 | 0 | 0 | 1.6822 | 0.85001 | 0 | 2.5322
161 | 2018-01-07 16:00 | 1 | Januar | 16 | 7 | 0 | 0 | 0 | 0 | 0 | 2.1686 | 1.0124 | 0 | 3.1809
162 | 2018-01-07 17:00 | 1 | Januar | 17 | 7 | 0 | 0 | 0 | 0 | 0 | 2.4874 | 1.1747 | 0 | 3.6622
163 | 2018-01-07 18:00 | 1 | Januar | 18 | 7 | 0 | 0 | 0 | 0 | 0 | 3.0027 | 1.8643 | 0 | 4.867
164 | 2018-01-07 19:00 | 1 | Januar | 19 | 7 | 0 | 0 | 0 | 0 | 0 | 3.3362 | 3.4784 | 0 | 6.8146
165 | 2018-01-07 20:00 | 1 | Januar | 20 | 7 | 0 | 0 | 0 | 0 | 0 | 3.0652 | 3.6876 | 0 | 6.7528
166 | 2018-01-07 21:00 | 1 | Januar | 21 | 7 | 0 | 0 | 0 | 0 | 0 | 2.6523 | 3.7441 | 0 | 6.3964
167 | 2018-01-07 22:00 | 1 | Januar | 22 | 7 | 0 | 0 | 0 | 0 | 0 | 2.3037 | 4.2704 | 0 | 6.574
168 | 2018-01-07 23:00 | 1 | Januar | 23 | 7 | 0 | 0 | 0 | 0 | 0 | 1.3563 | 4.4277 | 0 | 5.784
169 | 2018-01-08 | 1 | Januar | 0 | 8 | 0 | 0 | 0 | 0 | 0 | 1.1016 | 4.51 | 0 | 5.6116
170 | 2018-01-08 01:00 | 1 | Januar | 1 | 8 | 0 | 0 | 0 | 0 | 0 | 1.0416 | 4.546 | 0 | 5.5876
171 | 2018-01-08 02:00 | 1 | Januar | 2 | 8 | 0 | 0 | 0 | 0 | 0 | 1.024 | 4.7126 | 0 | 5.7366
172 | 2018-01-08 03:00 | 1 | Januar | 3 | 8 | 0 | 0 | 0 | 0 | 0 | 1.0345 | 4.7101 | 0 | 5.7446
173 | 2018-01-08 04:00 | 1 | Januar | 4 | 8 | 0 | 0 | 0 | 0 | 0 | 1.1645 | 5.031 | 0 | 6.1956
174 | 2018-01-08 05:00 | 1 | Januar | 5 | 8 | 0 | 0 | 0 | 0 | 0 | 1.8896 | 5.1834 | 0 | 7.073
175 | 2018-01-08 06:00 | 1 | Januar | 6 | 8 | 0 | 0 | 0 | 0 | 0 | 2.5495 | 5.7552 | 0 | 8.3047
176 | 2018-01-08 07:00 | 1 | Januar | 7 | 8 | 0 | 0 | 0 | 0 | 0 | 2.6183 | 5.6288 | 0 | 8.2471
177 | 2018-01-08 08:00 | 1 | Januar | 8 | 8 | 0.95706 | 0.95706 | 0.95706 | 0 | 0 | 4.388 | 5.1682 | 0 | 9.5562
178 | 2018-01-08 09:00 | 1 | Januar | 9 | 8 | 2.7407 | 2.7407 | 2.7407 | 0 | 0 | 1.2082 | 4.4435 | 0 | 5.6517
179 | 2018-01-08 10:00 | 1 | Januar | 10 | 8 | 2.4361 | 2.4361 | 2.4361 | 0 | 0 | 1.5479 | 2.2201 | 0 | 3.7681
180 | 2018-01-08 11:00 | 1 | Januar | 11 | 8 | 1.2181 | 1.2181 | 1.2181 | 0 | 0 | 2.9737 | 4.0321 | 0 | 7.0058
181 | 2018-01-08 12:00 | 1 | Januar | 12 | 8 | 0.34802 | 0.34802 | 0.34802 | 0 | 0 | 3.8232 | 3.184 | 0 | 7.0072
182 | 2018-01-08 13:00 | 1 | Januar | 13 | 8 | 1.3921 | 1.3921 | 1.3921 | 0 | 0 | 2.5421 | 1.689 | 0 | 4.231
183 | 2018-01-08 14:00 | 1 | Januar | 14 | 8 | 1.9576 | 1.9576 | 1.9576 | 0 | 0 | 1.7999 | 1.2694 | 0 | 3.0693
184 | 2018-01-08 15:00 | 1 | Januar | 15 | 8 | 1.1746 | 1.1746 | 1.1746 | 0 | 0 | 2.5897 | 2.1251 | 0 | 4.7147
185 | 2018-01-08 16:00 | 1 | Januar | 16 | 8 | 0 | 0 | 0 | 0 | 0 | 6.0146 | 4.2437 | 0 | 10.2583
186 | 2018-01-08 17:00 | 1 | Januar | 17 | 8 | 0 | 0 | 0 | 0 | 0 | 4.3228 | 3.9687 | 0 | 8.2915
187 | 2018-01-08 18:00 | 1 | Januar | 18 | 8 | 0 | 0 | 0 | 0 | 0 | 4.0951 | 3.5837 | 0 | 7.6788
188 | 2018-01-08 19:00 | 1 | Januar | 19 | 8 | 0 | 0 | 0 | 0 | 0 | 3.2011 | 3.3891 | 0 | 6.5902
189 | 2018-01-08 20:00 | 1 | Januar | 20 | 8 | 0 | 0 | 0 | 0 | 0 | 2.7438 | 3.4421 | 0 | 6.1858
190 | 2018-01-08 21:00 | 1 | Januar | 21 | 8 | 0 | 0 | 0 | 0 | 0 | 2.336 | 3.2468 | 0 | 5.5828
191 | 2018-01-08 22:00 | 1 | Januar | 22 | 8 | 0 | 0 | 0 | 0 | 0 | 1.8279 | 3.5034 | 0 | 5.3313
192 | 2018-01-08 23:00 | 1 | Januar | 23 | 8 | 0 | 0 | 0 | 0 | 0 | 1.3563 | 3.5203 | 0 | 4.8766
193 | 2018-01-09 | 1 | Januar | 0 | 9 | 0 | 0 | 0 | 0 | 0 | 1.1016 | 3.6188 | 0 | 4.7204
194 | 2018-01-09 01:00 | 1 | Januar | 1 | 9 | 0 | 0 | 0 | 0 | 0 | 1.0416 | 3.69 | 0 | 4.7316
195 | 2018-01-09 02:00 | 1 | Januar | 2 | 9 | 0 | 0 | 0 | 0 | 0 | 1.024 | 3.9135 | 0 | 4.9375
196 | 2018-01-09 03:00 | 1 | Januar | 3 | 9 | 0 | 0 | 0 | 0 | 0 | 1.0345 | 3.9489 | 0 | 4.9834
197 | 2018-01-09 04:00 | 1 | Januar | 4 | 9 | 0 | 0 | 0 | 0 | 0 | 1.1645 | 4.6769 | 0 | 5.8415
198 | 2018-01-09 05:00 | 1 | Januar | 5 | 9 | 0 | 0 | 0 | 0 | 0 | 1.8896 | 4.9666 | 0 | 6.8561
199 | 2018-01-09 06:00 | 1 | Januar | 6 | 9 | 0 | 0 | 0 | 0 | 0 | 2.5495 | 5.5769 | 0 | 8.1264
200 | 2018-01-09 07:00 | 1 | Januar | 7 | 9 | 0 | 0 | 0 | 0 | 0 | 2.6183 | 5.4729 | 0 | 8.0912
201 | 2018-01-09 08:00 | 1 | Januar | 8 | 9 | 0.82655 | 0.82655 | 0.82655 | 0 | 0 | 2.6613 | 4.942 | 0 | 7.6033
202 | 2018-01-09 09:00 | 1 | Januar | 9 | 9 | 2.5666 | 2.5666 | 2.5666 | 0 | 0 | 1.3822 | 4.4242 | 0 | 5.8064
203 | 2018-01-09 10:00 | 1 | Januar | 10 | 9 | 3.0452 | 3.0452 | 3.0452 | 0 | 0 | 0.9389 | 4.028 | 0 | 4.9669
204 | 2018-01-09 11:00 | 1 | Januar | 11 | 9 | 3.7847 | 3.7847 | 3.7847 | 0 | 0 | 0.40705 | 4.2034 | 0 | 4.6104
205 | 2018-01-09 12:00 | 1 | Januar | 12 | 9 | 3.6542 | 3.6542 | 3.6542 | 0 | 0 | 0.51699 | 4.3653 | 0 | 4.8823
206 | 2018-01-09 13:00 | 1 | Januar | 13 | 9 | 4.3503 | 3.9342 | 4.3503 | 0 | 0 | 0 | 3.6604 | 0 | 3.6604
207 | 2018-01-09 14:00 | 1 | Januar | 14 | 9 | 2.9582 | 2.9582 | 2.9582 | 0 | 0 | 0.79934 | 4.0376 | 0 | 4.8369
208 | 2018-01-09 15:00 | 1 | Januar | 15 | 9 | 1.5226 | 1.5226 | 1.5226 | 0 | 0 | 2.2416 | 4.3029 | 0 | 6.5445
209 | 2018-01-09 16:00 | 1 | Januar | 16 | 9 | 0 | 0 | 0 | 0 | 0 | 6.0146 | 4.6427 | 0 | 10.6573
210 | 2018-01-09 17:00 | 1 | Januar | 17 | 9 | 0 | 0 | 0 | 0 | 0 | 4.3228 | 4.2919 | 0 | 8.6147
211 | 2018-01-09 18:00 | 1 | Januar | 18 | 9 | 0 | 0 | 0 | 0 | 0 | 4.0951 | 3.8501 | 0 | 7.9452
212 | 2018-01-09 19:00 | 1 | Januar | 19 | 9 | 0 | 0 | 0 | 0 | 0 | 3.2011 | 3.5985 | 0 | 6.7996
213 | 2018-01-09 20:00 | 1 | Januar | 20 | 9 | 0 | 0 | 0 | 0 | 0 | 2.7438 | 3.5565 | 0 | 6.3002
214 | 2018-01-09 21:00 | 1 | Januar | 21 | 9 | 0 | 0 | 0 | 0 | 0 | 2.336 | 3.2852 | 0 | 5.6212
215 | 2018-01-09 22:00 | 1 | Januar | 22 | 9 | 0 | 0 | 0 | 0 | 0 | 1.8279 | 3.4848 | 0 | 5.3127
216 | 2018-01-09 23:00 | 1 | Januar | 23 | 9 | 0 | 0 | 0 | 0 | 0 | 1.3563 | 3.692 | 0 | 5.0482
217 | 2018-01-10 | 1 | Januar | 0 | 10 | 0 | 0 | 0 | 0 | 0 | 1.1016 | 3.9022 | 0 | 5.0039
218 | 2018-01-10 01:00 | 1 | Januar | 1 | 10 | 0 | 0 | 0 | 0 | 0 | 1.0416 | 3.8513 | 0 | 4.8929
219 | 2018-01-10 02:00 | 1 | Januar | 2 | 10 | 0 | 0 | 0 | 0 | 0 | 1.024 | 3.9744 | 0 | 4.9984
220 | 2018-01-10 03:00 | 1 | Januar | 3 | 10 | 0 | 0 | 0 | 0 | 0 | 1.0345 | 3.9502 | 0 | 4.9847
221 | 2018-01-10 04:00 | 1 | Januar | 4 | 10 | 0 | 0 | 0 | 0 | 0 | 1.1645 | 4.2278 | 0 | 5.3923
222 | 2018-01-10 05:00 | 1 | Januar | 5 | 10 | 0 | 0 | 0 | 0 | 0 | 1.8896 | 4.3586 | 0 | 6.2482
223 | 2018-01-10 06:00 | 1 | Januar | 6 | 10 | 0 | 0 | 0 | 0 | 0 | 2.5495 | 4.8844 | 0 | 7.4339
224 | 2018-01-10 07:00 | 1 | Januar | 7 | 10 | 0 | 0 | 0 | 0 | 0 | 2.6183 | 4.7581 | 0 | 7.3765
225 | 2018-01-10 08:00 | 1 | Januar | 8 | 10 | 0.087005 | 0.087005 | 0.087005 | 0 | 0 | 3.4008 | 4.3913 | 0 | 7.7922
226 | 2018-01-10 09:00 | 1 | Januar | 9 | 10 | 0.17401 | 0.17401 | 0.17401 | 0 | 0 | 3.7748 | 3.9213 | 0 | 7.6961
227 | 2018-01-10 10:00 | 1 | Januar | 10 | 10 | 0.43503 | 0.43503 | 0.43503 | 0 | 0 | 3.5491 | 3.5978 | 0 | 7.1469
228 | 2018-01-10 11:00 | 1 | Januar | 11 | 10 | 0.52203 | 0.52203 | 0.52203 | 0 | 0 | 3.6697 | 3.7749 | 0 | 7.4446
229 | 2018-01-10 12:00 | 1 | Januar | 12 | 10 | 0.60904 | 0.60904 | 0.60904 | 0 | 0 | 3.5622 | 4.1017 | 0 | 7.6638
230 | 2018-01-10 13:00 | 1 | Januar | 13 | 10 | 4.3938 | 3.9342 | 4.3938 | 0 | 0 | 0 | 3.2307 | 0 | 3.2307
231 | 2018-01-10 14:00 | 1 | Januar | 14 | 10 | 3.3932 | 3.3932 | 3.3932 | 0 | 0 | 0.36432 | 3.4587 | 0 | 3.823
232 | 2018-01-10 15:00 | 1 | Januar | 15 | 10 | 1.6531 | 1.6531 | 1.6531 | 0 | 0 | 2.1111 | 3.5737 | 0 | 5.6848
233 | 2018-01-10 16:00 | 1 | Januar | 16 | 10 | 0 | 0 | 0 | 0 | 0 | 6.0146 | 3.884 | 0 | 9.8985
234 | 2018-01-10 17:00 | 1 | Januar | 17 | 10 | 0 | 0 | 0 | 0 | 0 | 4.3228 | 3.5901 | 0 | 7.9129
235 | 2018-01-10 18:00 | 1 | Januar | 18 | 10 | 0 | 0 | 0 | 0 | 0 | 4.0951 | 3.2054 | 0 | 7.3005
236 | 2018-01-10 19:00 | 1 | Januar | 19 | 10 | 0 | 0 | 0 | 0 | 0 | 3.2011 | 3.0107 | 0 | 6.2118
237 | 2018-01-10 20:00 | 1 | Januar | 20 | 10 | 0 | 0 | 0 | 0 | 0 | 2.7438 | 3.0065 | 0 | 5.7503
238 | 2018-01-10 21:00 | 1 | Januar | 21 | 10 | 0 | 0 | 0 | 0 | 0 | 2.336 | 2.7922 | 0 | 5.1282
239 | 2018-01-10 22:00 | 1 | Januar | 22 | 10 | 0 | 0 | 0 | 0 | 0 | 1.8279 | 3.0296 | 0 | 4.8574
240 | 2018-01-10 23:00 | 1 | Januar | 23 | 10 | 0 | 0 | 0 | 0 | 0 | 1.3563 | 3.0083 | 0 | 4.3646
241 | 2018-01-11 | 1 | Januar | 0 | 11 | 0 | 0 | 0 | 0 | 0 | 1.1016 | 3.1257 | 0 | 4.2273
242 | 2018-01-11 01:00 | 1 | Januar | 1 | 11 | 0 | 0 | 0 | 0 | 0 | 1.0416 | 3.2159 | 0 | 4.2575
243 | 2018-01-11 02:00 | 1 | Januar | 2 | 11 | 0 | 0 | 0 | 0 | 0 | 1.024 | 3.6479 | 0 | 4.6719
244 | 2018-01-11 03:00 | 1 | Januar | 3 | 11 | 0 | 0 | 0 | 0 | 0 | 1.0345 | 3.8635 | 0 | 4.898
245 | 2018-01-11 04:00 | 1 | Januar | 4 | 11 | 0 | 0 | 0 | 0 | 0 | 1.1645 | 4.1845 | 0 | 5.349
246 | 2018-01-11 05:00 | 1 | Januar | 5 | 11 | 0 | 0 | 0 | 0 | 0 | 1.8896 | 4.3589 | 0 | 6.2484
247 | 2018-01-11 06:00 | 1 | Januar | 6 | 11 | 0 | 0 | 0 | 0 | 0 | 2.5495 | 4.9294 | 0 | 7.4789
248 | 2018-01-11 07:00 | 1 | Januar | 7 | 11 | 0 | 0 | 0 | 0 | 0 | 2.6183 | 4.8255 | 0 | 7.4439
249 | 2018-01-11 08:00 | 1 | Januar | 8 | 11 | 0.56553 | 0.56553 | 0.56553 | 0 | 0 | 2.9223 | 4.4675 | 0 | 7.3898
250 | 2018-01-11 09:00 | 1 | Januar | 9 | 11 | 1.0441 | 1.0441 | 1.0441 | 0 | 0 | 2.9048 | 4.0544 | 0 | 6.9592
251 | 2018-01-11 10:00 | 1 | Januar | 10 | 11 | 2.1316 | 2.1316 | 2.1316 | 0 | 0 | 1.8525 | 3.7482 | 0 | 5.6006
252 | 2018-01-11 11:00 | 1 | Januar | 11 | 11 | 3.0887 | 3.0887 | 3.0887 | 0 | 0 | 1.1031 | 3.9366 | 0 | 5.0397
253 | 2018-01-11 12:00 | 1 | Januar | 12 | 11 | 3.9152 | 3.9152 | 3.9152 | 0 | 0 | 0.25598 | 4.2388 | 0 | 4.4947
254 | 2018-01-11 13:00 | 1 | Januar | 13 | 11 | 3.7412 | 3.7412 | 3.7412 | 0 | 0 | 0.19294 | 3.8405 | 0 | 4.0334
255 | 2018-01-11 14:00 | 1 | Januar | 14 | 11 | 3.6107 | 3.6107 | 3.6107 | 0 | 0 | 0.14681 | 3.7166 | 0 | 3.8634
256 | 2018-01-11 15:00 | 1 | Januar | 15 | 11 | 1.9576 | 1.9576 | 1.9576 | 0 | 0 | 1.8066 | 3.8058 | 0 | 5.6124
257 | 2018-01-11 16:00 | 1 | Januar | 16 | 11 | 0 | 0 | 0 | 0 | 0 | 6.0146 | 4.1119 | 0 | 10.1265
258 | 2018-01-11 17:00 | 1 | Januar | 17 | 11 | 0 | 0 | 0 | 0 | 0 | 4.3228 | 3.8371 | 0 | 8.1599
259 | 2018-01-11 18:00 | 1 | Januar | 18 | 11 | 0 | 0 | 0 | 0 | 0 | 4.0951 | 3.4715 | 0 | 7.5666
260 | 2018-01-11 19:00 | 1 | Januar | 19 | 11 | 0 | 0 | 0 | 0 | 0 | 3.2011 | 3.2767 | 0 | 6.4778
261 | 2018-01-11 20:00 | 1 | Januar | 20 | 11 | 0 | 0 | 0 | 0 | 0 | 2.7438 | 3.4155 | 0 | 6.1593
262 | 2018-01-11 21:00 | 1 | Januar | 21 | 11 | 0 | 0 | 0 | 0 | 0 | 2.336 | 3.5826 | 0 | 5.9186
263 | 2018-01-11 22:00 | 1 | Januar | 22 | 11 | 0 | 0 | 0 | 0 | 0 | 1.8279 | 3.8634 | 0 | 5.6912
264 | 2018-01-11 23:00 | 1 | Januar | 23 | 11 | 0 | 0 | 0 | 0 | 0 | 1.3563 | 3.8855 | 0 | 5.2418
265 | 2018-01-12 | 1 | Januar | 0 | 12 | 0 | 0 | 0 | 0 | 0 | 1.1016 | 4.098 | 0 | 5.1997
266 | 2018-01-12 01:00 | 1 | Januar | 1 | 12 | 0 | 0 | 0 | 0 | 0 | 1.0416 | 4.2643 | 0 | 5.306
267 | 2018-01-12 02:00 | 1 | Januar | 2 | 12 | 0 | 0 | 0 | 0 | 0 | 1.024 | 4.6047 | 0 | 5.6287
268 | 2018-01-12 03:00 | 1 | Januar | 3 | 12 | 0 | 0 | 0 | 0 | 0 | 1.0345 | 4.6891 | 0 | 5.7236
269 | 2018-01-12 04:00 | 1 | Januar | 4 | 12 | 0 | 0 | 0 | 0 | 0 | 1.1645 | 5.097 | 0 | 6.2615
270 | 2018-01-12 05:00 | 1 | Januar | 5 | 12 | 0 | 0 | 0 | 0 | 0 | 1.8896 | 5.3149 | 0 | 7.2044
271 | 2018-01-12 06:00 | 1 | Januar | 6 | 12 | 0 | 0 | 0 | 0 | 0 | 2.5495 | 5.9577 | 0 | 8.5072
272 | 2018-01-12 07:00 | 1 | Januar | 7 | 12 | 0 | 0 | 0 | 0 | 0 | 2.6183 | 5.8539 | 0 | 8.4722
273 | 2018-01-12 08:00 | 1 | Januar | 8 | 12 | 0.26102 | 0.26102 | 0.26102 | 0 | 0 | 3.2268 | 3.0485 | 0 | 6.2753
274 | 2018-01-12 09:00 | 1 | Januar | 9 | 12 | 0.26102 | 0.26102 | 0.26102 | 0 | 0 | 3.6878 | 1.5996 | 0 | 5.2874
275 | 2018-01-12 10:00 | 1 | Januar | 10 | 12 | 1.1311 | 1.1311 | 1.1311 | 0 | 0 | 2.853 | 1.4372 | 0 | 4.2902
276 | 2018-01-12 11:00 | 1 | Januar | 11 | 12 | 1.7401 | 1.7401 | 1.7401 | 0 | 0 | 2.4517 | 1.7619 | 0 | 4.2136
277 | 2018-01-12 12:00 | 1 | Januar | 12 | 12 | 2.0881 | 2.0881 | 2.0881 | 0 | 0 | 2.0831 | 2.0866 | 0 | 4.1697
278 | 2018-01-12 13:00 | 1 | Januar | 13 | 12 | 2.4796 | 2.4796 | 2.4796 | 0 | 0 | 1.4545 | 1.5996 | 0 | 3.0541
279 | 2018-01-12 14:00 | 1 | Januar | 14 | 12 | 1.8706 | 1.8706 | 1.8706 | 0 | 0 | 1.8869 | 1.2694 | 0 | 3.1563
280 | 2018-01-12 15:00 | 1 | Januar | 15 | 12 | 0.34802 | 0.34802 | 0.34802 | 0 | 0 | 3.4162 | 1.2694 | 0 | 4.6856
281 | 2018-01-12 16:00 | 1 | Januar | 16 | 12 | 0 | 0 | 0 | 0 | 0 | 6.0146 | 1.5996 | 0 | 7.6141
282 | 2018-01-12 17:00 | 1 | Januar | 17 | 12 | 0 | 0 | 0 | 0 | 0 | 4.3228 | 3.5839 | 0 | 7.9067
283 | 2018-01-12 18:00 | 1 | Januar | 18 | 12 | 0 | 0 | 0 | 0 | 0 | 4.0951 | 3.6805 | 0 | 7.7756
284 | 2018-01-12 19:00 | 1 | Januar | 19 | 12 | 0 | 0 | 0 | 0 | 0 | 3.2011 | 3.5046 | 0 | 6.7057
285 | 2018-01-12 20:00 | 1 | Januar | 20 | 12 | 0 | 0 | 0 | 0 | 0 | 2.7438 | 3.5952 | 0 | 6.339
286 | 2018-01-12 21:00 | 1 | Januar | 21 | 12 | 0 | 0 | 0 | 0 | 0 | 2.336 | 3.3998 | 0 | 5.7358
287 | 2018-01-12 22:00 | 1 | Januar | 22 | 12 | 0 | 0 | 0 | 0 | 0 | 1.8279 | 3.694 | 0 | 5.5219
288 | 2018-01-12 23:00 | 1 | Januar | 23 | 12 | 0 | 0 | 0 | 0 | 0 | 1.3563 | 3.7297 | 0 | 5.0859
289 | 2018-01-13 | 1 | Januar | 0 | 13 | 0 | 0 | 0 | 0 | 0 | 1.2657 | 3.7512 | 0 | 5.0168
290 | 2018-01-13 01:00 | 1 | Januar | 1 | 13 | 0 | 0 | 0 | 0 | 0 | 1.0844 | 3.7752 | 0 | 4.8596
291 | 2018-01-13 02:00 | 1 | Januar | 2 | 13 | 0 | 0 | 0 | 0 | 0 | 1.0441 | 3.7847 | 0 | 4.8289
292 | 2018-01-13 03:00 | 1 | Januar | 3 | 13 | 0 | 0 | 0 | 0 | 0 | 1.0236 | 3.7896 | 0 | 4.8132
293 | 2018-01-13 04:00 | 1 | Januar | 4 | 13 | 0 | 0 | 0 | 0 | 0 | 1.0504 | 3.7643 | 0 | 4.8147
294 | 2018-01-13 05:00 | 1 | Januar | 5 | 13 | 0 | 0 | 0 | 0 | 0 | 1.269 | 3.8748 | 0 | 5.1438
295 | 2018-01-13 06:00 | 1 | Januar | 6 | 13 | 0 | 0 | 0 | 0 | 0 | 1.7532 | 4.0127 | 0 | 5.7659
296 | 2018-01-13 07:00 | 1 | Januar | 7 | 13 | 0 | 0 | 0 | 0 | 0 | 2.3867 | 4.4861 | 0 | 6.8728
297 | 2018-01-13 08:00 | 1 | Januar | 8 | 13 | 0.69604 | 0.69604 | 0.69604 | 0 | 0 | 2.0599 | 2.2536 | 0 | 4.3135
298 | 2018-01-13 09:00 | 1 | Januar | 9 | 13 | 1.6966 | 1.6966 | 1.6966 | 0 | 0 | 1.1626 | 1.0124 | 0 | 2.1749
299 | 2018-01-13 10:00 | 1 | Januar | 10 | 13 | 2.6972 | 2.6972 | 2.6972 | 0 | 0 | 0.282 | 0.68765 | 0 | 0.96966
300 | 2018-01-13 11:00 | 1 | Januar | 11 | 13 | 3.1757 | 3.1738 | 3.1757 | 0 | 0 | 0 | 1.0105 | 0 | 1.0105
301 | 2018-01-13 12:00 | 1 | Januar | 12 | 13 | 3.3932 | 3.1608 | 3.3932 | 0 | 0 | 0 | 0.94236 | 0 | 0.94236
302 | 2018-01-13 13:00 | 1 | Januar | 13 | 13 | 2.7407 | 2.7407 | 2.7407 | 0 | 0 | 0.21249 | 1.1747 | 0 | 1.3872
303 | 2018-01-13 14:00 | 1 | Januar | 14 | 13 | 1.8271 | 1.8271 | 1.8271 | 0 | 0 | 0.96367 | 1.0124 | 0 | 1.976
304 | 2018-01-13 15:00 | 1 | Januar | 15 | 13 | 0.69604 | 0.69604 | 0.69604 | 0 | 0 | 2.1111 | 1.0124 | 0 | 3.1235
305 | 2018-01-13 16:00 | 1 | Januar | 16 | 13 | 0 | 0 | 0 | 0 | 0 | 3.4071 | 1.6672 | 0 | 5.0743
306 | 2018-01-13 17:00 | 1 | Januar | 17 | 13 | 0 | 0 | 0 | 0 | 0 | 3.8921 | 1.3371 | 0 | 5.2292
307 | 2018-01-13 18:00 | 1 | Januar | 18 | 13 | 0 | 0 | 0 | 0 | 0 | 3.9043 | 0.85001 | 0 | 4.7543
308 | 2018-01-13 19:00 | 1 | Januar | 19 | 13 | 0 | 0 | 0 | 0 | 0 | 3.2636 | 0.85001 | 0 | 4.1136
309 | 2018-01-13 20:00 | 1 | Januar | 20 | 13 | 0 | 0 | 0 | 0 | 0 | 2.6284 | 0.51988 | 0 | 3.1483
310 | 2018-01-13 21:00 | 1 | Januar | 21 | 13 | 0 | 0 | 0 | 0 | 0 | 2.4337 | 2.4747 | 0 | 4.9084
311 | 2018-01-13 22:00 | 1 | Januar | 22 | 13 | 0 | 0 | 0 | 0 | 0 | 2.122 | 2.9175 | 0 | 5.0395
312 | 2018-01-13 23:00 | 1 | Januar | 23 | 13 | 0 | 0 | 0 | 0 | 0 | 1.5031 | 3.2425 | 0 | 4.7456
313 | 2018-01-14 | 1 | Januar | 0 | 14 | 0 | 0 | 0 | 0 | 0 | 1.6898 | 3.2851 | 0 | 4.9749
314 | 2018-01-14 01:00 | 1 | Januar | 1 | 14 | 0 | 0 | 0 | 0 | 0 | 1.3223 | 3.5026 | 0 | 4.8249
315 | 2018-01-14 02:00 | 1 | Januar | 2 | 14 | 0 | 0 | 0 | 0 | 0 | 1.1343 | 3.6559 | 0 | 4.7902
316 | 2018-01-14 03:00 | 1 | Januar | 3 | 14 | 0 | 0 | 0 | 0 | 0 | 1.0685 | 3.7366 | 0 | 4.8051
317 | 2018-01-14 04:00 | 1 | Januar | 4 | 14 | 0 | 0 | 0 | 0 | 0 | 1.0278 | 3.8115 | 0 | 4.8392
318 | 2018-01-14 05:00 | 1 | Januar | 5 | 14 | 0 | 0 | 0 | 0 | 0 | 1.0261 | 3.8553 | 0 | 4.8814
319 | 2018-01-14 06:00 | 1 | Januar | 6 | 14 | 0 | 0 | 0 | 0 | 0 | 1.0651 | 3.8311 | 0 | 4.8963
320 | 2018-01-14 07:00 | 1 | Januar | 7 | 14 | 0 | 0 | 0 | 0 | 0 | 1.217 | 3.8699 | 0 | 5.0869
321 | 2018-01-14 08:00 | 1 | Januar | 8 | 14 | 1.2616 | 1.2616 | 1.2616 | 0 | 0 | 0.60197 | 3.6671 | 0 | 4.269
322 | 2018-01-14 09:00 | 1 | Januar | 9 | 14 | 2.5666 | 2.5666 | 2.5666 | 0 | 0 | 0.1356 | 3.8646 | 0 | 4.0002
323 | 2018-01-14 10:00 | 1 | Januar | 10 | 14 | 4.7418 | 3.301 | 4.7418 | 0 | 0 | 0 | 1.7519 | 0 | 1.7519
324 | 2018-01-14 11:00 | 1 | Januar | 11 | 14 | 3.4367 | 3.4367 | 3.4367 | 0 | 0 | 0.34425 | 3.0917 | 0 | 3.436
325 | 2018-01-14 12:00 | 1 | Januar | 12 | 14 | 0.34802 | 0.34802 | 0.34802 | 0 | 0 | 3.4988 | 2.971 | 0 | 6.4698
326 | 2018-01-14 13:00 | 1 | Januar | 13 | 14 | 1.4791 | 1.4791 | 1.4791 | 0 | 0 | 1.8026 | 3.2586 | 0 | 5.0612
327 | 2018-01-14 14:00 | 1 | Januar | 14 | 14 | 1.1311 | 1.1311 | 1.1311 | 0 | 0 | 1.5313 | 2.1803 | 0 | 3.7116
328 | 2018-01-14 15:00 | 1 | Januar | 15 | 14 | 0.087005 | 0.087005 | 0.087005 | 0 | 0 | 2.2477 | 1.609 | 0 | 3.8567
329 | 2018-01-14 16:00 | 1 | Januar | 16 | 14 | 0 | 0 | 0 | 0 | 0 | 2.1686 | 3.9202 | 0 | 6.0888
330 | 2018-01-14 17:00 | 1 | Januar | 17 | 14 | 0 | 0 | 0 | 0 | 0 | 2.4874 | 4.0067 | 0 | 6.4941
331 | 2018-01-14 18:00 | 1 | Januar | 18 | 14 | 0 | 0 | 0 | 0 | 0 | 3.0027 | 3.7311 | 0 | 6.7338
332 | 2018-01-14 19:00 | 1 | Januar | 19 | 14 | 0 | 0 | 0 | 0 | 0 | 3.3362 | 3.349 | 0 | 6.6852
333 | 2018-01-14 20:00 | 1 | Januar | 20 | 14 | 0 | 0 | 0 | 0 | 0 | 3.0652 | 3.5008 | 0 | 6.566
334 | 2018-01-14 21:00 | 1 | Januar | 21 | 14 | 0 | 0 | 0 | 0 | 0 | 2.6523 | 3.2903 | 0 | 5.9427
335 | 2018-01-14 22:00 | 1 | Januar | 22 | 14 | 0 | 0 | 0 | 0 | 0 | 2.3037 | 3.5115 | 0 | 5.8152
336 | 2018-01-14 23:00 | 1 | Januar | 23 | 14 | 0 | 0 | 0 | 0 | 0 | 1.3563 | 3.6249 | 0 | 4.9811
337 | 2018-01-15 | 1 | Januar | 0 | 15 | 0 | 0 | 0 | 0 | 0 | 1.1016 | 3.6418 | 0 | 4.7434
338 | 2018-01-15 01:00 | 1 | Januar | 1 | 15 | 0 | 0 | 0 | 0 | 0 | 1.0416 | 3.6126 | 0 | 4.6542
339 | 2018-01-15 02:00 | 1 | Januar | 2 | 15 | 0 | 0 | 0 | 0 | 0 | 1.024 | 3.714 | 0 | 4.738
340 | 2018-01-15 03:00 | 1 | Januar | 3 | 15 | 0 | 0 | 0 | 0 | 0 | 1.0345 | 3.6898 | 0 | 4.7242
341 | 2018-01-15 04:00 | 1 | Januar | 4 | 15 | 0 | 0 | 0 | 0 | 0 | 1.1645 | 3.9456 | 0 | 5.1101
342 | 2018-01-15 05:00 | 1 | Januar | 5 | 15 | 0 | 0 | 0 | 0 | 0 | 1.8896 | 4.0765 | 0 | 5.9661
343 | 2018-01-15 06:00 | 1 | Januar | 6 | 15 | 0 | 0 | 0 | 0 | 0 | 2.5495 | 4.5719 | 0 | 7.1214
344 | 2018-01-15 07:00 | 1 | Januar | 7 | 15 | 0 | 0 | 0 | 0 | 0 | 2.6183 | 4.4457 | 0 | 7.064
345 | 2018-01-15 08:00 | 1 | Januar | 8 | 15 | 0.65254 | 0.65254 | 0.65254 | 0 | 0 | 2.8353 | 2.5588 | 0 | 5.3941
346 | 2018-01-15 09:00 | 1 | Januar | 9 | 15 | 2.3491 | 2.3491 | 2.3491 | 0 | 0 | 1.5997 | 1.5996 | 0 | 3.1993
347 | 2018-01-15 10:00 | 1 | Januar | 10 | 15 | 2.0446 | 2.0446 | 2.0446 | 0 | 0 | 1.9395 | 1.4372 | 0 | 3.3767
348 | 2018-01-15 11:00 | 1 | Januar | 11 | 15 | 2.9582 | 2.9582 | 2.9582 | 0 | 0 | 1.2336 | 1.7619 | 0 | 2.9955
349 | 2018-01-15 12:00 | 1 | Januar | 12 | 15 | 3.3497 | 3.3497 | 3.3497 | 0 | 0 | 0.82151 | 2.0866 | 0 | 2.9082
350 | 2018-01-15 13:00 | 1 | Januar | 13 | 15 | 0.52203 | 0.52203 | 0.52203 | 0 | 0 | 3.4121 | 2.7931 | 0 | 6.2052
351 | 2018-01-15 14:00 | 1 | Januar | 14 | 15 | 1.1311 | 1.1311 | 1.1311 | 0 | 0 | 2.6264 | 1.2694 | 0 | 3.8959
352 | 2018-01-15 15:00 | 1 | Januar | 15 | 15 | 0.65254 | 0.65254 | 0.65254 | 0 | 0 | 3.1117 | 1.2694 | 0 | 4.3811
353 | 2018-01-15 16:00 | 1 | Januar | 16 | 15 | 0 | 0 | 0 | 0 | 0 | 6.0146 | 2.9834 | 0 | 8.998
354 | 2018-01-15 17:00 | 1 | Januar | 17 | 15 | 0 | 0 | 0 | 0 | 0 | 4.3228 | 2.8502 | 0 | 7.173
355 | 2018-01-15 18:00 | 1 | Januar | 18 | 15 | 0 | 0 | 0 | 0 | 0 | 4.0951 | 2.5035 | 0 | 6.5986
356 | 2018-01-15 19:00 | 1 | Januar | 19 | 15 | 0 | 0 | 0 | 0 | 0 | 3.2011 | 2.3276 | 0 | 5.5287
357 | 2018-01-15 20:00 | 1 | Januar | 20 | 15 | 0 | 0 | 0 | 0 | 0 | 2.7438 | 2.4183 | 0 | 5.1621
358 | 2018-01-15 21:00 | 1 | Januar | 21 | 15 | 0 | 0 | 0 | 0 | 0 | 2.336 | 2.2419 | 0 | 4.5779
359 | 2018-01-15 22:00 | 1 | Januar | 22 | 15 | 0 | 0 | 0 | 0 | 0 | 1.8279 | 2.5362 | 0 | 4.364
360 | 2018-01-15 23:00 | 1 | Januar | 23 | 15 | 0 | 0 | 0 | 0 | 0 | 1.3563 | 2.5719 | 0 | 3.9281
361 | 2018-01-16 | 1 | Januar | 0 | 16 | 0 | 0 | 0 | 0 | 0 | 1.1016 | 2.7462 | 0 | 3.8478
362 | 2018-01-16 01:00 | 1 | Januar | 1 | 16 | 0 | 0 | 0 | 0 | 0 | 1.0416 | 2.8932 | 0 | 3.9349
363 | 2018-01-16 02:00 | 1 | Januar | 2 | 16 | 0 | 0 | 0 | 0 | 0 | 1.024 | 3.1926 | 0 | 4.2166
364 | 2018-01-16 03:00 | 1 | Januar | 3 | 16 | 0 | 0 | 0 | 0 | 0 | 1.0345 | 3.2471 | 0 | 4.2815
365 | 2018-01-16 04:00 | 1 | Januar | 4 | 16 | 0 | 0 | 0 | 0 | 0 | 1.1645 | 3.6222 | 0 | 4.7868
366 | 2018-01-16 05:00 | 1 | Januar | 5 | 16 | 0 | 0 | 0 | 0 | 0 | 1.8896 | 3.8318 | 0 | 5.7213
367 | 2018-01-16 06:00 | 1 | Januar | 6 | 16 | 0 | 0 | 0 | 0 | 0 | 2.5495 | 4.3854 | 0 | 6.9349
368 | 2018-01-16 07:00 | 1 | Januar | 7 | 16 | 0 | 0 | 0 | 0 | 0 | 2.6183 | 4.2435 | 0 | 6.8619
369 | 2018-01-16 08:00 | 1 | Januar | 8 | 16 | 0.17401 | 0.17401 | 0.17401 | 0 | 0 | 3.3138 | 4.4762 | 0 | 7.79
370 | 2018-01-16 09:00 | 1 | Januar | 9 | 16 | 0.52203 | 0.52203 | 0.52203 | 0 | 0 | 3.4268 | 4.1584 | 0 | 7.5853
371 | 2018-01-16 10:00 | 1 | Januar | 10 | 16 | 0.95706 | 0.95706 | 0.95706 | 0 | 0 | 3.027 | 3.9416 | 0 | 6.9687
372 | 2018-01-16 11:00 | 1 | Januar | 11 | 16 | 1.1311 | 1.1311 | 1.1311 | 0 | 0 | 3.0607 | 4.2457 | 0 | 7.3064
373 | 2018-01-16 12:00 | 1 | Januar | 12 | 16 | 1.1311 | 1.1311 | 1.1311 | 0 | 0 | 3.0401 | 4.5973 | 0 | 7.6374
374 | 2018-01-16 13:00 | 1 | Januar | 13 | 16 | 0.95706 | 0.95706 | 0.95706 | 0 | 0 | 2.9771 | 4.2002 | 0 | 7.1773
375 | 2018-01-16 14:00 | 1 | Januar | 14 | 16 | 0.60904 | 0.60904 | 0.60904 | 0 | 0 | 3.1485 | 3.8998 | 0 | 7.0483
376 | 2018-01-16 15:00 | 1 | Januar | 15 | 16 | 0.17401 | 0.17401 | 0.17401 | 0 | 0 | 3.5902 | 3.9721 | 0 | 7.5623
377 | 2018-01-16 16:00 | 1 | Januar | 16 | 16 | 0 | 0 | 0 | 0 | 0 | 6.0146 | 4.2634 | 0 | 10.2779
378 | 2018-01-16 17:00 | 1 | Januar | 17 | 16 | 0 | 0 | 0 | 0 | 0 | 4.3228 | 3.9885 | 0 | 8.3113
379 | 2018-01-16 18:00 | 1 | Januar | 18 | 16 | 0 | 0 | 0 | 0 | 0 | 4.0951 | 3.6416 | 0 | 7.7367
380 | 2018-01-16 19:00 | 1 | Januar | 19 | 16 | 0 | 0 | 0 | 0 | 0 | 3.2011 | 3.4658 | 0 | 6.6669
381 | 2018-01-16 20:00 | 1 | Januar | 20 | 16 | 0 | 0 | 0 | 0 | 0 | 2.7438 | 3.5566 | 0 | 6.3004
382 | 2018-01-16 21:00 | 1 | Januar | 21 | 16 | 0 | 0 | 0 | 0 | 0 | 2.336 | 3.3802 | 0 | 5.7162
383 | 2018-01-16 22:00 | 1 | Januar | 22 | 16 | 0 | 0 | 0 | 0 | 0 | 1.8279 | 3.8895 | 0 | 5.7173
384 | 2018-01-16 23:00 | 1 | Januar | 23 | 16 | 0 | 0 | 0 | 0 | 0 | 1.3563 | 4.2111 | 0 | 5.5674
385 | 2018-01-17 | 1 | Januar | 0 | 17 | 0 | 0 | 0 | 0 | 0 | 1.1016 | 4.2715 | 0 | 5.3731
386 | 2018-01-17 01:00 | 1 | Januar | 1 | 17 | 0 | 0 | 0 | 0 | 0 | 1.0416 | 4.264 | 0 | 5.3057
387 | 2018-01-17 02:00 | 1 | Januar | 2 | 17 | 0 | 0 | 0 | 0 | 0 | 1.024 | 4.4523 | 0 | 5.4763
388 | 2018-01-17 03:00 | 1 | Januar | 3 | 17 | 0 | 0 | 0 | 0 | 0 | 1.0345 | 4.4281 | 0 | 5.4626
389 | 2018-01-17 04:00 | 1 | Januar | 4 | 17 | 0 | 0 | 0 | 0 | 0 | 1.1645 | 4.7056 | 0 | 5.8701
390 | 2018-01-17 05:00 | 1 | Januar | 5 | 17 | 0 | 0 | 0 | 0 | 0 | 1.8896 | 4.8581 | 0 | 6.7477
391 | 2018-01-17 06:00 | 1 | Januar | 6 | 17 | 0 | 0 | 0 | 0 | 0 | 2.5495 | 5.3983 | 0 | 7.9478
392 | 2018-01-17 07:00 | 1 | Januar | 7 | 17 | 0 | 0 | 0 | 0 | 0 | 2.6183 | 5.2719 | 0 | 7.8903
393 | 2018-01-17 08:00 | 1 | Januar | 8 | 17 | 0.17401 | 0.17401 | 0.17401 | 0 | 0 | 3.3138 | 4.8394 | 0 | 8.1532
394 | 2018-01-17 09:00 | 1 | Januar | 9 | 17 | 0.43503 | 0.43503 | 0.43503 | 0 | 0 | 3.5138 | 4.3149 | 0 | 7.8287
395 | 2018-01-17 10:00 | 1 | Januar | 10 | 17 | 0.69604 | 0.69604 | 0.69604 | 0 | 0 | 3.288 | 3.9069 | 0 | 7.195
396 | 2018-01-17 11:00 | 1 | Januar | 11 | 17 | 0.95706 | 0.95706 | 0.95706 | 0 | 0 | 3.2347 | 3.9531 | 0 | 7.1878
397 | 2018-01-17 12:00 | 1 | Januar | 12 | 17 | 0.95706 | 0.95706 | 0.95706 | 0 | 0 | 3.2142 | 4.363 | 0 | 7.5772
398 | 2018-01-17 13:00 | 1 | Januar | 13 | 17 | 0.78305 | 0.78305 | 0.78305 | 0 | 0 | 3.1511 | 1.5996 | 0 | 4.7507
399 | 2018-01-17 14:00 | 1 | Januar | 14 | 17 | 0.43503 | 0.43503 | 0.43503 | 0 | 0 | 3.3225 | 1.2694 | 0 | 4.5919
400 | 2018-01-17 15:00 | 1 | Januar | 15 | 17 | 0.17401 | 0.17401 | 0.17401 | 0 | 0 | 3.5902 | 1.2694 | 0 | 4.8597
401 | 2018-01-17 16:00 | 1 | Januar | 16 | 17 | 0 | 0 | 0 | 0 | 0 | 6.0146 | 1.5996 | 0 | 7.6141
402 | 2018-01-17 17:00 | 1 | Januar | 17 | 17 | 0 | 0 | 0 | 0 | 0 | 4.3228 | 3.4766 | 0 | 7.7994
403 | 2018-01-17 18:00 | 1 | Januar | 18 | 17 | 0 | 0 | 0 | 0 | 0 | 4.0951 | 3.2804 | 0 | 7.3755
404 | 2018-01-17 19:00 | 1 | Januar | 19 | 17 | 0 | 0 | 0 | 0 | 0 | 3.2011 | 3.1236 | 0 | 6.3247
405 | 2018-01-17 20:00 | 1 | Januar | 20 | 17 | 0 | 0 | 0 | 0 | 0 | 2.7438 | 3.2335 | 0 | 5.9772
406 | 2018-01-17 21:00 | 1 | Januar | 21 | 17 | 0 | 0 | 0 | 0 | 0 | 2.336 | 3.0761 | 0 | 5.4121
407 | 2018-01-17 22:00 | 1 | Januar | 22 | 17 | 0 | 0 | 0 | 0 | 0 | 1.8279 | 3.4086 | 0 | 5.2364
408 | 2018-01-17 23:00 | 1 | Januar | 23 | 17 | 0 | 0 | 0 | 0 | 0 | 1.3563 | 3.4634 | 0 | 4.8197
409 | 2018-01-18 | 1 | Januar | 0 | 18 | 0 | 0 | 0 | 0 | 0 | 1.1016 | 3.6567 | 0 | 4.7583
410 | 2018-01-18 01:00 | 1 | Januar | 1 | 18 | 0 | 0 | 0 | 0 | 0 | 1.0416 | 3.8418 | 0 | 4.8834
411 | 2018-01-18 02:00 | 1 | Januar | 2 | 18 | 0 | 0 | 0 | 0 | 0 | 1.024 | 4.1791 | 0 | 5.2031
412 | 2018-01-18 03:00 | 1 | Januar | 3 | 18 | 0 | 0 | 0 | 0 | 0 | 1.0345 | 4.2525 | 0 | 5.287
413 | 2018-01-18 04:00 | 1 | Januar | 4 | 18 | 0 | 0 | 0 | 0 | 0 | 1.1645 | 4.7587 | 0 | 5.9232
414 | 2018-01-18 05:00 | 1 | Januar | 5 | 18 | 0 | 0 | 0 | 0 | 0 | 1.8896 | 5.4443 | 0 | 7.3339
415 | 2018-01-18 06:00 | 1 | Januar | 6 | 18 | 0 | 0 | 0 | 0 | 0 | 2.5495 | 6.0907 | 0 | 8.6402
416 | 2018-01-18 07:00 | 1 | Januar | 7 | 18 | 0 | 0 | 0 | 0 | 0 | 2.6183 | 6.0089 | 0 | 8.6273
417 | 2018-01-18 08:00 | 1 | Januar | 8 | 18 | 0.26102 | 0.26102 | 0.26102 | 0 | 0 | 3.2268 | 5.5973 | 0 | 8.8241
418 | 2018-01-18 09:00 | 1 | Januar | 9 | 18 | 0.87005 | 0.87005 | 0.87005 | 0 | 0 | 3.0788 | 5.1731 | 0 | 8.2519
419 | 2018-01-18 10:00 | 1 | Januar | 10 | 18 | 1.0441 | 1.0441 | 1.0441 | 0 | 0 | 2.94 | 5.1932 | 0 | 8.1332
420 | 2018-01-18 11:00 | 1 | Januar | 11 | 18 | 1.0441 | 1.0441 | 1.0441 | 0 | 0 | 3.1477 | 5.4882 | 0 | 8.6359
421 | 2018-01-18 12:00 | 1 | Januar | 12 | 18 | 1.3051 | 1.3051 | 1.3051 | 0 | 0 | 2.8661 | 5.8151 | 0 | 8.6812
422 | 2018-01-18 13:00 | 1 | Januar | 13 | 18 | 1.7401 | 1.7401 | 1.7401 | 0 | 0 | 2.1941 | 5.443 | 0 | 7.6371
423 | 2018-01-18 14:00 | 1 | Januar | 14 | 18 | 1.2181 | 1.2181 | 1.2181 | 0 | 0 | 2.5394 | 5.3045 | 0 | 7.8439
424 | 2018-01-18 15:00 | 1 | Januar | 15 | 18 | 0.65254 | 0.65254 | 0.65254 | 0 | 0 | 3.1117 | 5.0306 | 0 | 8.1423
425 | 2018-01-18 16:00 | 1 | Januar | 16 | 18 | 0 | 0 | 0 | 0 | 0 | 6.0146 | 5.3632 | 0 | 11.3777
426 | 2018-01-18 17:00 | 1 | Januar | 17 | 18 | 0 | 0 | 0 | 0 | 0 | 4.3228 | 5.069 | 0 | 9.3919
427 | 2018-01-18 18:00 | 1 | Januar | 18 | 18 | 0 | 0 | 0 | 0 | 0 | 4.0951 | 4.7029 | 0 | 8.798
428 | 2018-01-18 19:00 | 1 | Januar | 19 | 18 | 0 | 0 | 0 | 0 | 0 | 3.2011 | 5.1139 | 0 | 8.315
429 | 2018-01-18 20:00 | 1 | Januar | 20 | 18 | 0 | 0 | 0 | 0 | 0 | 2.7438 | 5.2262 | 0 | 7.97
430 | 2018-01-18 21:00 | 1 | Januar | 21 | 18 | 0 | 0 | 0 | 0 | 0 | 2.336 | 5.0147 | 0 | 7.3507
431 | 2018-01-18 22:00 | 1 | Januar | 22 | 18 | 0 | 0 | 0 | 0 | 0 | 1.8279 | 5.2959 | 0 | 7.1238
432 | 2018-01-18 23:00 | 1 | Januar | 23 | 18 | 0 | 0 | 0 | 0 | 0 | 1.3563 | 5.3618 | 0 | 6.7181
433 | 2018-01-19 | 1 | Januar | 0 | 19 | 0 | 0 | 0 | 0 | 0 | 1.1016 | 5.3355 | 0 | 6.4371
434 | 2018-01-19 01:00 | 1 | Januar | 1 | 19 | 0 | 0 | 0 | 0 | 0 | 1.0416 | 5.3497 | 0 | 6.3913
435 | 2018-01-19 02:00 | 1 | Januar | 2 | 19 | 0 | 0 | 0 | 0 | 0 | 1.024 | 5.4076 | 0 | 6.4316
436 | 2018-01-19 03:00 | 1 | Januar | 3 | 19 | 0 | 0 | 0 | 0 | 0 | 1.0345 | 5.34 | 0 | 6.3745
437 | 2018-01-19 04:00 | 1 | Januar | 4 | 19 | 0 | 0 | 0 | 0 | 0 | 1.1645 | 5.5957 | 0 | 6.7603
438 | 2018-01-19 05:00 | 1 | Januar | 5 | 19 | 0 | 0 | 0 | 0 | 0 | 1.8896 | 5.7263 | 0 | 7.6158
439 | 2018-01-19 06:00 | 1 | Januar | 6 | 19 | 0 | 0 | 0 | 0 | 0 | 2.5495 | 6.2912 | 0 | 8.8408
440 | 2018-01-19 07:00 | 1 | Januar | 7 | 19 | 0 | 0 | 0 | 0 | 0 | 2.6183 | 6.1647 | 0 | 8.7831
441 | 2018-01-19 08:00 | 1 | Januar | 8 | 19 | 0.65254 | 0.65254 | 0.65254 | 0 | 0 | 2.8353 | 5.6632 | 0 | 8.4985
442 | 2018-01-19 09:00 | 1 | Januar | 9 | 19 | 1.7836 | 1.7836 | 1.7836 | 0 | 0 | 2.1652 | 5.1481 | 0 | 7.3134
443 | 2018-01-19 10:00 | 1 | Januar | 10 | 19 | 2.8277 | 2.8277 | 2.8277 | 0 | 0 | 1.1564 | 5.0907 | 0 | 6.2471
444 | 2018-01-19 11:00 | 1 | Januar | 11 | 19 | 3.3497 | 3.3497 | 3.3497 | 0 | 0 | 0.84207 | 5.2954 | 0 | 6.1374
445 | 2018-01-19 12:00 | 1 | Januar | 12 | 19 | 3.3497 | 3.3497 | 3.3497 | 0 | 0 | 0.82151 | 5.5582 | 0 | 6.3798
446 | 2018-01-19 13:00 | 1 | Januar | 13 | 19 | 3.0017 | 3.0017 | 3.0017 | 0 | 0 | 0.93248 | 5.1119 | 0 | 6.0444
447 | 2018-01-19 14:00 | 1 | Januar | 14 | 19 | 2.0011 | 2.0011 | 2.0011 | 0 | 0 | 1.7564 | 4.9293 | 0 | 6.6857
448 | 2018-01-19 15:00 | 1 | Januar | 15 | 19 | 0.91355 | 0.91355 | 0.91355 | 0 | 0 | 2.8507 | 4.7531 | 0 | 7.6038
449 | 2018-01-19 16:00 | 1 | Januar | 16 | 19 | 0 | 0 | 0 | 0 | 0 | 6.0146 | 5.072 | 0 | 11.0866
450 | 2018-01-19 17:00 | 1 | Januar | 17 | 19 | 0 | 0 | 0 | 0 | 0 | 4.3228 | 4.7646 | 0 | 9.0875
451 | 2018-01-19 18:00 | 1 | Januar | 18 | 19 | 0 | 0 | 0 | 0 | 0 | 4.0951 | 4.3413 | 0 | 8.4364
452 | 2018-01-19 19:00 | 1 | Januar | 19 | 19 | 0 | 0 | 0 | 0 | 0 | 3.2011 | 4.4598 | 0 | 7.661
453 | 2018-01-19 20:00 | 1 | Januar | 20 | 19 | 0 | 0 | 0 | 0 | 0 | 2.7438 | 4.7041 | 0 | 7.4478
454 | 2018-01-19 21:00 | 1 | Januar | 21 | 19 | 0 | 0 | 0 | 0 | 0 | 2.336 | 4.4492 | 0 | 6.7852
455 | 2018-01-19 22:00 | 1 | Januar | 22 | 19 | 0 | 0 | 0 | 0 | 0 | 1.8279 | 4.6872 | 0 | 6.515
456 | 2018-01-19 23:00 | 1 | Januar | 23 | 19 | 0 | 0 | 0 | 0 | 0 | 1.3563 | 4.6663 | 0 | 6.0226
457 | 2018-01-20 | 1 | Januar | 0 | 20 | 0 | 0 | 0 | 0 | 0 | 1.2657 | 4.8833 | 0 | 6.149
458 | 2018-01-20 01:00 | 1 | Januar | 1 | 20 | 0 | 0 | 0 | 0 | 0 | 1.0844 | 4.8613 | 0 | 5.9457
459 | 2018-01-20 02:00 | 1 | Januar | 2 | 20 | 0 | 0 | 0 | 0 | 0 | 1.0441 | 4.8491 | 0 | 5.8933
460 | 2018-01-20 03:00 | 1 | Januar | 3 | 20 | 0 | 0 | 0 | 0 | 0 | 1.0236 | 4.854 | 0 | 5.8776
461 | 2018-01-20 04:00 | 1 | Januar | 4 | 20 | 0 | 0 | 0 | 0 | 0 | 1.0504 | 4.8476 | 0 | 5.898
462 | 2018-01-20 05:00 | 1 | Januar | 5 | 20 | 0 | 0 | 0 | 0 | 0 | 1.269 | 4.9796 | 0 | 6.2487
463 | 2018-01-20 06:00 | 1 | Januar | 6 | 20 | 0 | 0 | 0 | 0 | 0 | 1.7532 | 5.1359 | 0 | 6.8891
464 | 2018-01-20 07:00 | 1 | Januar | 7 | 20 | 0 | 0 | 0 | 0 | 0 | 2.3867 | 5.222 | 0 | 7.6087
465 | 2018-01-20 08:00 | 1 | Januar | 8 | 20 | 0.17401 | 0.17401 | 0.17401 | 0 | 0 | 2.5819 | 5.1493 | 0 | 7.7312
466 | 2018-01-20 09:00 | 1 | Januar | 9 | 20 | 0.43503 | 0.43503 | 0.43503 | 0 | 0 | 2.4241 | 4.85 | 0 | 7.2742
467 | 2018-01-20 10:00 | 1 | Januar | 10 | 20 | 0.78305 | 0.78305 | 0.78305 | 0 | 0 | 2.1961 | 4.3914 | 0 | 6.5875
468 | 2018-01-20 11:00 | 1 | Januar | 11 | 20 | 0.78305 | 0.78305 | 0.78305 | 0 | 0 | 2.3908 | 4.6153 | 0 | 7.0061
469 | 2018-01-20 12:00 | 1 | Januar | 12 | 20 | 0.78305 | 0.78305 | 0.78305 | 0 | 0 | 2.3778 | 4.7224 | 0 | 7.1002
470 | 2018-01-20 13:00 | 1 | Januar | 13 | 20 | 4.4373 | 2.9531 | 4.4373 | 0 | 0 | 0 | 3.3784 | 0 | 3.3784
471 | 2018-01-20 14:00 | 1 | Januar | 14 | 20 | 3.1322 | 2.7908 | 3.1322 | 0 | 0 | 0 | 4.4523 | 0 | 4.4523
472 | 2018-01-20 15:00 | 1 | Januar | 15 | 20 | 1.4356 | 1.4356 | 1.4356 | 0 | 0 | 1.3716 | 4.9566 | 0 | 6.3282
473 | 2018-01-20 16:00 | 1 | Januar | 16 | 20 | 0 | 0 | 0 | 0 | 0 | 3.4071 | 5.5339 | 0 | 8.9411
474 | 2018-01-20 17:00 | 1 | Januar | 17 | 20 | 0 | 0 | 0 | 0 | 0 | 3.8921 | 5.0699 | 0 | 8.962
475 | 2018-01-20 18:00 | 1 | Januar | 18 | 20 | 0 | 0 | 0 | 0 | 0 | 3.9043 | 4.4258 | 0 | 8.3301
476 | 2018-01-20 19:00 | 1 | Januar | 19 | 20 | 0 | 0 | 0 | 0 | 0 | 3.2636 | 4.6218 | 0 | 7.8854
477 | 2018-01-20 20:00 | 1 | Januar | 20 | 20 | 0 | 0 | 0 | 0 | 0 | 2.6284 | 4.5308 | 0 | 7.1592
478 | 2018-01-20 21:00 | 1 | Januar | 21 | 20 | 0 | 0 | 0 | 0 | 0 | 2.4337 | 4.5989 | 0 | 7.0326
479 | 2018-01-20 22:00 | 1 | Januar | 22 | 20 | 0 | 0 | 0 | 0 | 0 | 2.122 | 4.812 | 0 | 6.934
480 | 2018-01-20 23:00 | 1 | Januar | 23 | 20 | 0 | 0 | 0 | 0 | 0 | 1.5031 | 4.8481 | 0 | 6.3512
481 | 2018-01-21 | 1 | Januar | 0 | 21 | 0 | 0 | 0 | 0 | 0 | 1.6898 | 4.9122 | 0 | 6.602
482 | 2018-01-21 01:00 | 1 | Januar | 1 | 21 | 0 | 0 | 0 | 0 | 0 | 1.3223 | 5.1083 | 0 | 6.4306
483 | 2018-01-21 02:00 | 1 | Januar | 2 | 21 | 0 | 0 | 0 | 0 | 0 | 1.1343 | 5.2617 | 0 | 6.3961
484 | 2018-01-21 03:00 | 1 | Januar | 3 | 21 | 0 | 0 | 0 | 0 | 0 | 1.0685 | 5.3209 | 0 | 6.3893
485 | 2018-01-21 04:00 | 1 | Januar | 4 | 21 | 0 | 0 | 0 | 0 | 0 | 1.0278 | 5.3957 | 0 | 6.4235
486 | 2018-01-21 05:00 | 1 | Januar | 5 | 21 | 0 | 0 | 0 | 0 | 0 | 1.0261 | 5.4178 | 0 | 6.4439
487 | 2018-01-21 06:00 | 1 | Januar | 6 | 21 | 0 | 0 | 0 | 0 | 0 | 1.0651 | 5.3933 | 0 | 6.4584
488 | 2018-01-21 07:00 | 1 | Januar | 7 | 21 | 0 | 0 | 0 | 0 | 0 | 1.217 | 5.4243 | 0 | 6.6413
489 | 2018-01-21 08:00 | 1 | Januar | 8 | 21 | 0.91355 | 0.91355 | 0.91355 | 0 | 0 | 0.94999 | 3.5651 | 0 | 4.5151
490 | 2018-01-21 09:00 | 1 | Januar | 9 | 21 | 2.6537 | 2.6537 | 2.6537 | 0 | 0 | 0.048595 | 4.5467 | 0 | 4.5953
491 | 2018-01-21 10:00 | 1 | Januar | 10 | 21 | 4.6548 | 3.301 | 4.6548 | 0 | 0 | 0 | 2.622 | 0 | 2.622
492 | 2018-01-21 11:00 | 1 | Januar | 11 | 21 | 1.1311 | 1.1311 | 1.1311 | 0 | 0 | 2.6499 | 4.1608 | 0 | 6.8107
493 | 2018-01-21 12:00 | 1 | Januar | 12 | 21 | 2.6972 | 2.6972 | 2.6972 | 0 | 0 | 1.1497 | 2.4017 | 0 | 3.5514
494 | 2018-01-21 13:00 | 1 | Januar | 13 | 21 | 0.34802 | 0.34802 | 0.34802 | 0 | 0 | 2.9336 | 2.4325 | 0 | 5.3662
495 | 2018-01-21 14:00 | 1 | Januar | 14 | 21 | 2.0881 | 2.0881 | 2.0881 | 0 | 0 | 0.57427 | 1.0124 | 0 | 1.5866
496 | 2018-01-21 15:00 | 1 | Januar | 15 | 21 | 1.7836 | 1.7836 | 1.7836 | 0 | 0 | 0.55111 | 0.85001 | 0 | 1.4011
497 | 2018-01-21 16:00 | 1 | Januar | 16 | 21 | 0.087005 | 0.087005 | 0.087005 | 0 | 0 | 2.0816 | 3.5011 | 0 | 5.5826
498 | 2018-01-21 17:00 | 1 | Januar | 17 | 21 | 0 | 0 | 0 | 0 | 0 | 2.4874 | 5.11 | 0 | 7.5975
499 | 2018-01-21 18:00 | 1 | Januar | 18 | 21 | 0 | 0 | 0 | 0 | 0 | 3.0027 | 5.0292 | 0 | 8.0319
500 | 2018-01-21 19:00 | 1 | Januar | 19 | 21 | 0 | 0 | 0 | 0 | 0 | 3.3362 | 4.7552 | 0 | 8.0915
501 | 2018-01-21 20:00 | 1 | Januar | 20 | 21 | 0 | 0 | 0 | 0 | 0 | 3.0652 | 5.0382 | 0 | 8.1033
502 | 2018-01-21 21:00 | 1 | Januar | 21 | 21 | 0 | 0 | 0 | 0 | 0 | 2.6523 | 4.9368 | 0 | 7.5891
503 | 2018-01-21 22:00 | 1 | Januar | 22 | 21 | 0 | 0 | 0 | 0 | 0 | 2.3037 | 5.2676 | 0 | 7.5712
504 | 2018-01-21 23:00 | 1 | Januar | 23 | 21 | 0 | 0 | 0 | 0 | 0 | 1.3563 | 5.4908 | 0 | 6.8471
505 | 2018-01-22 | 1 | Januar | 0 | 22 | 0 | 0 | 0 | 0 | 0 | 1.1016 | 5.6819 | 0 | 6.7835
506 | 2018-01-22 01:00 | 1 | Januar | 1 | 22 | 0 | 0 | 0 | 0 | 0 | 1.0416 | 5.8699 | 0 | 6.9115
507 | 2018-01-22 02:00 | 1 | Januar | 2 | 22 | 0 | 0 | 0 | 0 | 0 | 1.024 | 6.1885 | 0 | 7.2125
508 | 2018-01-22 03:00 | 1 | Januar | 3 | 22 | 0 | 0 | 0 | 0 | 0 | 1.0345 | 6.2946 | 0 | 7.3291
509 | 2018-01-22 04:00 | 1 | Januar | 4 | 22 | 0 | 0 | 0 | 0 | 0 | 1.1645 | 6.6806 | 0 | 7.8452
510 | 2018-01-22 05:00 | 1 | Januar | 5 | 22 | 0 | 0 | 0 | 0 | 0 | 1.8896 | 6.9192 | 0 | 8.8088
511 | 2018-01-22 06:00 | 1 | Januar | 6 | 22 | 0 | 0 | 0 | 0 | 0 | 2.5495 | 7.6076 | 0 | 10.1571
512 | 2018-01-22 07:00 | 1 | Januar | 7 | 22 | 0 | 0 | 0 | 0 | 0 | 2.6183 | 7.5478 | 0 | 10.1662
513 | 2018-01-22 08:00 | 1 | Januar | 8 | 22 | 0.43503 | 0.43503 | 0.43503 | 0 | 0 | 3.0528 | 4.0197 | 0 | 7.0725
514 | 2018-01-22 09:00 | 1 | Januar | 9 | 22 | 1.2181 | 1.2181 | 1.2181 | 0 | 0 | 2.7308 | 2.2946 | 0 | 5.0254
515 | 2018-01-22 10:00 | 1 | Januar | 10 | 22 | 1.9141 | 1.9141 | 1.9141 | 0 | 0 | 2.07 | 1.5736 | 0 | 3.6436
516 | 2018-01-22 11:00 | 1 | Januar | 11 | 22 | 2.2621 | 2.2621 | 2.2621 | 0 | 0 | 1.9296 | 1.7619 | 0 | 3.6916
517 | 2018-01-22 12:00 | 1 | Januar | 12 | 22 | 2.2621 | 2.2621 | 2.2621 | 0 | 0 | 1.9091 | 2.0866 | 0 | 3.9957
518 | 2018-01-22 13:00 | 1 | Januar | 13 | 22 | 2.0011 | 2.0011 | 2.0011 | 0 | 0 | 1.933 | 1.5996 | 0 | 3.5326
519 | 2018-01-22 14:00 | 1 | Januar | 14 | 22 | 1.3051 | 1.3051 | 1.3051 | 0 | 0 | 2.4524 | 1.2694 | 0 | 3.7219
520 | 2018-01-22 15:00 | 1 | Januar | 15 | 22 | 0.60904 | 0.60904 | 0.60904 | 0 | 0 | 3.1552 | 2.9751 | 0 | 6.1303
521 | 2018-01-22 16:00 | 1 | Januar | 16 | 22 | 0 | 0 | 0 | 0 | 0 | 6.0146 | 5.9366 | 0 | 11.9512
522 | 2018-01-22 17:00 | 1 | Januar | 17 | 22 | 0 | 0 | 0 | 0 | 0 | 4.3228 | 5.6725 | 0 | 9.9953
523 | 2018-01-22 18:00 | 1 | Januar | 18 | 22 | 0 | 0 | 0 | 0 | 0 | 4.0951 | 5.3052 | 0 | 9.4003
524 | 2018-01-22 19:00 | 1 | Januar | 19 | 22 | 0 | 0 | 0 | 0 | 0 | 3.2011 | 5.1298 | 0 | 8.3309
525 | 2018-01-22 20:00 | 1 | Januar | 20 | 22 | 0 | 0 | 0 | 0 | 0 | 2.7438 | 5.2026 | 0 | 7.9464
526 | 2018-01-22 21:00 | 1 | Januar | 21 | 22 | 0 | 0 | 0 | 0 | 0 | 2.336 | 5.0078 | 0 | 7.3438
527 | 2018-01-22 22:00 | 1 | Januar | 22 | 22 | 0 | 0 | 0 | 0 | 0 | 1.8279 | 5.3035 | 0 | 7.1314
528 | 2018-01-22 23:00 | 1 | Januar | 23 | 22 | 0 | 0 | 0 | 0 | 0 | 1.3563 | 5.3211 | 0 | 6.6774
529 | 2018-01-23 | 1 | Januar | 0 | 23 | 0 | 0 | 0 | 0 | 0 | 1.1016 | 5.306 | 0 | 6.4076
530 | 2018-01-23 01:00 | 1 | Januar | 1 | 23 | 0 | 0 | 0 | 0 | 0 | 1.0416 | 5.2064 | 0 | 6.248
531 | 2018-01-23 02:00 | 1 | Januar | 2 | 23 | 0 | 0 | 0 | 0 | 0 | 1.024 | 5.3738 | 0 | 6.3978
532 | 2018-01-23 03:00 | 1 | Januar | 3 | 23 | 0 | 0 | 0 | 0 | 0 | 1.0345 | 5.9031 | 0 | 6.9376
533 | 2018-01-23 04:00 | 1 | Januar | 4 | 23 | 0 | 0 | 0 | 0 | 0 | 1.1645 | 6.137 | 0 | 7.3015
534 | 2018-01-23 05:00 | 1 | Januar | 5 | 23 | 0 | 0 | 0 | 0 | 0 | 1.8896 | 6.245 | 0 | 8.1346
535 | 2018-01-23 06:00 | 1 | Januar | 6 | 23 | 0 | 0 | 0 | 0 | 0 | 2.5495 | 6.7796 | 0 | 9.3291
536 | 2018-01-23 07:00 | 1 | Januar | 7 | 23 | 0 | 0 | 0 | 0 | 0 | 2.6183 | 6.6526 | 0 | 9.271
537 | 2018-01-23 08:00 | 1 | Januar | 8 | 23 | 0.78305 | 0.78305 | 0.78305 | 0 | 0 | 2.7048 | 3.8648 | 0 | 6.5696
538 | 2018-01-23 09:00 | 1 | Januar | 9 | 23 | 1.6966 | 1.6966 | 1.6966 | 0 | 0 | 2.2522 | 2.5665 | 0 | 4.8188
539 | 2018-01-23 10:00 | 1 | Januar | 10 | 23 | 2.5666 | 2.5666 | 2.5666 | 0 | 0 | 1.4174 | 1.6209 | 0 | 3.0383
540 | 2018-01-23 11:00 | 1 | Januar | 11 | 23 | 3.1322 | 3.1322 | 3.1322 | 0 | 0 | 1.0596 | 2.2101 | 0 | 3.2696
541 | 2018-01-23 12:00 | 1 | Januar | 12 | 23 | 3.3497 | 3.3497 | 3.3497 | 0 | 0 | 0.82151 | 2.4578 | 0 | 3.2793
542 | 2018-01-23 13:00 | 1 | Januar | 13 | 23 | 2.9582 | 2.9582 | 2.9582 | 0 | 0 | 0.97598 | 1.8881 | 0 | 2.864
543 | 2018-01-23 14:00 | 1 | Januar | 14 | 23 | 2.0881 | 2.0881 | 2.0881 | 0 | 0 | 1.6694 | 1.3177 | 0 | 2.9871
544 | 2018-01-23 15:00 | 1 | Januar | 15 | 23 | 1.0006 | 1.0006 | 1.0006 | 0 | 0 | 2.7637 | 2.8808 | 0 | 5.6445
545 | 2018-01-23 16:00 | 1 | Januar | 16 | 23 | 0 | 0 | 0 | 0 | 0 | 6.0146 | 4.4583 | 0 | 10.4729
546 | 2018-01-23 17:00 | 1 | Januar | 17 | 23 | 0 | 0 | 0 | 0 | 0 | 4.3228 | 4.172 | 0 | 8.4948
547 | 2018-01-23 18:00 | 1 | Januar | 18 | 23 | 0 | 0 | 0 | 0 | 0 | 4.0951 | 3.7854 | 0 | 7.8805
548 | 2018-01-23 19:00 | 1 | Januar | 19 | 23 | 0 | 0 | 0 | 0 | 0 | 3.2011 | 3.5911 | 0 | 6.7922
549 | 2018-01-23 20:00 | 1 | Januar | 20 | 23 | 0 | 0 | 0 | 0 | 0 | 2.7438 | 3.6452 | 0 | 6.389
550 | 2018-01-23 21:00 | 1 | Januar | 21 | 23 | 0 | 0 | 0 | 0 | 0 | 2.336 | 3.4315 | 0 | 5.7675
551 | 2018-01-23 22:00 | 1 | Januar | 22 | 23 | 0 | 0 | 0 | 0 | 0 | 1.8279 | 3.7086 | 0 | 5.5365
552 | 2018-01-23 23:00 | 1 | Januar | 23 | 23 | 0 | 0 | 0 | 0 | 0 | 1.3563 | 3.7074 | 0 | 5.0637
553 | 2018-01-24 | 1 | Januar | 0 | 24 | 0 | 0 | 0 | 0 | 0 | 1.1016 | 3.8632 | 0 | 4.9648
554 | 2018-01-24 01:00 | 1 | Januar | 1 | 24 | 0 | 0 | 0 | 0 | 0 | 1.0416 | 3.9724 | 0 | 5.014
555 | 2018-01-24 02:00 | 1 | Januar | 2 | 24 | 0 | 0 | 0 | 0 | 0 | 1.024 | 4.6513 | 0 | 5.6753
556 | 2018-01-24 03:00 | 1 | Januar | 3 | 24 | 0 | 0 | 0 | 0 | 0 | 1.0345 | 4.8598 | 0 | 5.8943
557 | 2018-01-24 04:00 | 1 | Januar | 4 | 24 | 0 | 0 | 0 | 0 | 0 | 1.1645 | 5.224 | 0 | 6.3885
558 | 2018-01-24 05:00 | 1 | Januar | 5 | 24 | 0 | 0 | 0 | 0 | 0 | 1.8896 | 5.4186 | 0 | 7.3082
559 | 2018-01-24 06:00 | 1 | Januar | 6 | 24 | 0 | 0 | 0 | 0 | 0 | 2.5495 | 6.0409 | 0 | 8.5904
560 | 2018-01-24 07:00 | 1 | Januar | 7 | 24 | 0 | 0 | 0 | 0 | 0 | 2.6183 | 5.9361 | 0 | 8.5544
561 | 2018-01-24 08:00 | 1 | Januar | 8 | 24 | 0.52203 | 0.52203 | 0.52203 | 0 | 0 | 2.9658 | 4.343 | 0 | 7.3088
562 | 2018-01-24 09:00 | 1 | Januar | 9 | 24 | 1.4356 | 1.4356 | 1.4356 | 0 | 0 | 2.5133 | 3.3055 | 0 | 5.8187
563 | 2018-01-24 10:00 | 1 | Januar | 10 | 24 | 2.0011 | 2.0011 | 2.0011 | 0 | 0 | 1.983 | 2.2175 | 0 | 4.2004
564 | 2018-01-24 11:00 | 1 | Januar | 11 | 24 | 2.3056 | 2.3056 | 2.3056 | 0 | 0 | 1.8861 | 2.0588 | 0 | 3.9449
565 | 2018-01-24 12:00 | 1 | Januar | 12 | 24 | 2.3491 | 2.3491 | 2.3491 | 0 | 0 | 1.8221 | 2.0866 | 0 | 3.9087
566 | 2018-01-24 13:00 | 1 | Januar | 13 | 24 | 2.0446 | 2.0446 | 2.0446 | 0 | 0 | 1.8895 | 1.8952 | 0 | 3.7848
567 | 2018-01-24 14:00 | 1 | Januar | 14 | 24 | 1.3921 | 1.3921 | 1.3921 | 0 | 0 | 2.3654 | 2.2124 | 0 | 4.5778
568 | 2018-01-24 15:00 | 1 | Januar | 15 | 24 | 0.60904 | 0.60904 | 0.60904 | 0 | 0 | 3.1552 | 2.9177 | 0 | 6.0728
569 | 2018-01-24 16:00 | 1 | Januar | 16 | 24 | 0 | 0 | 0 | 0 | 0 | 6.0146 | 4.4162 | 0 | 10.4308
570 | 2018-01-24 17:00 | 1 | Januar | 17 | 24 | 0 | 0 | 0 | 0 | 0 | 4.3228 | 4.1326 | 0 | 8.4555
571 | 2018-01-24 18:00 | 1 | Januar | 18 | 24 | 0 | 0 | 0 | 0 | 0 | 4.0951 | 3.7646 | 0 | 7.8597
572 | 2018-01-24 19:00 | 1 | Januar | 19 | 24 | 0 | 0 | 0 | 0 | 0 | 3.2011 | 3.5514 | 0 | 6.7525
573 | 2018-01-24 20:00 | 1 | Januar | 20 | 24 | 0 | 0 | 0 | 0 | 0 | 2.7438 | 3.6248 | 0 | 6.3686
574 | 2018-01-24 21:00 | 1 | Januar | 21 | 24 | 0 | 0 | 0 | 0 | 0 | 2.336 | 3.4113 | 0 | 5.7473
575 | 2018-01-24 22:00 | 1 | Januar | 22 | 24 | 0 | 0 | 0 | 0 | 0 | 1.8279 | 3.6887 | 0 | 5.5166
576 | 2018-01-24 23:00 | 1 | Januar | 23 | 24 | 0 | 0 | 0 | 0 | 0 | 1.3563 | 3.6878 | 0 | 5.044
577 | 2018-01-25 | 1 | Januar | 0 | 25 | 0 | 0 | 0 | 0 | 0 | 1.1016 | 3.9324 | 0 | 5.034
578 | 2018-01-25 01:00 | 1 | Januar | 1 | 25 | 0 | 0 | 0 | 0 | 0 | 1.0416 | 4.239 | 0 | 5.2806
579 | 2018-01-25 02:00 | 1 | Januar | 2 | 25 | 0 | 0 | 0 | 0 | 0 | 1.024 | 4.3838 | 0 | 5.4078
580 | 2018-01-25 03:00 | 1 | Januar | 3 | 25 | 0 | 0 | 0 | 0 | 0 | 1.0345 | 4.403 | 0 | 5.4375
581 | 2018-01-25 04:00 | 1 | Januar | 4 | 25 | 0 | 0 | 0 | 0 | 0 | 1.1645 | 4.6585 | 0 | 5.823
582 | 2018-01-25 05:00 | 1 | Januar | 5 | 25 | 0 | 0 | 0 | 0 | 0 | 1.8896 | 4.8094 | 0 | 6.699
583 | 2018-01-25 06:00 | 1 | Januar | 6 | 25 | 0 | 0 | 0 | 0 | 0 | 2.5495 | 5.3467 | 0 | 7.8963
584 | 2018-01-25 07:00 | 1 | Januar | 7 | 25 | 0 | 0 | 0 | 0 | 0 | 2.6183 | 5.2418 | 0 | 7.8601
585 | 2018-01-25 08:00 | 1 | Januar | 8 | 25 | 1.0876 | 1.0876 | 1.0876 | 0 | 0 | 2.4003 | 4.6591 | 0 | 7.0593
586 | 2018-01-25 09:00 | 1 | Januar | 9 | 25 | 2.1751 | 2.1751 | 2.1751 | 0 | 0 | 1.7737 | 4.0787 | 0 | 5.8524
587 | 2018-01-25 10:00 | 1 | Januar | 10 | 25 | 3.4802 | 3.4802 | 3.4802 | 0 | 0 | 0.50388 | 3.6887 | 0 | 4.1925
588 | 2018-01-25 11:00 | 1 | Januar | 11 | 25 | 4.5678 | 4.1918 | 4.5678 | 0 | 0 | 0 | 3.3388 | 0 | 3.3388
589 | 2018-01-25 12:00 | 1 | Januar | 12 | 25 | 5.1333 | 4.1712 | 5.1333 | 0 | 0 | 0 | 2.9769 | 0 | 2.9769
590 | 2018-01-25 13:00 | 1 | Januar | 13 | 25 | 4.6983 | 3.9342 | 4.6983 | 0 | 0 | 0 | 2.7995 | 0 | 2.7995
591 | 2018-01-25 14:00 | 1 | Januar | 14 | 25 | 3.1757 | 3.1757 | 3.1757 | 0 | 0 | 0.58183 | 3.4888 | 0 | 4.0707
592 | 2018-01-25 15:00 | 1 | Januar | 15 | 25 | 1.5661 | 1.5661 | 1.5661 | 0 | 0 | 2.1981 | 3.6879 | 0 | 5.886
593 | 2018-01-25 16:00 | 1 | Januar | 16 | 25 | 0 | 0 | 0 | 0 | 0 | 6.0146 | 4.1523 | 0 | 10.1669
594 | 2018-01-25 17:00 | 1 | Januar | 17 | 25 | 0 | 0 | 0 | 0 | 0 | 4.3228 | 3.8654 | 0 | 8.1882
595 | 2018-01-25 18:00 | 1 | Januar | 18 | 25 | 0 | 0 | 0 | 0 | 0 | 4.0951 | 3.4779 | 0 | 7.573
596 | 2018-01-25 19:00 | 1 | Januar | 19 | 25 | 0 | 0 | 0 | 0 | 0 | 3.2011 | 3.2649 | 0 | 6.466
597 | 2018-01-25 20:00 | 1 | Januar | 20 | 25 | 0 | 0 | 0 | 0 | 0 | 2.7438 | 3.5655 | 0 | 6.3092
598 | 2018-01-25 21:00 | 1 | Januar | 21 | 25 | 0 | 0 | 0 | 0 | 0 | 2.336 | 3.5734 | 0 | 5.9093
599 | 2018-01-25 22:00 | 1 | Januar | 22 | 25 | 0 | 0 | 0 | 0 | 0 | 1.8279 | 3.835 | 0 | 5.6629
600 | 2018-01-25 23:00 | 1 | Januar | 23 | 25 | 0 | 0 | 0 | 0 | 0 | 1.3563 | 3.837 | 0 | 5.1933
601 | 2018-01-26 | 1 | Januar | 0 | 26 | 0 | 0 | 0 | 0 | 0 | 1.1016 | 3.9415 | 0 | 5.0432
602 | 2018-01-26 01:00 | 1 | Januar | 1 | 26 | 0 | 0 | 0 | 0 | 0 | 1.0416 | 3.9776 | 0 | 5.0193
603 | 2018-01-26 02:00 | 1 | Januar | 2 | 26 | 0 | 0 | 0 | 0 | 0 | 1.024 | 4.1659 | 0 | 5.1899
604 | 2018-01-26 03:00 | 1 | Januar | 3 | 26 | 0 | 0 | 0 | 0 | 0 | 1.0345 | 4.1634 | 0 | 5.1979
605 | 2018-01-26 04:00 | 1 | Januar | 4 | 26 | 0 | 0 | 0 | 0 | 0 | 1.1645 | 4.4622 | 0 | 5.6268
606 | 2018-01-26 05:00 | 1 | Januar | 5 | 26 | 0 | 0 | 0 | 0 | 0 | 1.8896 | 4.6129 | 0 | 6.5024
607 | 2018-01-26 06:00 | 1 | Januar | 6 | 26 | 0 | 0 | 0 | 0 | 0 | 2.5495 | 5.1666 | 0 | 7.7161
608 | 2018-01-26 07:00 | 1 | Januar | 7 | 26 | 0 | 0 | 0 | 0 | 0 | 2.6183 | 5.0094 | 0 | 7.6278
609 | 2018-01-26 08:00 | 1 | Januar | 8 | 26 | 1.0876 | 1.0876 | 1.0876 | 0 | 0 | 2.4003 | 1.9413 | 0 | 4.3416
610 | 2018-01-26 09:00 | 1 | Januar | 9 | 26 | 2.3926 | 2.3926 | 2.3926 | 0 | 0 | 1.5562 | 1.5996 | 0 | 3.1558
611 | 2018-01-26 10:00 | 1 | Januar | 10 | 26 | 3.7847 | 3.7847 | 3.7847 | 0 | 0 | 0.19936 | 1.4372 | 0 | 1.6366
612 | 2018-01-26 11:00 | 1 | Januar | 11 | 26 | 4.8723 | 4.1918 | 4.8723 | 0 | 0 | 0 | 1.0814 | 0 | 1.0814
613 | 2018-01-26 12:00 | 1 | Januar | 12 | 26 | 5.2203 | 4.1712 | 5.2203 | 0 | 0 | 0 | 1.0375 | 0 | 1.0375
614 | 2018-01-26 13:00 | 1 | Januar | 13 | 26 | 4.6983 | 3.9342 | 4.6983 | 0 | 0 | 0 | 0.83545 | 0 | 0.83545
615 | 2018-01-26 14:00 | 1 | Januar | 14 | 26 | 3.5237 | 3.5237 | 3.5237 | 0 | 0 | 0.23381 | 1.2694 | 0 | 1.5033
616 | 2018-01-26 15:00 | 1 | Januar | 15 | 26 | 1.7836 | 1.7836 | 1.7836 | 0 | 0 | 1.9806 | 1.2694 | 0 | 3.2501
617 | 2018-01-26 16:00 | 1 | Januar | 16 | 26 | 0.087005 | 0.087005 | 0.087005 | 0 | 0 | 5.9276 | 1.5996 | 0 | 7.5271
618 | 2018-01-26 17:00 | 1 | Januar | 17 | 26 | 0 | 0 | 0 | 0 | 0 | 4.3228 | 1.4654 | 0 | 5.7883
619 | 2018-01-26 18:00 | 1 | Januar | 18 | 26 | 0 | 0 | 0 | 0 | 0 | 4.0951 | 1.3201 | 0 | 5.4152
620 | 2018-01-26 19:00 | 1 | Januar | 19 | 26 | 0 | 0 | 0 | 0 | 0 | 3.2011 | 1.0124 | 0 | 4.2135
621 | 2018-01-26 20:00 | 1 | Januar | 20 | 26 | 0 | 0 | 0 | 0 | 0 | 2.7438 | 0.85001 | 0 | 3.5938
622 | 2018-01-26 21:00 | 1 | Januar | 21 | 26 | 0 | 0 | 0 | 0 | 0 | 2.336 | 0.51988 | 0 | 2.8559
623 | 2018-01-26 22:00 | 1 | Januar | 22 | 26 | 0 | 0 | 0 | 0 | 0 | 1.8279 | 0.51988 | 0 | 2.3478
624 | 2018-01-26 23:00 | 1 | Januar | 23 | 26 | 0 | 0 | 0 | 0 | 0 | 1.3563 | 0.73577 | 0 | 2.0921
625 | 2018-01-27 | 1 | Januar | 0 | 27 | 0 | 0 | 0 | 0 | 0 | 1.2657 | 2.911 | 0 | 4.1766
626 | 2018-01-27 01:00 | 1 | Januar | 1 | 27 | 0 | 0 | 0 | 0 | 0 | 1.0844 | 3.1253 | 0 | 4.2097
627 | 2018-01-27 02:00 | 1 | Januar | 2 | 27 | 0 | 0 | 0 | 0 | 0 | 1.0441 | 3.2868 | 0 | 4.3309
628 | 2018-01-27 03:00 | 1 | Januar | 3 | 27 | 0 | 0 | 0 | 0 | 0 | 1.0236 | 3.3866 | 0 | 4.4102
629 | 2018-01-27 04:00 | 1 | Januar | 4 | 27 | 0 | 0 | 0 | 0 | 0 | 1.0504 | 3.456 | 0 | 4.5065
630 | 2018-01-27 05:00 | 1 | Januar | 5 | 27 | 0 | 0 | 0 | 0 | 0 | 1.269 | 3.6227 | 0 | 4.8917
631 | 2018-01-27 06:00 | 1 | Januar | 6 | 27 | 0 | 0 | 0 | 0 | 0 | 1.7532 | 3.8341 | 0 | 5.5873
632 | 2018-01-27 07:00 | 1 | Januar | 7 | 27 | 0 | 0 | 0 | 0 | 0 | 2.3867 | 3.8897 | 0 | 6.2764
633 | 2018-01-27 08:00 | 1 | Januar | 8 | 27 | 0.43503 | 0.43503 | 0.43503 | 0 | 0 | 2.3209 | 1.5177 | 0 | 3.8386
634 | 2018-01-27 09:00 | 1 | Januar | 9 | 27 | 0.95706 | 0.95706 | 0.95706 | 0 | 0 | 1.9021 | 1.0124 | 0 | 2.9145
635 | 2018-01-27 10:00 | 1 | Januar | 10 | 27 | 1.3921 | 1.3921 | 1.3921 | 0 | 0 | 1.5871 | 0.68765 | 0 | 2.2747
636 | 2018-01-27 11:00 | 1 | Januar | 11 | 27 | 1.6531 | 1.6531 | 1.6531 | 0 | 0 | 1.5207 | 1.0124 | 0 | 2.5331
637 | 2018-01-27 12:00 | 1 | Januar | 12 | 27 | 1.6531 | 1.6531 | 1.6531 | 0 | 0 | 1.5077 | 1.1747 | 0 | 2.6825
638 | 2018-01-27 13:00 | 1 | Januar | 13 | 27 | 1.3921 | 1.3921 | 1.3921 | 0 | 0 | 1.5611 | 1.1747 | 0 | 2.7358
639 | 2018-01-27 14:00 | 1 | Januar | 14 | 27 | 1.0441 | 1.0441 | 1.0441 | 0 | 0 | 1.7467 | 1.0124 | 0 | 2.7591
640 | 2018-01-27 15:00 | 1 | Januar | 15 | 27 | 0.47853 | 0.47853 | 0.47853 | 0 | 0 | 2.3286 | 1.0124 | 0 | 3.341
641 | 2018-01-27 16:00 | 1 | Januar | 16 | 27 | 0 | 0 | 0 | 0 | 0 | 3.4071 | 1.6672 | 0 | 5.0743
642 | 2018-01-27 17:00 | 1 | Januar | 17 | 27 | 0 | 0 | 0 | 0 | 0 | 3.8921 | 1.3371 | 0 | 5.2292
643 | 2018-01-27 18:00 | 1 | Januar | 18 | 27 | 0 | 0 | 0 | 0 | 0 | 3.9043 | 0.85001 | 0 | 4.7543
644 | 2018-01-27 19:00 | 1 | Januar | 19 | 27 | 0 | 0 | 0 | 0 | 0 | 3.2636 | 0.85001 | 0 | 4.1136
645 | 2018-01-27 20:00 | 1 | Januar | 20 | 27 | 0 | 0 | 0 | 0 | 0 | 2.6284 | 0.51988 | 0 | 3.1483
646 | 2018-01-27 21:00 | 1 | Januar | 21 | 27 | 0 | 0 | 0 | 0 | 0 | 2.4337 | 0.51988 | 0 | 2.9536
647 | 2018-01-27 22:00 | 1 | Januar | 22 | 27 | 0 | 0 | 0 | 0 | 0 | 2.122 | 2.2463 | 0 | 4.3683
648 | 2018-01-27 23:00 | 1 | Januar | 23 | 27 | 0 | 0 | 0 | 0 | 0 | 1.5031 | 3.4603 | 0 | 4.9634
649 | 2018-01-28 | 1 | Januar | 0 | 28 | 0 | 0 | 0 | 0 | 0 | 1.6898 | 3.5481 | 0 | 5.238
650 | 2018-01-28 01:00 | 1 | Januar | 1 | 28 | 0 | 0 | 0 | 0 | 0 | 1.3223 | 3.8074 | 0 | 5.1297
651 | 2018-01-28 02:00 | 1 | Januar | 2 | 28 | 0 | 0 | 0 | 0 | 0 | 1.1343 | 4.0045 | 0 | 5.1388
652 | 2018-01-28 03:00 | 1 | Januar | 3 | 28 | 0 | 0 | 0 | 0 | 0 | 1.0685 | 4.0963 | 0 | 5.1647
653 | 2018-01-28 04:00 | 1 | Januar | 4 | 28 | 0 | 0 | 0 | 0 | 0 | 1.0278 | 4.503 | 0 | 5.5307
654 | 2018-01-28 05:00 | 1 | Januar | 5 | 28 | 0 | 0 | 0 | 0 | 0 | 1.0261 | 4.827 | 0 | 5.8531
655 | 2018-01-28 06:00 | 1 | Januar | 6 | 28 | 0 | 0 | 0 | 0 | 0 | 1.0651 | 4.8234 | 0 | 5.8885
656 | 2018-01-28 07:00 | 1 | Januar | 7 | 28 | 0 | 0 | 0 | 0 | 0 | 1.217 | 4.8493 | 0 | 6.0663
657 | 2018-01-28 08:00 | 1 | Januar | 8 | 28 | 0.73954 | 0.73954 | 0.73954 | 0 | 0 | 1.124 | 1.6381 | 0 | 2.7621
658 | 2018-01-28 09:00 | 1 | Januar | 9 | 28 | 1.6966 | 1.6966 | 1.6966 | 0 | 0 | 1.0057 | 1.1747 | 0 | 2.1804
659 | 2018-01-28 10:00 | 1 | Januar | 10 | 28 | 2.7407 | 2.7407 | 2.7407 | 0 | 0 | 0.56031 | 1.1747 | 0 | 1.735
660 | 2018-01-28 11:00 | 1 | Januar | 11 | 28 | 3.1757 | 3.1757 | 3.1757 | 0 | 0 | 0.60526 | 1.4994 | 0 | 2.1047
661 | 2018-01-28 12:00 | 1 | Januar | 12 | 28 | 3.3062 | 3.3062 | 3.3062 | 0 | 0 | 0.54063 | 1.4994 | 0 | 2.0401
662 | 2018-01-28 13:00 | 1 | Januar | 13 | 28 | 2.9582 | 2.9582 | 2.9582 | 0 | 0 | 0.3235 | 1.3371 | 0 | 1.6606
663 | 2018-01-28 14:00 | 1 | Januar | 14 | 28 | 2.0446 | 2.0446 | 2.0446 | 0 | 0 | 0.61777 | 1.0124 | 0 | 1.6301
664 | 2018-01-28 15:00 | 1 | Januar | 15 | 28 | 0.87005 | 0.87005 | 0.87005 | 0 | 0 | 1.4647 | 0.85001 | 0 | 2.3147
665 | 2018-01-28 16:00 | 1 | Januar | 16 | 28 | 0.087005 | 0.087005 | 0.087005 | 0 | 0 | 2.0816 | 1.0124 | 0 | 3.0939
666 | 2018-01-28 17:00 | 1 | Januar | 17 | 28 | 0 | 0 | 0 | 0 | 0 | 2.4874 | 1.1747 | 0 | 3.6622
667 | 2018-01-28 18:00 | 1 | Januar | 18 | 28 | 0 | 0 | 0 | 0 | 0 | 3.0027 | 1.1747 | 0 | 4.1774
668 | 2018-01-28 19:00 | 1 | Januar | 19 | 28 | 0 | 0 | 0 | 0 | 0 | 3.3362 | 1.9894 | 0 | 5.3256
669 | 2018-01-28 20:00 | 1 | Januar | 20 | 28 | 0 | 0 | 0 | 0 | 0 | 3.0652 | 3.4265 | 0 | 6.4917
670 | 2018-01-28 21:00 | 1 | Januar | 21 | 28 | 0 | 0 | 0 | 0 | 0 | 2.6523 | 3.3509 | 0 | 6.0032
671 | 2018-01-28 22:00 | 1 | Januar | 22 | 28 | 0 | 0 | 0 | 0 | 0 | 2.3037 | 4.0858 | 0 | 6.3895
672 | 2018-01-28 23:00 | 1 | Januar | 23 | 28 | 0 | 0 | 0 | 0 | 0 | 1.3563 | 4.2687 | 0 | 5.625
673 | 2018-01-29 | 1 | Januar | 0 | 29 | 0 | 0 | 0 | 0 | 0 | 1.1016 | 4.3954 | 0 | 5.497
674 | 2018-01-29 01:00 | 1 | Januar | 1 | 29 | 0 | 0 | 0 | 0 | 0 | 1.0416 | 4.475 | 0 | 5.5166
675 | 2018-01-29 02:00 | 1 | Januar | 2 | 29 | 0 | 0 | 0 | 0 | 0 | 1.024 | 4.685 | 0 | 5.709
676 | 2018-01-29 03:00 | 1 | Januar | 3 | 29 | 0 | 0 | 0 | 0 | 0 | 1.0345 | 4.7259 | 0 | 5.7604
677 | 2018-01-29 04:00 | 1 | Januar | 4 | 29 | 0 | 0 | 0 | 0 | 0 | 1.1645 | 5.0463 | 0 | 6.2108
678 | 2018-01-29 05:00 | 1 | Januar | 5 | 29 | 0 | 0 | 0 | 0 | 0 | 1.8896 | 5.2175 | 0 | 7.1071
679 | 2018-01-29 06:00 | 1 | Januar | 6 | 29 | 0 | 0 | 0 | 0 | 0 | 2.5495 | 5.8102 | 0 | 8.3597
680 | 2018-01-29 07:00 | 1 | Januar | 7 | 29 | 0 | 0 | 0 | 0 | 0 | 2.6183 | 5.7044 | 0 | 8.3227
681 | 2018-01-29 08:00 | 1 | Januar | 8 | 29 | 0.26102 | 0.26102 | 0.26102 | 0 | 0 | 3.2268 | 5.2022 | 0 | 8.429
682 | 2018-01-29 09:00 | 1 | Januar | 9 | 29 | 0.78305 | 0.78305 | 0.78305 | 0 | 0 | 3.1658 | 4.7762 | 0 | 7.942
683 | 2018-01-29 10:00 | 1 | Januar | 10 | 29 | 1.1311 | 1.1311 | 1.1311 | 0 | 0 | 2.853 | 4.5004 | 0 | 7.3534
684 | 2018-01-29 11:00 | 1 | Januar | 11 | 29 | 1.4791 | 1.4791 | 1.4791 | 0 | 0 | 2.7127 | 4.7055 | 0 | 7.4182
685 | 2018-01-29 12:00 | 1 | Januar | 12 | 29 | 1.6531 | 1.6531 | 1.6531 | 0 | 0 | 2.5181 | 5.0604 | 0 | 7.5785
686 | 2018-01-29 13:00 | 1 | Januar | 13 | 29 | 1.5661 | 1.5661 | 1.5661 | 0 | 0 | 2.3681 | 4.827 | 0 | 7.1951
687 | 2018-01-29 14:00 | 1 | Januar | 14 | 29 | 1.0441 | 1.0441 | 1.0441 | 0 | 0 | 2.7135 | 4.7309 | 0 | 7.4443
688 | 2018-01-29 15:00 | 1 | Januar | 15 | 29 | 0.43503 | 0.43503 | 0.43503 | 0 | 0 | 3.3292 | 4.8086 | 0 | 8.1378
689 | 2018-01-29 16:00 | 1 | Januar | 16 | 29 | 0 | 0 | 0 | 0 | 0 | 6.0146 | 4.8485 | 0 | 10.8631
690 | 2018-01-29 17:00 | 1 | Januar | 17 | 29 | 0 | 0 | 0 | 0 | 0 | 4.3228 | 4.5791 | 0 | 8.9019
691 | 2018-01-29 18:00 | 1 | Januar | 18 | 29 | 0 | 0 | 0 | 0 | 0 | 4.0951 | 4.2084 | 0 | 8.3035
692 | 2018-01-29 19:00 | 1 | Januar | 19 | 29 | 0 | 0 | 0 | 0 | 0 | 3.2011 | 4.3351 | 0 | 7.5363
693 | 2018-01-29 20:00 | 1 | Januar | 20 | 29 | 0 | 0 | 0 | 0 | 0 | 2.7438 | 4.6235 | 0 | 7.3672
694 | 2018-01-29 21:00 | 1 | Januar | 21 | 29 | 0 | 0 | 0 | 0 | 0 | 2.336 | 4.4353 | 0 | 6.7713
695 | 2018-01-29 22:00 | 1 | Januar | 22 | 29 | 0 | 0 | 0 | 0 | 0 | 1.8279 | 4.7207 | 0 | 6.5486
696 | 2018-01-29 23:00 | 1 | Januar | 23 | 29 | 0 | 0 | 0 | 0 | 0 | 1.3563 | 4.7456 | 0 | 6.1019
697 | 2018-01-30 | 1 | Januar | 0 | 30 | 0 | 0 | 0 | 0 | 0 | 1.1016 | 4.8941 | 0 | 5.9957
698 | 2018-01-30 01:00 | 1 | Januar | 1 | 30 | 0 | 0 | 0 | 0 | 0 | 1.0416 | 5.0172 | 0 | 6.0588
699 | 2018-01-30 02:00 | 1 | Januar | 2 | 30 | 0 | 0 | 0 | 0 | 0 | 1.024 | 5.2924 | 0 | 6.3164
700 | 2018-01-30 03:00 | 1 | Januar | 3 | 30 | 0 | 0 | 0 | 0 | 0 | 1.0345 | 5.355 | 0 | 6.3895
701 | 2018-01-30 04:00 | 1 | Januar | 4 | 30 | 0 | 0 | 0 | 0 | 0 | 1.1645 | 5.697 | 0 | 6.8616
702 | 2018-01-30 05:00 | 1 | Januar | 5 | 30 | 0 | 0 | 0 | 0 | 0 | 1.8896 | 5.8896 | 0 | 7.7792
703 | 2018-01-30 06:00 | 1 | Januar | 6 | 30 | 0 | 0 | 0 | 0 | 0 | 2.5495 | 6.5238 | 0 | 9.0733
704 | 2018-01-30 07:00 | 1 | Januar | 7 | 30 | 0 | 0 | 0 | 0 | 0 | 2.6183 | 6.4068 | 0 | 9.0251
705 | 2018-01-30 08:00 | 1 | Januar | 8 | 30 | 1.5226 | 1.5226 | 1.5226 | 0 | 0 | 1.9652 | 2.7815 | 0 | 4.7467
706 | 2018-01-30 09:00 | 1 | Januar | 9 | 30 | 2.9582 | 2.9582 | 2.9582 | 0 | 0 | 0.99067 | 1.5996 | 0 | 2.5902
707 | 2018-01-30 10:00 | 1 | Januar | 10 | 30 | 4.5243 | 3.9841 | 4.5243 | 0 | 0 | 0 | 0.89703 | 0 | 0.89703
708 | 2018-01-30 11:00 | 1 | Januar | 11 | 30 | 5.4813 | 4.1918 | 5.4813 | 0 | 0 | 0 | 0.47237 | 0 | 0.47237
709 | 2018-01-30 12:00 | 1 | Januar | 12 | 30 | 5.8728 | 4.1712 | 5.8728 | 0 | 0 | 0 | 0.38501 | 0 | 0.38501
710 | 2018-01-30 13:00 | 1 | Januar | 13 | 30 | 5.3943 | 3.9342 | 5.3943 | 0 | 0 | 0 | 0.13941 | 0 | 0.13941
711 | 2018-01-30 14:00 | 1 | Januar | 14 | 30 | 4.2632 | 3.7575 | 4.2632 | 0 | 0 | 0 | 0.76371 | 0 | 0.76371
712 | 2018-01-30 15:00 | 1 | Januar | 15 | 30 | 2.3491 | 2.3491 | 2.3491 | 0 | 0 | 1.4151 | 1.2694 | 0 | 2.6845
713 | 2018-01-30 16:00 | 1 | Januar | 16 | 30 | 0.17401 | 0.17401 | 0.17401 | 0 | 0 | 3.9833 | 1.5996 | 0 | 5.5829
714 | 2018-01-30 17:00 | 1 | Januar | 17 | 30 | 0 | 0 | 0 | 0 | 0 | 4.3228 | 1.4654 | 0 | 5.7883
715 | 2018-01-30 18:00 | 1 | Januar | 18 | 30 | 0 | 0 | 0 | 0 | 0 | 4.0951 | 3.3698 | 0 | 7.4649
716 | 2018-01-30 19:00 | 1 | Januar | 19 | 30 | 0 | 0 | 0 | 0 | 0 | 3.2011 | 3.424 | 0 | 6.6251
717 | 2018-01-30 20:00 | 1 | Januar | 20 | 30 | 0 | 0 | 0 | 0 | 0 | 2.7438 | 3.4998 | 0 | 6.2436
718 | 2018-01-30 21:00 | 1 | Januar | 21 | 30 | 0 | 0 | 0 | 0 | 0 | 2.336 | 3.3065 | 0 | 5.6425
719 | 2018-01-30 22:00 | 1 | Januar | 22 | 30 | 0 | 0 | 0 | 0 | 0 | 1.8279 | 3.5869 | 0 | 5.4148
720 | 2018-01-30 23:00 | 1 | Januar | 23 | 30 | 0 | 0 | 0 | 0 | 0 | 1.3563 | 3.6067 | 0 | 4.963
721 | 2018-01-31 | 1 | Januar | 0 | 31 | 0 | 0 | 0 | 0 | 0 | 1.1016 | 3.6684 | 0 | 4.77
722 | 2018-01-31 01:00 | 1 | Januar | 1 | 31 | 0 | 0 | 0 | 0 | 0 | 1.0416 | 3.683 | 0 | 4.7246
723 | 2018-01-31 02:00 | 1 | Januar | 2 | 31 | 0 | 0 | 0 | 0 | 0 | 1.024 | 3.8496 | 0 | 4.8735
724 | 2018-01-31 03:00 | 1 | Januar | 3 | 31 | 0 | 0 | 0 | 0 | 0 | 1.0345 | 3.828 | 0 | 4.8625
725 | 2018-01-31 04:00 | 1 | Januar | 4 | 31 | 0 | 0 | 0 | 0 | 0 | 1.1645 | 4.1265 | 0 | 5.2911
726 | 2018-01-31 05:00 | 1 | Januar | 5 | 31 | 0 | 0 | 0 | 0 | 0 | 1.8896 | 4.2752 | 0 | 6.1648
727 | 2018-01-31 06:00 | 1 | Januar | 6 | 31 | 0 | 0 | 0 | 0 | 0 | 2.5495 | 4.7101 | 0 | 7.2596
728 | 2018-01-31 07:00 | 1 | Januar | 7 | 31 | 0 | 0 | 0 | 0 | 0 | 2.6183 | 4.5788 | 0 | 7.1971
729 | 2018-01-31 08:00 | 1 | Januar | 8 | 31 | 0.60904 | 0.60904 | 0.60904 | 0 | 0 | 2.8788 | 4.7206 | 0 | 7.5994
730 | 2018-01-31 09:00 | 1 | Januar | 9 | 31 | 1.3921 | 1.3921 | 1.3921 | 0 | 0 | 2.5568 | 4.2854 | 0 | 6.8421
731 | 2018-01-31 10:00 | 1 | Januar | 10 | 31 | 2.0011 | 2.0011 | 2.0011 | 0 | 0 | 1.983 | 3.9836 | 0 | 5.9666
732 | 2018-01-31 11:00 | 1 | Januar | 11 | 31 | 2.4796 | 2.4796 | 2.4796 | 0 | 0 | 1.7121 | 4.1653 | 0 | 5.8775
733 | 2018-01-31 12:00 | 1 | Januar | 12 | 31 | 2.5231 | 2.5231 | 2.5231 | 0 | 0 | 1.6481 | 4.4422 | 0 | 6.0903
734 | 2018-01-31 13:00 | 1 | Januar | 13 | 31 | 2.0881 | 2.0881 | 2.0881 | 0 | 0 | 1.846 | 4.0411 | 0 | 5.8871
735 | 2018-01-31 14:00 | 1 | Januar | 14 | 31 | 1.8271 | 1.8271 | 1.8271 | 0 | 0 | 1.9304 | 3.8069 | 0 | 5.7373
736 | 2018-01-31 15:00 | 1 | Januar | 15 | 31 | 0.78305 | 0.78305 | 0.78305 | 0 | 0 | 2.9812 | 3.9189 | 0 | 6.9001
737 | 2018-01-31 16:00 | 1 | Januar | 16 | 31 | 0 | 0 | 0 | 0 | 0 | 6.0146 | 4.2566 | 0 | 10.2712
738 | 2018-01-31 17:00 | 1 | Januar | 17 | 31 | 0 | 0 | 0 | 0 | 0 | 4.3228 | 4.0053 | 0 | 8.3281
739 | 2018-01-31 18:00 | 1 | Januar | 18 | 31 | 0 | 0 | 0 | 0 | 0 | 4.0951 | 3.5953 | 0 | 7.6904
740 | 2018-01-31 19:00 | 1 | Januar | 19 | 31 | 0 | 0 | 0 | 0 | 0 | 3.2011 | 3.3832 | 0 | 6.5843
741 | 2018-01-31 20:00 | 1 | Januar | 20 | 31 | 0 | 0 | 0 | 0 | 0 | 2.7438 | 3.4406 | 0 | 6.1844
742 | 2018-01-31 21:00 | 1 | Januar | 21 | 31 | 0 | 0 | 0 | 0 | 0 | 2.336 | 3.2475 | 0 | 5.5835
743 | 2018-01-31 22:00 | 1 | Januar | 22 | 31 | 0 | 0 | 0 | 0 | 0 | 1.8279 | 3.5096 | 0 | 5.3375
744 | 2018-01-31 23:00 | 1 | Januar | 23 | 31 | 0 | 0 | 0 | 0 | 0 | 1.3563 | 3.5107 | 0 | 4.867
745 | 2018-02-01 | 2 | Februar | 0 | 32 | 0 | 0 | 0 | 0 | 0 | 1.1016 | 3.6296 | 0 | 4.7312
746 | 2018-02-01 01:00 | 2 | Februar | 1 | 32 | 0 | 0 | 0 | 0 | 0 | 1.0416 | 3.6821 | 0 | 4.7237
747 | 2018-02-01 02:00 | 2 | Februar | 2 | 32 | 0 | 0 | 0 | 0 | 0 | 1.024 | 3.8867 | 0 | 4.9106
748 | 2018-02-01 03:00 | 2 | Februar | 3 | 32 | 0 | 0 | 0 | 0 | 0 | 1.0345 | 4.3493 | 0 | 5.3838
749 | 2018-02-01 04:00 | 2 | Februar | 4 | 32 | 0 | 0 | 0 | 0 | 0 | 1.1645 | 4.7391 | 0 | 5.9037
750 | 2018-02-01 05:00 | 2 | Februar | 5 | 32 | 0 | 0 | 0 | 0 | 0 | 1.8896 | 4.8873 | 0 | 6.7769
751 | 2018-02-01 06:00 | 2 | Februar | 6 | 32 | 0 | 0 | 0 | 0 | 0 | 2.5495 | 5.4693 | 0 | 8.0188
752 | 2018-02-01 07:00 | 2 | Februar | 7 | 32 | 0 | 0 | 0 | 0 | 0 | 2.6183 | 5.333 | 0 | 7.9513
753 | 2018-02-01 08:00 | 2 | Februar | 8 | 32 | 0.69604 | 0.69604 | 0.69604 | 0 | 0 | 2.7918 | 3.4152 | 0 | 6.207
754 | 2018-02-01 09:00 | 2 | Februar | 9 | 32 | 1.3921 | 1.3921 | 1.3921 | 0 | 0 | 2.5568 | 2.529 | 0 | 5.0857
755 | 2018-02-01 10:00 | 2 | Februar | 10 | 32 | 2.1316 | 2.1316 | 2.1316 | 0 | 0 | 1.8525 | 1.4372 | 0 | 3.2897
756 | 2018-02-01 11:00 | 2 | Februar | 11 | 32 | 2.6537 | 2.6537 | 2.6537 | 0 | 0 | 1.5381 | 1.7619 | 0 | 3.3
757 | 2018-02-01 12:00 | 2 | Februar | 12 | 32 | 2.4361 | 2.4361 | 2.4361 | 0 | 0 | 1.7351 | 2.0866 | 0 | 3.8217
758 | 2018-02-01 13:00 | 2 | Februar | 13 | 32 | 2.1751 | 2.1751 | 2.1751 | 0 | 0 | 1.759 | 1.5996 | 0 | 3.3586
759 | 2018-02-01 14:00 | 2 | Februar | 14 | 32 | 1.6531 | 1.6531 | 1.6531 | 0 | 0 | 2.1044 | 1.2694 | 0 | 3.3739
760 | 2018-02-01 15:00 | 2 | Februar | 15 | 32 | 0.69604 | 0.69604 | 0.69604 | 0 | 0 | 3.0682 | 1.2694 | 0 | 4.3376
761 | 2018-02-01 16:00 | 2 | Februar | 16 | 32 | 0 | 0 | 0 | 0 | 0 | 4.1574 | 1.5996 | 0 | 5.7569
762 | 2018-02-01 17:00 | 2 | Februar | 17 | 32 | 0 | 0 | 0 | 0 | 0 | 4.3228 | 1.4654 | 0 | 5.7883
763 | 2018-02-01 18:00 | 2 | Februar | 18 | 32 | 0 | 0 | 0 | 0 | 0 | 4.0951 | 2.7495 | 0 | 6.8446
764 | 2018-02-01 19:00 | 2 | Februar | 19 | 32 | 0 | 0 | 0 | 0 | 0 | 3.2011 | 3.0577 | 0 | 6.2588
765 | 2018-02-01 20:00 | 2 | Februar | 20 | 32 | 0 | 0 | 0 | 0 | 0 | 2.7438 | 3.1915 | 0 | 5.9353
766 | 2018-02-01 21:00 | 2 | Februar | 21 | 32 | 0 | 0 | 0 | 0 | 0 | 2.336 | 3.0556 | 0 | 5.3915
767 | 2018-02-01 22:00 | 2 | Februar | 22 | 32 | 0 | 0 | 0 | 0 | 0 | 1.8279 | 3.3942 | 0 | 5.2221
768 | 2018-02-01 23:00 | 2 | Februar | 23 | 32 | 0 | 0 | 0 | 0 | 0 | 1.3563 | 3.4717 | 0 | 4.828
769 | 2018-02-02 | 2 | Februar | 0 | 33 | 0 | 0 | 0 | 0 | 0 | 1.1016 | 3.6286 | 0 | 4.7302
770 | 2018-02-02 01:00 | 2 | Februar | 1 | 33 | 0 | 0 | 0 | 0 | 0 | 1.0416 | 3.7571 | 0 | 4.7987
771 | 2018-02-02 02:00 | 2 | Februar | 2 | 33 | 0 | 0 | 0 | 0 | 0 | 1.024 | 4.0376 | 0 | 5.0616
772 | 2018-02-02 03:00 | 2 | Februar | 3 | 33 | 0 | 0 | 0 | 0 | 0 | 1.0345 | 4.0919 | 0 | 5.1264
773 | 2018-02-02 04:00 | 2 | Februar | 4 | 33 | 0 | 0 | 0 | 0 | 0 | 1.1645 | 4.4662 | 0 | 5.6307
774 | 2018-02-02 05:00 | 2 | Februar | 5 | 33 | 0 | 0 | 0 | 0 | 0 | 1.8896 | 4.6519 | 0 | 6.5414
775 | 2018-02-02 06:00 | 2 | Februar | 6 | 33 | 0 | 0 | 0 | 0 | 0 | 2.5495 | 5.4884 | 0 | 8.0379
776 | 2018-02-02 07:00 | 2 | Februar | 7 | 33 | 0 | 0 | 0 | 0 | 0 | 2.6183 | 5.6774 | 0 | 8.2958
777 | 2018-02-02 08:00 | 2 | Februar | 8 | 33 | 1.0441 | 1.0441 | 1.0441 | 0 | 0 | 2.4438 | 2.2274 | 0 | 4.6712
778 | 2018-02-02 09:00 | 2 | Februar | 9 | 33 | 2.1751 | 2.1751 | 2.1751 | 0 | 0 | 1.7737 | 1.5996 | 0 | 3.3733
779 | 2018-02-02 10:00 | 2 | Februar | 10 | 33 | 3.3497 | 3.3497 | 3.3497 | 0 | 0 | 0.63439 | 1.4372 | 0 | 2.0716
780 | 2018-02-02 11:00 | 2 | Februar | 11 | 33 | 3.6977 | 3.6977 | 3.6977 | 0 | 0 | 0.49405 | 1.7619 | 0 | 2.256
781 | 2018-02-02 12:00 | 2 | Februar | 12 | 33 | 3.8282 | 3.8282 | 3.8282 | 0 | 0 | 0.34298 | 2.0866 | 0 | 2.4296
782 | 2018-02-02 13:00 | 2 | Februar | 13 | 33 | 3.4367 | 3.4367 | 3.4367 | 0 | 0 | 0.49745 | 1.5996 | 0 | 2.097
783 | 2018-02-02 14:00 | 2 | Februar | 14 | 33 | 2.7407 | 2.7407 | 2.7407 | 0 | 0 | 1.0169 | 1.2694 | 0 | 2.2863
784 | 2018-02-02 15:00 | 2 | Februar | 15 | 33 | 1.5661 | 1.5661 | 1.5661 | 0 | 0 | 2.1981 | 1.2694 | 0 | 3.4676
785 | 2018-02-02 16:00 | 2 | Februar | 16 | 33 | 0.087005 | 0.087005 | 0.087005 | 0 | 0 | 4.0704 | 1.5996 | 0 | 5.6699
786 | 2018-02-02 17:00 | 2 | Februar | 17 | 33 | 0 | 0 | 0 | 0 | 0 | 4.3228 | 1.4654 | 0 | 5.7883
787 | 2018-02-02 18:00 | 2 | Februar | 18 | 33 | 0 | 0 | 0 | 0 | 0 | 4.0951 | 1.3201 | 0 | 5.4152
788 | 2018-02-02 19:00 | 2 | Februar | 19 | 33 | 0 | 0 | 0 | 0 | 0 | 3.2011 | 2.2684 | 0 | 5.4695
789 | 2018-02-02 20:00 | 2 | Februar | 20 | 33 | 0 | 0 | 0 | 0 | 0 | 2.7438 | 3.4357 | 0 | 6.1794
790 | 2018-02-02 21:00 | 2 | Februar | 21 | 33 | 0 | 0 | 0 | 0 | 0 | 2.336 | 3.281 | 0 | 5.617
791 | 2018-02-02 22:00 | 2 | Februar | 22 | 33 | 0 | 0 | 0 | 0 | 0 | 1.8279 | 3.6014 | 0 | 5.4293
792 | 2018-02-02 23:00 | 2 | Februar | 23 | 33 | 0 | 0 | 0 | 0 | 0 | 1.3563 | 3.6603 | 0 | 5.0166
793 | 2018-02-03 | 2 | Februar | 0 | 34 | 0 | 0 | 0 | 0 | 0 | 1.2657 | 3.7203 | 0 | 4.986
794 | 2018-02-03 01:00 | 2 | Februar | 1 | 34 | 0 | 0 | 0 | 0 | 0 | 1.0844 | 3.8026 | 0 | 4.887
795 | 2018-02-03 02:00 | 2 | Februar | 2 | 34 | 0 | 0 | 0 | 0 | 0 | 1.0441 | 3.8504 | 0 | 4.8945
796 | 2018-02-03 03:00 | 2 | Februar | 3 | 34 | 0 | 0 | 0 | 0 | 0 | 1.0236 | 3.8743 | 0 | 4.8979
797 | 2018-02-03 04:00 | 2 | Februar | 4 | 34 | 0 | 0 | 0 | 0 | 0 | 1.0504 | 3.8867 | 0 | 4.9371
798 | 2018-02-03 05:00 | 2 | Februar | 5 | 34 | 0 | 0 | 0 | 0 | 0 | 1.269 | 4.0145 | 0 | 5.2835
799 | 2018-02-03 06:00 | 2 | Februar | 6 | 34 | 0 | 0 | 0 | 0 | 0 | 1.7532 | 4.1848 | 0 | 5.938
800 | 2018-02-03 07:00 | 2 | Februar | 7 | 34 | 0.087005 | 0.087005 | 0.087005 | 0 | 0 | 2.2997 | 4.2303 | 0 | 6.53
801 | 2018-02-03 08:00 | 2 | Februar | 8 | 34 | 1.6966 | 1.6966 | 1.6966 | 0 | 0 | 1.0594 | 2.0808 | 0 | 3.1401
802 | 2018-02-03 09:00 | 2 | Februar | 9 | 34 | 2.9582 | 2.8592 | 2.9582 | 0 | 0 | 0 | 0.91336 | 0 | 0.91336
803 | 2018-02-03 10:00 | 2 | Februar | 10 | 34 | 4.3067 | 2.9792 | 3.6668 | 0 | 0.63994 | 0 | 0 | 0 | 0
804 | 2018-02-03 11:00 | 2 | Februar | 11 | 34 | 4.6113 | 3.1738 | 4.1862 | 0 | 0.42506 | 0 | 0 | 0 | 0
805 | 2018-02-03 12:00 | 2 | Februar | 12 | 34 | 4.6548 | 3.1608 | 4.3356 | 0 | 0.31921 | 0 | 0 | 0 | 0
806 | 2018-02-03 13:00 | 2 | Februar | 13 | 34 | 4.6113 | 2.9531 | 4.1279 | 0 | 0.48339 | 0 | 0 | 0 | 0
807 | 2018-02-03 14:00 | 2 | Februar | 14 | 34 | 3.7847 | 2.7908 | 3.7847 | 0 | 0 | 0 | 0.018426 | 0 | 0.018426
808 | 2018-02-03 15:00 | 2 | Februar | 15 | 34 | 1.2181 | 1.2181 | 1.2181 | 0 | 0 | 1.5891 | 1.0124 | 0 | 2.6014
809 | 2018-02-03 16:00 | 2 | Februar | 16 | 34 | 0 | 0 | 0 | 0 | 0 | 3.4071 | 1.6672 | 0 | 5.0743
810 | 2018-02-03 17:00 | 2 | Februar | 17 | 34 | 0 | 0 | 0 | 0 | 0 | 3.8921 | 1.3371 | 0 | 5.2292
811 | 2018-02-03 18:00 | 2 | Februar | 18 | 34 | 0 | 0 | 0 | 0 | 0 | 3.9043 | 0.85001 | 0 | 4.7543
812 | 2018-02-03 19:00 | 2 | Februar | 19 | 34 | 0 | 0 | 0 | 0 | 0 | 3.2636 | 2.6495 | 0 | 5.9131
813 | 2018-02-03 20:00 | 2 | Februar | 20 | 34 | 0 | 0 | 0 | 0 | 0 | 2.6284 | 2.8275 | 0 | 5.4559
814 | 2018-02-03 21:00 | 2 | Februar | 21 | 34 | 0 | 0 | 0 | 0 | 0 | 2.4337 | 3.0535 | 0 | 5.4873
815 | 2018-02-03 22:00 | 2 | Februar | 22 | 34 | 0 | 0 | 0 | 0 | 0 | 2.122 | 3.576 | 0 | 5.698
816 | 2018-02-03 23:00 | 2 | Februar | 23 | 34 | 0 | 0 | 0 | 0 | 0 | 1.5031 | 3.6607 | 0 | 5.1638
817 | 2018-02-04 | 2 | Februar | 0 | 35 | 0 | 0 | 0 | 0 | 0 | 1.6898 | 3.6583 | 0 | 5.3481
818 | 2018-02-04 01:00 | 2 | Februar | 1 | 35 | 0 | 0 | 0 | 0 | 0 | 1.3223 | 3.7918 | 0 | 5.1141
819 | 2018-02-04 02:00 | 2 | Februar | 2 | 35 | 0 | 0 | 0 | 0 | 0 | 1.1343 | 3.8813 | 0 | 5.0156
820 | 2018-02-04 03:00 | 2 | Februar | 3 | 35 | 0 | 0 | 0 | 0 | 0 | 1.0685 | 3.9191 | 0 | 4.9876
821 | 2018-02-04 04:00 | 2 | Februar | 4 | 35 | 0 | 0 | 0 | 0 | 0 | 1.0278 | 3.9508 | 0 | 4.9786
822 | 2018-02-04 05:00 | 2 | Februar | 5 | 35 | 0 | 0 | 0 | 0 | 0 | 1.0261 | 3.9729 | 0 | 4.999
823 | 2018-02-04 06:00 | 2 | Februar | 6 | 35 | 0 | 0 | 0 | 0 | 0 | 1.0651 | 3.9246 | 0 | 4.9897
824 | 2018-02-04 07:00 | 2 | Februar | 7 | 35 | 0 | 0 | 0 | 0 | 0 | 1.217 | 4.0459 | 0 | 5.2629
825 | 2018-02-04 08:00 | 2 | Februar | 8 | 35 | 1.1311 | 1.1311 | 1.1311 | 0 | 0 | 0.73247 | 3.8658 | 0 | 4.5982
826 | 2018-02-04 09:00 | 2 | Februar | 9 | 35 | 2.6102 | 2.6102 | 2.6102 | 0 | 0 | 0.092098 | 3.9296 | 0 | 4.0217
827 | 2018-02-04 10:00 | 2 | Februar | 10 | 35 | 3.7847 | 3.301 | 3.7847 | 0 | 0 | 0 | 3.0297 | 0 | 3.0297
828 | 2018-02-04 11:00 | 2 | Februar | 11 | 35 | 4.5678 | 3.7809 | 4.5678 | 0 | 0 | 0 | 2.8035 | 0 | 2.8035
829 | 2018-02-04 12:00 | 2 | Februar | 12 | 35 | 4.1327 | 3.8468 | 4.1327 | 0 | 0 | 0 | 3.2518 | 0 | 3.2518
830 | 2018-02-04 13:00 | 2 | Februar | 13 | 35 | 3.7847 | 3.2817 | 3.7847 | 0 | 0 | 0 | 3.0658 | 0 | 3.0658
831 | 2018-02-04 14:00 | 2 | Februar | 14 | 35 | 2.7842 | 2.6624 | 2.7842 | 0 | 0 | 0 | 3.5584 | 0 | 3.5584
832 | 2018-02-04 15:00 | 2 | Februar | 15 | 35 | 1.6966 | 1.6966 | 1.6966 | 0 | 0 | 0.63811 | 3.7462 | 0 | 4.3843
833 | 2018-02-04 16:00 | 2 | Februar | 16 | 35 | 0.17401 | 0.17401 | 0.17401 | 0 | 0 | 1.9946 | 4.1459 | 0 | 6.1404
834 | 2018-02-04 17:00 | 2 | Februar | 17 | 35 | 0 | 0 | 0 | 0 | 0 | 2.4874 | 4.2612 | 0 | 6.7486
835 | 2018-02-04 18:00 | 2 | Februar | 18 | 35 | 0 | 0 | 0 | 0 | 0 | 3.0027 | 4.0181 | 0 | 7.0208
836 | 2018-02-04 19:00 | 2 | Februar | 19 | 35 | 0 | 0 | 0 | 0 | 0 | 3.3362 | 3.8285 | 0 | 7.1647
837 | 2018-02-04 20:00 | 2 | Februar | 20 | 35 | 0 | 0 | 0 | 0 | 0 | 3.0652 | 3.8554 | 0 | 6.9206
838 | 2018-02-04 21:00 | 2 | Februar | 21 | 35 | 0 | 0 | 0 | 0 | 0 | 2.6523 | 3.6484 | 0 | 6.3007
839 | 2018-02-04 22:00 | 2 | Februar | 22 | 35 | 0 | 0 | 0 | 0 | 0 | 2.3037 | 3.9637 | 0 | 6.2673
840 | 2018-02-04 23:00 | 2 | Februar | 23 | 35 | 0 | 0 | 0 | 0 | 0 | 1.3563 | 4.0863 | 0 | 5.4426
841 | 2018-02-05 | 2 | Februar | 0 | 36 | 0 | 0 | 0 | 0 | 0 | 1.1016 | 4.2575 | 0 | 5.3591
842 | 2018-02-05 01:00 | 2 | Februar | 1 | 36 | 0 | 0 | 0 | 0 | 0 | 1.0416 | 4.4243 | 0 | 5.4659
843 | 2018-02-05 02:00 | 2 | Februar | 2 | 36 | 0 | 0 | 0 | 0 | 0 | 1.024 | 4.7647 | 0 | 5.7887
844 | 2018-02-05 03:00 | 2 | Februar | 3 | 36 | 0 | 0 | 0 | 0 | 0 | 1.0345 | 4.849 | 0 | 5.8835
845 | 2018-02-05 04:00 | 2 | Februar | 4 | 36 | 0 | 0 | 0 | 0 | 0 | 1.1645 | 5.2339 | 0 | 6.3985
846 | 2018-02-05 05:00 | 2 | Februar | 5 | 36 | 0 | 0 | 0 | 0 | 0 | 1.8896 | 5.4453 | 0 | 7.3348
847 | 2018-02-05 06:00 | 2 | Februar | 6 | 36 | 0 | 0 | 0 | 0 | 0 | 2.5495 | 6.0864 | 0 | 8.636
848 | 2018-02-05 07:00 | 2 | Februar | 7 | 36 | 0 | 0 | 0 | 0 | 0 | 2.6183 | 5.9899 | 0 | 8.6083
849 | 2018-02-05 08:00 | 2 | Februar | 8 | 36 | 0.95706 | 0.95706 | 0.95706 | 0 | 0 | 2.5308 | 3.3229 | 0 | 5.8537
850 | 2018-02-05 09:00 | 2 | Februar | 9 | 36 | 2.1316 | 2.1316 | 2.1316 | 0 | 0 | 1.8172 | 3.1521 | 0 | 4.9693
851 | 2018-02-05 10:00 | 2 | Februar | 10 | 36 | 3.0017 | 3.0017 | 3.0017 | 0 | 0 | 0.98241 | 1.5216 | 0 | 2.504
852 | 2018-02-05 11:00 | 2 | Februar | 11 | 36 | 3.2627 | 3.2627 | 3.2627 | 0 | 0 | 0.92908 | 1.7619 | 0 | 2.691
853 | 2018-02-05 12:00 | 2 | Februar | 12 | 36 | 3.7412 | 3.7412 | 3.7412 | 0 | 0 | 0.42999 | 2.0866 | 0 | 2.5166
854 | 2018-02-05 13:00 | 2 | Februar | 13 | 36 | 3.0017 | 3.0017 | 3.0017 | 0 | 0 | 0.93248 | 1.5996 | 0 | 2.532
855 | 2018-02-05 14:00 | 2 | Februar | 14 | 36 | 2.0446 | 2.0446 | 2.0446 | 0 | 0 | 1.7129 | 1.2694 | 0 | 2.9823
856 | 2018-02-05 15:00 | 2 | Februar | 15 | 36 | 1.1746 | 1.1746 | 1.1746 | 0 | 0 | 2.5897 | 1.2694 | 0 | 3.8591
857 | 2018-02-05 16:00 | 2 | Februar | 16 | 36 | 0.087005 | 0.087005 | 0.087005 | 0 | 0 | 4.0704 | 2.2993 | 0 | 6.3697
858 | 2018-02-05 17:00 | 2 | Februar | 17 | 36 | 0 | 0 | 0 | 0 | 0 | 4.3228 | 4.2196 | 0 | 8.5424
859 | 2018-02-05 18:00 | 2 | Februar | 18 | 36 | 0 | 0 | 0 | 0 | 0 | 4.0951 | 3.8626 | 0 | 7.9577
860 | 2018-02-05 19:00 | 2 | Februar | 19 | 36 | 0 | 0 | 0 | 0 | 0 | 3.2011 | 3.7086 | 0 | 6.9097
861 | 2018-02-05 20:00 | 2 | Februar | 20 | 36 | 0 | 0 | 0 | 0 | 0 | 2.7438 | 3.8258 | 0 | 6.5696
862 | 2018-02-05 21:00 | 2 | Februar | 21 | 36 | 0 | 0 | 0 | 0 | 0 | 2.336 | 3.6721 | 0 | 6.0081
863 | 2018-02-05 22:00 | 2 | Februar | 22 | 36 | 0 | 0 | 0 | 0 | 0 | 1.8279 | 3.9757 | 0 | 5.8036
864 | 2018-02-05 23:00 | 2 | Februar | 23 | 36 | 0 | 0 | 0 | 0 | 0 | 1.3563 | 4.036 | 0 | 5.3922
865 | 2018-02-06 | 2 | Februar | 0 | 37 | 0 | 0 | 0 | 0 | 0 | 1.1016 | 4.1177 | 0 | 5.2194
866 | 2018-02-06 01:00 | 2 | Februar | 1 | 37 | 0 | 0 | 0 | 0 | 0 | 1.0416 | 4.1325 | 0 | 5.1741
867 | 2018-02-06 02:00 | 2 | Februar | 2 | 37 | 0 | 0 | 0 | 0 | 0 | 1.024 | 4.3181 | 0 | 5.3421
868 | 2018-02-06 03:00 | 2 | Februar | 3 | 37 | 0 | 0 | 0 | 0 | 0 | 1.0345 | 4.6374 | 0 | 5.6719
869 | 2018-02-06 04:00 | 2 | Februar | 4 | 37 | 0 | 0 | 0 | 0 | 0 | 1.1645 | 5.2109 | 0 | 6.3754
870 | 2018-02-06 05:00 | 2 | Februar | 5 | 37 | 0 | 0 | 0 | 0 | 0 | 1.8896 | 5.3999 | 0 | 7.2894
871 | 2018-02-06 06:00 | 2 | Februar | 6 | 37 | 0 | 0 | 0 | 0 | 0 | 2.5495 | 5.8827 | 0 | 8.4323
872 | 2018-02-06 07:00 | 2 | Februar | 7 | 37 | 0.087005 | 0.087005 | 0.087005 | 0 | 0 | 2.5313 | 5.7412 | 0 | 8.2725
873 | 2018-02-06 08:00 | 2 | Februar | 8 | 37 | 1.8706 | 1.8706 | 1.8706 | 0 | 0 | 1.6172 | 5.208 | 0 | 6.8252
874 | 2018-02-06 09:00 | 2 | Februar | 9 | 37 | 4.0022 | 3.9488 | 4.0022 | 0 | 0 | 0 | 4.9896 | 0 | 4.9896
875 | 2018-02-06 10:00 | 2 | Februar | 10 | 37 | 5.0898 | 3.9841 | 5.0898 | 0 | 0 | 0 | 3.686 | 0 | 3.686
876 | 2018-02-06 11:00 | 2 | Februar | 11 | 37 | 4.5243 | 4.1918 | 4.5243 | 0 | 0 | 0 | 4.7142 | 0 | 4.7142
877 | 2018-02-06 12:00 | 2 | Februar | 12 | 37 | 4.7418 | 4.1712 | 4.7418 | 0 | 0 | 0 | 4.721 | 0 | 4.721
878 | 2018-02-06 13:00 | 2 | Februar | 13 | 37 | 2.6972 | 2.6972 | 2.6972 | 0 | 0 | 1.237 | 1.8974 | 0 | 3.1344
879 | 2018-02-06 14:00 | 2 | Februar | 14 | 37 | 1.5661 | 1.5661 | 1.5661 | 0 | 0 | 2.1914 | 1.7018 | 0 | 3.8933
880 | 2018-02-06 15:00 | 2 | Februar | 15 | 37 | 0.95706 | 0.95706 | 0.95706 | 0 | 0 | 2.8072 | 2.311 | 0 | 5.1182
881 | 2018-02-06 16:00 | 2 | Februar | 16 | 37 | 0.087005 | 0.087005 | 0.087005 | 0 | 0 | 4.0704 | 4.4409 | 0 | 8.5112
882 | 2018-02-06 17:00 | 2 | Februar | 17 | 37 | 0 | 0 | 0 | 0 | 0 | 4.3228 | 4.2545 | 0 | 8.5773
883 | 2018-02-06 18:00 | 2 | Februar | 18 | 37 | 0 | 0 | 0 | 0 | 0 | 4.0951 | 3.8966 | 0 | 7.9917
884 | 2018-02-06 19:00 | 2 | Februar | 19 | 37 | 0 | 0 | 0 | 0 | 0 | 3.2011 | 3.7239 | 0 | 6.925
885 | 2018-02-06 20:00 | 2 | Februar | 20 | 37 | 0 | 0 | 0 | 0 | 0 | 2.7438 | 3.8228 | 0 | 6.5666
886 | 2018-02-06 21:00 | 2 | Februar | 21 | 37 | 0 | 0 | 0 | 0 | 0 | 2.336 | 3.7516 | 0 | 6.0876
887 | 2018-02-06 22:00 | 2 | Februar | 22 | 37 | 0 | 0 | 0 | 0 | 0 | 1.8279 | 4.4895 | 0 | 6.3174
888 | 2018-02-06 23:00 | 2 | Februar | 23 | 37 | 0 | 0 | 0 | 0 | 0 | 1.3563 | 4.5395 | 0 | 5.8957
889 | 2018-02-07 | 2 | Februar | 0 | 38 | 0 | 0 | 0 | 0 | 0 | 1.1016 | 4.7111 | 0 | 5.8127
890 | 2018-02-07 01:00 | 2 | Februar | 1 | 38 | 0 | 0 | 0 | 0 | 0 | 1.0416 | 4.8562 | 0 | 5.8978
891 | 2018-02-07 02:00 | 2 | Februar | 2 | 38 | 0 | 0 | 0 | 0 | 0 | 1.024 | 5.1532 | 0 | 6.1772
892 | 2018-02-07 03:00 | 2 | Februar | 3 | 38 | 0 | 0 | 0 | 0 | 0 | 1.0345 | 5.2158 | 0 | 6.2502
893 | 2018-02-07 04:00 | 2 | Februar | 4 | 38 | 0 | 0 | 0 | 0 | 0 | 1.1645 | 5.6005 | 0 | 6.765
894 | 2018-02-07 05:00 | 2 | Februar | 5 | 38 | 0 | 0 | 0 | 0 | 0 | 1.8896 | 5.7889 | 0 | 7.6785
895 | 2018-02-07 06:00 | 2 | Februar | 6 | 38 | 0 | 0 | 0 | 0 | 0 | 2.5495 | 6.4168 | 0 | 8.9664
896 | 2018-02-07 07:00 | 2 | Februar | 7 | 38 | 0 | 0 | 0 | 0 | 0 | 2.6183 | 6.29 | 0 | 8.9083
897 | 2018-02-07 08:00 | 2 | Februar | 8 | 38 | 0.87005 | 0.87005 | 0.87005 | 0 | 0 | 2.6178 | 3.8768 | 0 | 6.4946
898 | 2018-02-07 09:00 | 2 | Februar | 9 | 38 | 2.0446 | 2.0446 | 2.0446 | 0 | 0 | 1.9042 | 2.6434 | 0 | 4.5476
899 | 2018-02-07 10:00 | 2 | Februar | 10 | 38 | 3.1322 | 3.1322 | 3.1322 | 0 | 0 | 0.8519 | 3.5244 | 0 | 4.3763
900 | 2018-02-07 11:00 | 2 | Februar | 11 | 38 | 3.8282 | 3.8282 | 3.8282 | 0 | 0 | 0.36354 | 3.2319 | 0 | 3.5955
901 | 2018-02-07 12:00 | 2 | Februar | 12 | 38 | 4.0022 | 4.0022 | 4.0022 | 0 | 0 | 0.16897 | 3.5673 | 0 | 3.7363
902 | 2018-02-07 13:00 | 2 | Februar | 13 | 38 | 3.1757 | 3.1757 | 3.1757 | 0 | 0 | 0.75847 | 3.8303 | 0 | 4.5888
903 | 2018-02-07 14:00 | 2 | Februar | 14 | 38 | 2.2186 | 2.2186 | 2.2186 | 0 | 0 | 1.5389 | 3.9687 | 0 | 5.5076
904 | 2018-02-07 15:00 | 2 | Februar | 15 | 38 | 1.3486 | 1.3486 | 1.3486 | 0 | 0 | 2.4157 | 4.8057 | 0 | 7.2214
905 | 2018-02-07 16:00 | 2 | Februar | 16 | 38 | 0.087005 | 0.087005 | 0.087005 | 0 | 0 | 5.9276 | 5.1459 | 0 | 11.0735
906 | 2018-02-07 17:00 | 2 | Februar | 17 | 38 | 0 | 0 | 0 | 0 | 0 | 4.3228 | 4.9155 | 0 | 9.2383
907 | 2018-02-07 18:00 | 2 | Februar | 18 | 38 | 0 | 0 | 0 | 0 | 0 | 4.0951 | 4.5757 | 0 | 8.6708
908 | 2018-02-07 19:00 | 2 | Februar | 19 | 38 | 0 | 0 | 0 | 0 | 0 | 3.2011 | 4.4222 | 0 | 7.6233
909 | 2018-02-07 20:00 | 2 | Februar | 20 | 38 | 0 | 0 | 0 | 0 | 0 | 2.7438 | 4.5408 | 0 | 7.2846
910 | 2018-02-07 21:00 | 2 | Februar | 21 | 38 | 0 | 0 | 0 | 0 | 0 | 2.336 | 4.4872 | 0 | 6.8231
911 | 2018-02-07 22:00 | 2 | Februar | 22 | 38 | 0 | 0 | 0 | 0 | 0 | 1.8279 | 5.3563 | 0 | 7.1842
912 | 2018-02-07 23:00 | 2 | Februar | 23 | 38 | 0 | 0 | 0 | 0 | 0 | 1.3563 | 5.4285 | 0 | 6.7848
913 | 2018-02-08 | 2 | Februar | 0 | 39 | 0 | 0 | 0 | 0 | 0 | 1.1016 | 5.5569 | 0 | 6.6585
914 | 2018-02-08 01:00 | 2 | Februar | 1 | 39 | 0 | 0 | 0 | 0 | 0 | 1.0416 | 5.6369 | 0 | 6.6786
915 | 2018-02-08 02:00 | 2 | Februar | 2 | 39 | 0 | 0 | 0 | 0 | 0 | 1.024 | 5.8688 | 0 | 6.8928
916 | 2018-02-08 03:00 | 2 | Februar | 3 | 39 | 0 | 0 | 0 | 0 | 0 | 1.0345 | 5.9096 | 0 | 6.9441
917 | 2018-02-08 04:00 | 2 | Februar | 4 | 39 | 0 | 0 | 0 | 0 | 0 | 1.1645 | 6.2508 | 0 | 7.4153
918 | 2018-02-08 05:00 | 2 | Februar | 5 | 39 | 0 | 0 | 0 | 0 | 0 | 1.8896 | 6.4385 | 0 | 8.3281
919 | 2018-02-08 06:00 | 2 | Februar | 6 | 39 | 0 | 0 | 0 | 0 | 0 | 2.5495 | 7.0627 | 0 | 9.6122
920 | 2018-02-08 07:00 | 2 | Februar | 7 | 39 | 0.087005 | 0.087005 | 0.087005 | 0 | 0 | 2.5313 | 6.8693 | 0 | 9.4007
921 | 2018-02-08 08:00 | 2 | Februar | 8 | 39 | 1.5226 | 1.5226 | 1.5226 | 0 | 0 | 1.9652 | 3.8154 | 0 | 5.7806
922 | 2018-02-08 09:00 | 2 | Februar | 9 | 39 | 2.4361 | 2.4361 | 2.4361 | 0 | 0 | 1.5127 | 1.8236 | 0 | 3.3363
923 | 2018-02-08 10:00 | 2 | Februar | 10 | 39 | 2.9582 | 2.9582 | 2.9582 | 0 | 0 | 1.0259 | 1.6532 | 0 | 2.6791
924 | 2018-02-08 11:00 | 2 | Februar | 11 | 39 | 3.6542 | 3.6542 | 3.6542 | 0 | 0 | 0.53755 | 2.9684 | 0 | 3.506
925 | 2018-02-08 12:00 | 2 | Februar | 12 | 39 | 4.4373 | 4.1712 | 4.4373 | 0 | 0 | 0 | 3.4599 | 0 | 3.4599
926 | 2018-02-08 13:00 | 2 | Februar | 13 | 39 | 4.1762 | 3.9342 | 4.1762 | 0 | 0 | 0 | 2.8343 | 0 | 2.8343
927 | 2018-02-08 14:00 | 2 | Februar | 14 | 39 | 3.0452 | 3.0452 | 3.0452 | 0 | 0 | 0.71234 | 2.8281 | 0 | 3.5404
928 | 2018-02-08 15:00 | 2 | Februar | 15 | 39 | 1.1746 | 1.1746 | 1.1746 | 0 | 0 | 2.5897 | 3.8353 | 0 | 6.425
929 | 2018-02-08 16:00 | 2 | Februar | 16 | 39 | 0.087005 | 0.087005 | 0.087005 | 0 | 0 | 4.0704 | 5.3726 | 0 | 9.443
930 | 2018-02-08 17:00 | 2 | Februar | 17 | 39 | 0 | 0 | 0 | 0 | 0 | 4.3228 | 5.2159 | 0 | 9.5387
931 | 2018-02-08 18:00 | 2 | Februar | 18 | 39 | 0 | 0 | 0 | 0 | 0 | 4.0951 | 4.8561 | 0 | 8.9512
932 | 2018-02-08 19:00 | 2 | Februar | 19 | 39 | 0 | 0 | 0 | 0 | 0 | 3.2011 | 4.7029 | 0 | 7.904
933 | 2018-02-08 20:00 | 2 | Februar | 20 | 39 | 0 | 0 | 0 | 0 | 0 | 2.7438 | 4.8222 | 0 | 7.566
934 | 2018-02-08 21:00 | 2 | Februar | 21 | 39 | 0 | 0 | 0 | 0 | 0 | 2.336 | 4.6505 | 0 | 6.9865
935 | 2018-02-08 22:00 | 2 | Februar | 22 | 39 | 0 | 0 | 0 | 0 | 0 | 1.8279 | 4.9757 | 0 | 6.8035
936 | 2018-02-08 23:00 | 2 | Februar | 23 | 39 | 0 | 0 | 0 | 0 | 0 | 1.3563 | 5.3265 | 0 | 6.6828
937 | 2018-02-09 | 2 | Februar | 0 | 40 | 0 | 0 | 0 | 0 | 0 | 1.1016 | 5.7944 | 0 | 6.896
938 | 2018-02-09 01:00 | 2 | Februar | 1 | 40 | 0 | 0 | 0 | 0 | 0 | 1.0416 | 5.8528 | 0 | 6.8944
939 | 2018-02-09 02:00 | 2 | Februar | 2 | 40 | 0 | 0 | 0 | 0 | 0 | 1.024 | 6.0629 | 0 | 7.0869
940 | 2018-02-09 03:00 | 2 | Februar | 3 | 40 | 0 | 0 | 0 | 0 | 0 | 1.0345 | 6.082 | 0 | 7.1165
941 | 2018-02-09 04:00 | 2 | Februar | 4 | 40 | 0 | 0 | 0 | 0 | 0 | 1.1645 | 6.423 | 0 | 7.5876
942 | 2018-02-09 05:00 | 2 | Februar | 5 | 40 | 0 | 0 | 0 | 0 | 0 | 1.8896 | 6.5885 | 0 | 8.478
943 | 2018-02-09 06:00 | 2 | Februar | 6 | 40 | 0 | 0 | 0 | 0 | 0 | 2.5495 | 7.2165 | 0 | 9.7661
944 | 2018-02-09 07:00 | 2 | Februar | 7 | 40 | 0.087005 | 0.087005 | 0.087005 | 0 | 0 | 2.5313 | 7.1185 | 0 | 9.6499
945 | 2018-02-09 08:00 | 2 | Februar | 8 | 40 | 1.2616 | 1.2616 | 1.2616 | 0 | 0 | 2.2263 | 3.6309 | 0 | 5.8572
946 | 2018-02-09 09:00 | 2 | Februar | 9 | 40 | 2.6102 | 2.6102 | 2.6102 | 0 | 0 | 1.3387 | 2.2069 | 0 | 3.5456
947 | 2018-02-09 10:00 | 2 | Februar | 10 | 40 | 3.7412 | 3.7412 | 3.7412 | 0 | 0 | 0.24286 | 4.0997 | 0 | 4.3426
948 | 2018-02-09 11:00 | 2 | Februar | 11 | 40 | 4.3067 | 4.1918 | 4.3067 | 0 | 0 | 0 | 4.1938 | 0 | 4.1938
949 | 2018-02-09 12:00 | 2 | Februar | 12 | 40 | 4.3503 | 4.1712 | 4.3503 | 0 | 0 | 0 | 5.0723 | 0 | 5.0723
950 | 2018-02-09 13:00 | 2 | Februar | 13 | 40 | 3.6107 | 3.6107 | 3.6107 | 0 | 0 | 0.32344 | 3.1411 | 0 | 3.4645
951 | 2018-02-09 14:00 | 2 | Februar | 14 | 40 | 2.3056 | 2.3056 | 2.3056 | 0 | 0 | 1.4519 | 1.9339 | 0 | 3.3858
952 | 2018-02-09 15:00 | 2 | Februar | 15 | 40 | 1.2616 | 1.2616 | 1.2616 | 0 | 0 | 2.5027 | 2.0999 | 0 | 4.6025
953 | 2018-02-09 16:00 | 2 | Februar | 16 | 40 | 0.087005 | 0.087005 | 0.087005 | 0 | 0 | 4.0704 | 4.2471 | 0 | 8.3175
954 | 2018-02-09 17:00 | 2 | Februar | 17 | 40 | 0 | 0 | 0 | 0 | 0 | 4.3228 | 5.5161 | 0 | 9.8389
955 | 2018-02-09 18:00 | 2 | Februar | 18 | 40 | 0 | 0 | 0 | 0 | 0 | 4.0951 | 5.1553 | 0 | 9.2504
956 | 2018-02-09 19:00 | 2 | Februar | 19 | 40 | 0 | 0 | 0 | 0 | 0 | 3.2011 | 4.9834 | 0 | 8.1845
957 | 2018-02-09 20:00 | 2 | Februar | 20 | 40 | 0 | 0 | 0 | 0 | 0 | 2.7438 | 5.0845 | 0 | 7.8283
958 | 2018-02-09 21:00 | 2 | Februar | 21 | 40 | 0 | 0 | 0 | 0 | 0 | 2.336 | 4.9132 | 0 | 7.2492
959 | 2018-02-09 22:00 | 2 | Februar | 22 | 40 | 0 | 0 | 0 | 0 | 0 | 1.8279 | 5.3086 | 0 | 7.1365
960 | 2018-02-09 23:00 | 2 | Februar | 23 | 40 | 0 | 0 | 0 | 0 | 0 | 1.3563 | 5.99 | 0 | 7.3462
961 | 2018-02-10 | 2 | Februar | 0 | 41 | 0 | 0 | 0 | 0 | 0 | 1.2657 | 5.9691 | 0 | 7.2348
962 | 2018-02-10 01:00 | 2 | Februar | 1 | 41 | 0 | 0 | 0 | 0 | 0 | 1.0844 | 5.971 | 0 | 7.0554
963 | 2018-02-10 02:00 | 2 | Februar | 2 | 41 | 0 | 0 | 0 | 0 | 0 | 1.0441 | 5.9376 | 0 | 6.9817
964 | 2018-02-10 03:00 | 2 | Februar | 3 | 41 | 0 | 0 | 0 | 0 | 0 | 1.0236 | 5.9209 | 0 | 6.9445
965 | 2018-02-10 04:00 | 2 | Februar | 4 | 41 | 0 | 0 | 0 | 0 | 0 | 1.0504 | 5.8924 | 0 | 6.9428
966 | 2018-02-10 05:00 | 2 | Februar | 5 | 41 | 0 | 0 | 0 | 0 | 0 | 1.269 | 5.9782 | 0 | 7.2472
967 | 2018-02-10 06:00 | 2 | Februar | 6 | 41 | 0 | 0 | 0 | 0 | 0 | 1.7532 | 6.1036 | 0 | 7.8568
968 | 2018-02-10 07:00 | 2 | Februar | 7 | 41 | 0 | 0 | 0 | 0 | 0 | 2.3867 | 6.0897 | 0 | 8.4765
969 | 2018-02-10 08:00 | 2 | Februar | 8 | 41 | 1.0006 | 1.0006 | 1.0006 | 0 | 0 | 1.7554 | 2.0342 | 0 | 3.7896
970 | 2018-02-10 09:00 | 2 | Februar | 9 | 41 | 2.0881 | 2.0881 | 2.0881 | 0 | 0 | 0.77104 | 1.0124 | 0 | 1.7834
971 | 2018-02-10 10:00 | 2 | Februar | 10 | 41 | 3.1757 | 2.9792 | 3.1757 | 0 | 0 | 0 | 0.49113 | 0 | 0.49113
972 | 2018-02-10 11:00 | 2 | Februar | 11 | 41 | 3.9152 | 3.1738 | 3.9152 | 0 | 0 | 0 | 0.27098 | 0 | 0.27098
973 | 2018-02-10 12:00 | 2 | Februar | 12 | 41 | 4.0457 | 3.1608 | 4.0457 | 0 | 0 | 0 | 1.3573 | 0 | 1.3573
974 | 2018-02-10 13:00 | 2 | Februar | 13 | 41 | 4.5678 | 2.9531 | 4.5678 | 0 | 0 | 0 | 0.28037 | 0 | 0.28037
975 | 2018-02-10 14:00 | 2 | Februar | 14 | 41 | 4.5243 | 2.7908 | 4.5243 | 0 | 0 | 0 | 0.32852 | 0 | 0.32852
976 | 2018-02-10 15:00 | 2 | Februar | 15 | 41 | 3.1322 | 2.8071 | 3.1322 | 0 | 0 | 0 | 3.9346 | 0 | 3.9346
977 | 2018-02-10 16:00 | 2 | Februar | 16 | 41 | 1.4791 | 1.4791 | 1.4791 | 0 | 0 | 1.928 | 5.4927 | 0 | 7.4207
978 | 2018-02-10 17:00 | 2 | Februar | 17 | 41 | 0 | 0 | 0 | 0 | 0 | 3.8921 | 5.2055 | 0 | 9.0976
979 | 2018-02-10 18:00 | 2 | Februar | 18 | 41 | 0 | 0 | 0 | 0 | 0 | 3.9043 | 4.5082 | 0 | 8.4125
980 | 2018-02-10 19:00 | 2 | Februar | 19 | 41 | 0 | 0 | 0 | 0 | 0 | 3.2636 | 4.6689 | 0 | 7.9325
981 | 2018-02-10 20:00 | 2 | Februar | 20 | 41 | 0 | 0 | 0 | 0 | 0 | 2.6284 | 4.569 | 0 | 7.1974
982 | 2018-02-10 21:00 | 2 | Februar | 21 | 41 | 0 | 0 | 0 | 0 | 0 | 2.4337 | 4.596 | 0 | 7.0297
983 | 2018-02-10 22:00 | 2 | Februar | 22 | 41 | 0 | 0 | 0 | 0 | 0 | 2.122 | 4.7977 | 0 | 6.9197
984 | 2018-02-10 23:00 | 2 | Februar | 23 | 41 | 0 | 0 | 0 | 0 | 0 | 1.5031 | 4.7999 | 0 | 6.303
985 | 2018-02-11 | 2 | Februar | 0 | 42 | 0 | 0 | 0 | 0 | 0 | 1.6898 | 4.7964 | 0 | 6.4862
986 | 2018-02-11 01:00 | 2 | Februar | 1 | 42 | 0 | 0 | 0 | 0 | 0 | 1.3223 | 4.9104 | 0 | 6.2327
987 | 2018-02-11 02:00 | 2 | Februar | 2 | 42 | 0 | 0 | 0 | 0 | 0 | 1.1343 | 4.9793 | 0 | 6.1136
988 | 2018-02-11 03:00 | 2 | Februar | 3 | 42 | 0 | 0 | 0 | 0 | 0 | 1.0685 | 4.9958 | 0 | 6.0642
989 | 2018-02-11 04:00 | 2 | Februar | 4 | 42 | 0 | 0 | 0 | 0 | 0 | 1.0278 | 5.0276 | 0 | 6.0554
990 | 2018-02-11 05:00 | 2 | Februar | 5 | 42 | 0 | 0 | 0 | 0 | 0 | 1.0261 | 5.028 | 0 | 6.0541
991 | 2018-02-11 06:00 | 2 | Februar | 6 | 42 | 0 | 0 | 0 | 0 | 0 | 1.0651 | 4.9563 | 0 | 6.0214
992 | 2018-02-11 07:00 | 2 | Februar | 7 | 42 | 0.087005 | 0.087005 | 0.087005 | 0 | 0 | 1.13 | 4.9475 | 0 | 6.0775
993 | 2018-02-11 08:00 | 2 | Februar | 8 | 42 | 1.3051 | 1.3051 | 1.3051 | 0 | 0 | 0.55846 | 4.6995 | 0 | 5.258
994 | 2018-02-11 09:00 | 2 | Februar | 9 | 42 | 3.0017 | 2.7022 | 3.0017 | 0 | 0 | 0 | 2.5461 | 0 | 2.5461
995 | 2018-02-11 10:00 | 2 | Februar | 10 | 42 | 4.4373 | 3.301 | 4.4373 | 0 | 0 | 0 | 1.4393 | 0 | 1.4393
996 | 2018-02-11 11:00 | 2 | Februar | 11 | 42 | 4.0457 | 3.7809 | 4.0457 | 0 | 0 | 0 | 1.2347 | 0 | 1.2347
997 | 2018-02-11 12:00 | 2 | Februar | 12 | 42 | 3.3932 | 3.3932 | 3.3932 | 0 | 0 | 0.45362 | 2.1684 | 0 | 2.622
998 | 2018-02-11 13:00 | 2 | Februar | 13 | 42 | 2.4796 | 2.4796 | 2.4796 | 0 | 0 | 0.80202 | 2.2319 | 0 | 3.0339
999 | 2018-02-11 14:00 | 2 | Februar | 14 | 42 | 1.3051 | 1.3051 | 1.3051 | 0 | 0 | 1.3573 | 2.7512 | 0 | 4.1086
1000 | 2018-02-11 15:00 | 2 | Februar | 15 | 42 | 1.1311 | 1.1311 | 1.1311 | 0 | 0 | 1.2036 | 3.7322 | 0 | 4.9359
1001 | 2018-02-11 16:00 | 2 | Februar | 16 | 42 | 0.087005 | 0.087005 | 0.087005 | 0 | 0 | 2.0816 | 4.5557 | 0 | 6.6373
1002 | 2018-02-11 17:00 | 2 | Februar | 17 | 42 | 0 | 0 | 0 | 0 | 0 | 2.4874 | 4.7626 | 0 | 7.25
1003 | 2018-02-11 18:00 | 2 | Februar | 18 | 42 | 0 | 0 | 0 | 0 | 0 | 3.0027 | 4.5118 | 0 | 7.5144
1004 | 2018-02-11 19:00 | 2 | Februar | 19 | 42 | 0 | 0 | 0 | 0 | 0 | 3.3362 | 4.1463 | 0 | 7.4825
1005 | 2018-02-11 20:00 | 2 | Februar | 20 | 42 | 0 | 0 | 0 | 0 | 0 | 3.0652 | 4.3726 | 0 | 7.4377
1006 | 2018-02-11 21:00 | 2 | Februar | 21 | 42 | 0 | 0 | 0 | 0 | 0 | 2.6523 | 4.2333 | 0 | 6.8856
1007 | 2018-02-11 22:00 | 2 | Februar | 22 | 42 | 0 | 0 | 0 | 0 | 0 | 2.3037 | 4.4885 | 0 | 6.7922
1008 | 2018-02-11 23:00 | 2 | Februar | 23 | 42 | 0 | 0 | 0 | 0 | 0 | 1.3563 | 4.6394 | 0 | 5.9957
1009 | 2018-02-12 | 2 | Februar | 0 | 43 | 0 | 0 | 0 | 0 | 0 | 1.1016 | 4.7905 | 0 | 5.8921
1010 | 2018-02-12 01:00 | 2 | Februar | 1 | 43 | 0 | 0 | 0 | 0 | 0 | 1.0416 | 4.9142 | 0 | 5.9558
1011 | 2018-02-12 02:00 | 2 | Februar | 2 | 43 | 0 | 0 | 0 | 0 | 0 | 1.024 | 5.1678 | 0 | 6.1918
1012 | 2018-02-12 03:00 | 2 | Februar | 3 | 43 | 0 | 0 | 0 | 0 | 0 | 1.0345 | 5.2086 | 0 | 6.243
1013 | 2018-02-12 04:00 | 2 | Februar | 4 | 43 | 0 | 0 | 0 | 0 | 0 | 1.1645 | 5.5492 | 0 | 6.7138
1014 | 2018-02-12 05:00 | 2 | Februar | 5 | 43 | 0 | 0 | 0 | 0 | 0 | 1.8896 | 5.7343 | 0 | 7.6239
1015 | 2018-02-12 06:00 | 2 | Februar | 6 | 43 | 0 | 0 | 0 | 0 | 0 | 2.5495 | 6.3356 | 0 | 8.8851
1016 | 2018-02-12 07:00 | 2 | Februar | 7 | 43 | 0.087005 | 0.087005 | 0.087005 | 0 | 0 | 2.5313 | 6.2139 | 0 | 8.7453
1017 | 2018-02-12 08:00 | 2 | Februar | 8 | 43 | 0.87005 | 0.87005 | 0.87005 | 0 | 0 | 2.6178 | 5.1999 | 0 | 7.8177
1018 | 2018-02-12 09:00 | 2 | Februar | 9 | 43 | 1.3921 | 1.3921 | 1.3921 | 0 | 0 | 2.5568 | 3.7008 | 0 | 6.2576
1019 | 2018-02-12 10:00 | 2 | Februar | 10 | 43 | 1.9141 | 1.9141 | 1.9141 | 0 | 0 | 2.07 | 2.7259 | 0 | 4.7958
1020 | 2018-02-12 11:00 | 2 | Februar | 11 | 43 | 1.9141 | 1.9141 | 1.9141 | 0 | 0 | 2.2777 | 3.4465 | 0 | 5.7242
1021 | 2018-02-12 12:00 | 2 | Februar | 12 | 43 | 2.0881 | 2.0881 | 2.0881 | 0 | 0 | 2.0831 | 4.0396 | 0 | 6.1227
1022 | 2018-02-12 13:00 | 2 | Februar | 13 | 43 | 1.6531 | 1.6531 | 1.6531 | 0 | 0 | 2.2811 | 3.8739 | 0 | 6.1549
1023 | 2018-02-12 14:00 | 2 | Februar | 14 | 43 | 1.3051 | 1.3051 | 1.3051 | 0 | 0 | 2.4524 | 3.9841 | 0 | 6.4366
1024 | 2018-02-12 15:00 | 2 | Februar | 15 | 43 | 0.60904 | 0.60904 | 0.60904 | 0 | 0 | 3.1552 | 3.4178 | 0 | 6.573
1025 | 2018-02-12 16:00 | 2 | Februar | 16 | 43 | 0.17401 | 0.17401 | 0.17401 | 0 | 0 | 3.9833 | 4.6258 | 0 | 8.6091
1026 | 2018-02-12 17:00 | 2 | Februar | 17 | 43 | 0 | 0 | 0 | 0 | 0 | 4.3228 | 4.7081 | 0 | 9.0309
1027 | 2018-02-12 18:00 | 2 | Februar | 18 | 43 | 0 | 0 | 0 | 0 | 0 | 4.0951 | 4.3252 | 0 | 8.4203
1028 | 2018-02-12 19:00 | 2 | Februar | 19 | 43 | 0 | 0 | 0 | 0 | 0 | 3.2011 | 4.1921 | 0 | 7.3932
1029 | 2018-02-12 20:00 | 2 | Februar | 20 | 43 | 0 | 0 | 0 | 0 | 0 | 2.7438 | 4.8037 | 0 | 7.5475
1030 | 2018-02-12 21:00 | 2 | Februar | 21 | 43 | 0 | 0 | 0 | 0 | 0 | 2.336 | 4.6354 | 0 | 6.9713
1031 | 2018-02-12 22:00 | 2 | Februar | 22 | 43 | 0 | 0 | 0 | 0 | 0 | 1.8279 | 4.9319 | 0 | 6.7597
1032 | 2018-02-12 23:00 | 2 | Februar | 23 | 43 | 0 | 0 | 0 | 0 | 0 | 1.3563 | 4.9851 | 0 | 6.3414
1033 | 2018-02-13 | 2 | Februar | 0 | 44 | 0 | 0 | 0 | 0 | 0 | 1.1016 | 5.093 | 0 | 6.1946
1034 | 2018-02-13 01:00 | 2 | Februar | 1 | 44 | 0 | 0 | 0 | 0 | 0 | 1.0416 | 5.1081 | 0 | 6.1497
1035 | 2018-02-13 02:00 | 2 | Februar | 2 | 44 | 0 | 0 | 0 | 0 | 0 | 1.024 | 5.2966 | 0 | 6.3206
1036 | 2018-02-13 03:00 | 2 | Februar | 3 | 44 | 0 | 0 | 0 | 0 | 0 | 1.0345 | 5.3156 | 0 | 6.3501
1037 | 2018-02-13 04:00 | 2 | Februar | 4 | 44 | 0 | 0 | 0 | 0 | 0 | 1.1645 | 5.6127 | 0 | 6.7772
1038 | 2018-02-13 05:00 | 2 | Februar | 5 | 44 | 0 | 0 | 0 | 0 | 0 | 1.8896 | 5.7753 | 0 | 7.6648
1039 | 2018-02-13 06:00 | 2 | Februar | 6 | 44 | 0 | 0 | 0 | 0 | 0 | 2.5495 | 6.3548 | 0 | 8.9043
1040 | 2018-02-13 07:00 | 2 | Februar | 7 | 44 | 0 | 0 | 0 | 0 | 0 | 2.6183 | 6.1697 | 0 | 8.788
1041 | 2018-02-13 08:00 | 2 | Februar | 8 | 44 | 0.69604 | 0.69604 | 0.69604 | 0 | 0 | 2.7918 | 4.7172 | 0 | 7.509
1042 | 2018-02-13 09:00 | 2 | Februar | 9 | 44 | 1.3051 | 1.3051 | 1.3051 | 0 | 0 | 2.6438 | 4.1047 | 0 | 6.7485
1043 | 2018-02-13 10:00 | 2 | Februar | 10 | 44 | 2.0011 | 2.0011 | 2.0011 | 0 | 0 | 1.983 | 3.1088 | 0 | 5.0918
1044 | 2018-02-13 11:00 | 2 | Februar | 11 | 44 | 1.8271 | 1.8271 | 1.8271 | 0 | 0 | 2.3647 | 4.1702 | 0 | 6.5349
1045 | 2018-02-13 12:00 | 2 | Februar | 12 | 44 | 1.8271 | 1.8271 | 1.8271 | 0 | 0 | 2.3441 | 4.4751 | 0 | 6.8192
1046 | 2018-02-13 13:00 | 2 | Februar | 13 | 44 | 2.3491 | 2.3491 | 2.3491 | 0 | 0 | 1.585 | 2.3697 | 0 | 3.9548
1047 | 2018-02-13 14:00 | 2 | Februar | 14 | 44 | 1.5661 | 1.5661 | 1.5661 | 0 | 0 | 2.1914 | 2.3322 | 0 | 4.5236
1048 | 2018-02-13 15:00 | 2 | Februar | 15 | 44 | 1.1311 | 1.1311 | 1.1311 | 0 | 0 | 2.6332 | 1.2694 | 0 | 3.9026
1049 | 2018-02-13 16:00 | 2 | Februar | 16 | 44 | 0.43503 | 0.43503 | 0.43503 | 0 | 0 | 3.7223 | 2.2753 | 0 | 5.9976
1050 | 2018-02-13 17:00 | 2 | Februar | 17 | 44 | 0 | 0 | 0 | 0 | 0 | 4.3228 | 4.4006 | 0 | 8.7234
1051 | 2018-02-13 18:00 | 2 | Februar | 18 | 44 | 0 | 0 | 0 | 0 | 0 | 4.0951 | 3.9976 | 0 | 8.0927
1052 | 2018-02-13 19:00 | 2 | Februar | 19 | 44 | 0 | 0 | 0 | 0 | 0 | 3.2011 | 3.7889 | 0 | 6.99
1053 | 2018-02-13 20:00 | 2 | Februar | 20 | 44 | 0 | 0 | 0 | 0 | 0 | 2.7438 | 3.8743 | 0 | 6.6181
1054 | 2018-02-13 21:00 | 2 | Februar | 21 | 44 | 0 | 0 | 0 | 0 | 0 | 2.336 | 3.6666 | 0 | 6.0026
1055 | 2018-02-13 22:00 | 2 | Februar | 22 | 44 | 0 | 0 | 0 | 0 | 0 | 1.8279 | 3.9397 | 0 | 5.7676
1056 | 2018-02-13 23:00 | 2 | Februar | 23 | 44 | 0 | 0 | 0 | 0 | 0 | 1.3563 | 3.9474 | 0 | 5.3037
1057 | 2018-02-14 | 2 | Februar | 0 | 45 | 0 | 0 | 0 | 0 | 0 | 1.1016 | 4.031 | 0 | 5.1326
1058 | 2018-02-14 01:00 | 2 | Februar | 1 | 45 | 0 | 0 | 0 | 0 | 0 | 1.0416 | 4.0652 | 0 | 5.1068
1059 | 2018-02-14 02:00 | 2 | Februar | 2 | 45 | 0 | 0 | 0 | 0 | 0 | 1.024 | 4.251 | 0 | 5.275
1060 | 2018-02-14 03:00 | 2 | Februar | 3 | 45 | 0 | 0 | 0 | 0 | 0 | 1.0345 | 4.2482 | 0 | 5.2827
1061 | 2018-02-14 04:00 | 2 | Februar | 4 | 45 | 0 | 0 | 0 | 0 | 0 | 1.1645 | 5.0791 | 0 | 6.2437
1062 | 2018-02-14 05:00 | 2 | Februar | 5 | 45 | 0 | 0 | 0 | 0 | 0 | 1.8896 | 5.2297 | 0 | 7.1192
1063 | 2018-02-14 06:00 | 2 | Februar | 6 | 45 | 0 | 0 | 0 | 0 | 0 | 2.5495 | 5.7924 | 0 | 8.3419
1064 | 2018-02-14 07:00 | 2 | Februar | 7 | 45 | 0.34802 | 0.34802 | 0.34802 | 0 | 0 | 2.2703 | 5.5735 | 0 | 7.8438
1065 | 2018-02-14 08:00 | 2 | Februar | 8 | 45 | 2.6537 | 2.6537 | 2.6537 | 0 | 0 | 0.83418 | 4.6322 | 0 | 5.4664
1066 | 2018-02-14 09:00 | 2 | Februar | 9 | 45 | 2.5231 | 2.5231 | 2.5231 | 0 | 0 | 1.4257 | 3.2916 | 0 | 4.7173
1067 | 2018-02-14 10:00 | 2 | Februar | 10 | 45 | 2.0011 | 2.0011 | 2.0011 | 0 | 0 | 1.983 | 1.5263 | 0 | 3.5093
1068 | 2018-02-14 11:00 | 2 | Februar | 11 | 45 | 0.87005 | 0.87005 | 0.87005 | 0 | 0 | 3.3217 | 2.0251 | 0 | 5.3469
1069 | 2018-02-14 12:00 | 2 | Februar | 12 | 45 | 2.3491 | 2.3491 | 2.3491 | 0 | 0 | 1.8221 | 2.1224 | 0 | 3.9445
1070 | 2018-02-14 13:00 | 2 | Februar | 13 | 45 | 5.1333 | 3.9342 | 5.1333 | 0 | 0 | 0 | 2.7412 | 0 | 2.7412
1071 | 2018-02-14 14:00 | 2 | Februar | 14 | 45 | 4.8288 | 3.7575 | 4.8288 | 0 | 0 | 0 | 1.5523 | 0 | 1.5523
1072 | 2018-02-14 15:00 | 2 | Februar | 15 | 45 | 3.7412 | 3.7412 | 3.7412 | 0 | 0 | 0.023012 | 2.9673 | 0 | 2.9903
1073 | 2018-02-14 16:00 | 2 | Februar | 16 | 45 | 1.3486 | 1.3486 | 1.3486 | 0 | 0 | 2.8088 | 4.2477 | 0 | 7.0564
1074 | 2018-02-14 17:00 | 2 | Februar | 17 | 45 | 0 | 0 | 0 | 0 | 0 | 4.3228 | 4.055 | 0 | 8.3778
1075 | 2018-02-14 18:00 | 2 | Februar | 18 | 45 | 0 | 0 | 0 | 0 | 0 | 4.0951 | 3.6508 | 0 | 7.7459
1076 | 2018-02-14 19:00 | 2 | Februar | 19 | 45 | 0 | 0 | 0 | 0 | 0 | 3.2011 | 3.4615 | 0 | 6.6626
1077 | 2018-02-14 20:00 | 2 | Februar | 20 | 45 | 0 | 0 | 0 | 0 | 0 | 2.7438 | 3.5477 | 0 | 6.2915
1078 | 2018-02-14 21:00 | 2 | Februar | 21 | 45 | 0 | 0 | 0 | 0 | 0 | 2.336 | 3.3595 | 0 | 5.6954
1079 | 2018-02-14 22:00 | 2 | Februar | 22 | 45 | 0 | 0 | 0 | 0 | 0 | 1.8279 | 3.6336 | 0 | 5.4615
1080 | 2018-02-14 23:00 | 2 | Februar | 23 | 45 | 0 | 0 | 0 | 0 | 0 | 1.3563 | 3.6609 | 0 | 5.0172
1081 | 2018-02-15 | 2 | Februar | 0 | 46 | 0 | 0 | 0 | 0 | 0 | 1.1016 | 3.7828 | 0 | 4.8844
1082 | 2018-02-15 01:00 | 2 | Februar | 1 | 46 | 0 | 0 | 0 | 0 | 0 | 1.0416 | 3.8739 | 0 | 4.9156
1083 | 2018-02-15 02:00 | 2 | Februar | 2 | 46 | 0 | 0 | 0 | 0 | 0 | 1.024 | 4.2692 | 0 | 5.2932
1084 | 2018-02-15 03:00 | 2 | Februar | 3 | 46 | 0 | 0 | 0 | 0 | 0 | 1.0345 | 4.6388 | 0 | 5.6733
1085 | 2018-02-15 04:00 | 2 | Februar | 4 | 46 | 0 | 0 | 0 | 0 | 0 | 1.1645 | 4.9791 | 0 | 6.1437
1086 | 2018-02-15 05:00 | 2 | Februar | 5 | 46 | 0 | 0 | 0 | 0 | 0 | 1.8896 | 5.1402 | 0 | 7.0297
1087 | 2018-02-15 06:00 | 2 | Februar | 6 | 46 | 0 | 0 | 0 | 0 | 0 | 2.5495 | 5.7219 | 0 | 8.2715
1088 | 2018-02-15 07:00 | 2 | Februar | 7 | 46 | 0.17401 | 0.17401 | 0.17401 | 0 | 0 | 2.4443 | 5.5692 | 0 | 8.0135
1089 | 2018-02-15 08:00 | 2 | Februar | 8 | 46 | 2.4361 | 2.4361 | 2.4361 | 0 | 0 | 1.0517 | 5.0807 | 0 | 6.1324
1090 | 2018-02-15 09:00 | 2 | Februar | 9 | 46 | 4.1327 | 3.9488 | 4.1327 | 0 | 0 | 0 | 4.488 | 0 | 4.488
1091 | 2018-02-15 10:00 | 2 | Februar | 10 | 46 | 5.7858 | 3.9841 | 5.6879 | 0 | 0.097927 | 0 | 0 | 0 | 0
1092 | 2018-02-15 11:00 | 2 | Februar | 11 | 46 | 6.6559 | 4.1918 | 6.6559 | 0 | 0 | 0 | 0.088323 | 0 | 0.088323
1093 | 2018-02-15 12:00 | 2 | Februar | 12 | 46 | 6.7864 | 4.1712 | 6.2578 | 0 | 0.52854 | 0 | 0 | 0 | 0
1094 | 2018-02-15 13:00 | 2 | Februar | 13 | 46 | 6.7429 | 3.9342 | 5.5337 | 0 | 1.2092 | 0 | 0 | 0 | 0
1095 | 2018-02-15 14:00 | 2 | Februar | 14 | 46 | 5.3943 | 3.7575 | 5.027 | 0 | 0.36735 | 0 | 0 | 0 | 0
1096 | 2018-02-15 15:00 | 2 | Februar | 15 | 46 | 3.5237 | 3.5237 | 3.5237 | 0 | 0 | 0.24052 | 1.2694 | 0 | 1.51
1097 | 2018-02-15 16:00 | 2 | Februar | 16 | 46 | 1.5661 | 1.5661 | 1.5661 | 0 | 0 | 2.5913 | 3.0455 | 0 | 5.6368
1098 | 2018-02-15 17:00 | 2 | Februar | 17 | 46 | 0 | 0 | 0 | 0 | 0 | 4.3228 | 3.8042 | 0 | 8.127
1099 | 2018-02-15 18:00 | 2 | Februar | 18 | 46 | 0 | 0 | 0 | 0 | 0 | 4.0951 | 3.4747 | 0 | 7.5698
1100 | 2018-02-15 19:00 | 2 | Februar | 19 | 46 | 0 | 0 | 0 | 0 | 0 | 3.2011 | 3.3426 | 0 | 6.5437
1101 | 2018-02-15 20:00 | 2 | Februar | 20 | 46 | 0 | 0 | 0 | 0 | 0 | 2.7438 | 3.4867 | 0 | 6.2305
1102 | 2018-02-15 21:00 | 2 | Februar | 21 | 46 | 0 | 0 | 0 | 0 | 0 | 2.336 | 3.3558 | 0 | 5.6918
1103 | 2018-02-15 22:00 | 2 | Februar | 22 | 46 | 0 | 0 | 0 | 0 | 0 | 1.8279 | 3.707 | 0 | 5.5348
1104 | 2018-02-15 23:00 | 2 | Februar | 23 | 46 | 0 | 0 | 0 | 0 | 0 | 1.3563 | 3.7729 | 0 | 5.1292
1105 | 2018-02-16 | 2 | Februar | 0 | 47 | 0 | 0 | 0 | 0 | 0 | 1.1016 | 3.971 | 0 | 5.0726
1106 | 2018-02-16 01:00 | 2 | Februar | 1 | 47 | 0 | 0 | 0 | 0 | 0 | 1.0416 | 4.1001 | 0 | 5.1418
1107 | 2018-02-16 02:00 | 2 | Februar | 2 | 47 | 0 | 0 | 0 | 0 | 0 | 1.024 | 4.5344 | 0 | 5.5584
1108 | 2018-02-16 03:00 | 2 | Februar | 3 | 47 | 0 | 0 | 0 | 0 | 0 | 1.0345 | 5.0282 | 0 | 6.0626
1109 | 2018-02-16 04:00 | 2 | Februar | 4 | 47 | 0 | 0 | 0 | 0 | 0 | 1.1645 | 5.4117 | 0 | 6.5763
1110 | 2018-02-16 05:00 | 2 | Februar | 5 | 47 | 0 | 0 | 0 | 0 | 0 | 1.8896 | 5.5937 | 0 | 7.4832
1111 | 2018-02-16 06:00 | 2 | Februar | 6 | 47 | 0 | 0 | 0 | 0 | 0 | 2.5495 | 6.233 | 0 | 8.7826
1112 | 2018-02-16 07:00 | 2 | Februar | 7 | 47 | 0.087005 | 0.087005 | 0.087005 | 0 | 0 | 2.5313 | 5.9729 | 0 | 8.5042
1113 | 2018-02-16 08:00 | 2 | Februar | 8 | 47 | 2.0011 | 2.0011 | 2.0011 | 0 | 0 | 1.4867 | 2.1841 | 0 | 3.6708
1114 | 2018-02-16 09:00 | 2 | Februar | 9 | 47 | 3.8282 | 3.8282 | 3.8282 | 0 | 0 | 0.12062 | 1.5996 | 0 | 1.7202
1115 | 2018-02-16 10:00 | 2 | Februar | 10 | 47 | 4.5243 | 3.9841 | 4.5243 | 0 | 0 | 0 | 0.89703 | 0 | 0.89703
1116 | 2018-02-16 11:00 | 2 | Februar | 11 | 47 | 7.1344 | 4.1918 | 5.9537 | 0 | 1.1807 | 0 | 0 | 0 | 0
1117 | 2018-02-16 12:00 | 2 | Februar | 12 | 47 | 5.7858 | 4.1712 | 5.7858 | 0 | 0 | 0 | 0.47201 | 0 | 0.47201
1118 | 2018-02-16 13:00 | 2 | Februar | 13 | 47 | 5.3508 | 3.9342 | 5.3508 | 0 | 0 | 0 | 0.18291 | 0 | 0.18291
1119 | 2018-02-16 14:00 | 2 | Februar | 14 | 47 | 5.0898 | 3.7575 | 5.027 | 0 | 0.062837 | 0 | 0 | 0 | 0
1120 | 2018-02-16 15:00 | 2 | Februar | 15 | 47 | 4.5243 | 3.7642 | 4.5243 | 0 | 0 | 0 | 0.50941 | 0 | 0.50941
1121 | 2018-02-16 16:00 | 2 | Februar | 16 | 47 | 2.1316 | 2.1316 | 2.1316 | 0 | 0 | 2.0257 | 1.5996 | 0 | 3.6253
1122 | 2018-02-16 17:00 | 2 | Februar | 17 | 47 | 0 | 0 | 0 | 0 | 0 | 4.3228 | 1.4654 | 0 | 5.7883
1123 | 2018-02-16 18:00 | 2 | Februar | 18 | 47 | 0 | 0 | 0 | 0 | 0 | 4.0951 | 1.3201 | 0 | 5.4152
1124 | 2018-02-16 19:00 | 2 | Februar | 19 | 47 | 0 | 0 | 0 | 0 | 0 | 3.2011 | 2.2012 | 0 | 5.4023
1125 | 2018-02-16 20:00 | 2 | Februar | 20 | 47 | 0 | 0 | 0 | 0 | 0 | 2.7438 | 3.6534 | 0 | 6.3971
1126 | 2018-02-16 21:00 | 2 | Februar | 21 | 47 | 0 | 0 | 0 | 0 | 0 | 2.336 | 3.504 | 0 | 5.8399
1127 | 2018-02-16 22:00 | 2 | Februar | 22 | 47 | 0 | 0 | 0 | 0 | 0 | 1.8279 | 3.8372 | 0 | 5.6651
1128 | 2018-02-16 23:00 | 2 | Februar | 23 | 47 | 0 | 0 | 0 | 0 | 0 | 1.3563 | 3.9038 | 0 | 5.2601
1129 | 2018-02-17 | 2 | Februar | 0 | 48 | 0 | 0 | 0 | 0 | 0 | 1.2657 | 3.965 | 0 | 5.2307
1130 | 2018-02-17 01:00 | 2 | Februar | 1 | 48 | 0 | 0 | 0 | 0 | 0 | 1.0844 | 4.0306 | 0 | 5.115
1131 | 2018-02-17 02:00 | 2 | Februar | 2 | 48 | 0 | 0 | 0 | 0 | 0 | 1.0441 | 4.0789 | 0 | 5.123
1132 | 2018-02-17 03:00 | 2 | Februar | 3 | 48 | 0 | 0 | 0 | 0 | 0 | 1.0236 | 4.1031 | 0 | 5.1267
1133 | 2018-02-17 04:00 | 2 | Februar | 4 | 48 | 0 | 0 | 0 | 0 | 0 | 1.0504 | 4.0961 | 0 | 5.1465
1134 | 2018-02-17 05:00 | 2 | Februar | 5 | 48 | 0 | 0 | 0 | 0 | 0 | 1.269 | 4.221 | 0 | 5.49
1135 | 2018-02-17 06:00 | 2 | Februar | 6 | 48 | 0 | 0 | 0 | 0 | 0 | 1.7532 | 4.3628 | 0 | 6.116
1136 | 2018-02-17 07:00 | 2 | Februar | 7 | 48 | 0.34802 | 0.34802 | 0.34802 | 0 | 0 | 2.0387 | 4.7656 | 0 | 6.8044
1137 | 2018-02-17 08:00 | 2 | Februar | 8 | 48 | 2.5666 | 2.5666 | 2.5666 | 0 | 0 | 0.1893 | 1.1747 | 0 | 1.364
1138 | 2018-02-17 09:00 | 2 | Februar | 9 | 48 | 2.4361 | 2.4361 | 2.4361 | 0 | 0 | 0.42302 | 1.0124 | 0 | 1.4354
1139 | 2018-02-17 10:00 | 2 | Februar | 10 | 48 | 4.6113 | 2.9792 | 3.6668 | 0 | 0.94445 | 0 | 0 | 0 | 0
1140 | 2018-02-17 11:00 | 2 | Februar | 11 | 48 | 6.2644 | 3.1738 | 4.1862 | 0 | 2.0782 | 0 | 0 | 0 | 0
1141 | 2018-02-17 12:00 | 2 | Februar | 12 | 48 | 8.0045 | 3.1608 | 4.3356 | 0 | 3.6689 | 0 | 0 | 0 | 0
1142 | 2018-02-17 13:00 | 2 | Februar | 13 | 48 | 5.7858 | 2.9531 | 4.1279 | 0 | 1.658 | 0 | 0 | 0 | 0
1143 | 2018-02-17 14:00 | 2 | Februar | 14 | 48 | 4.3938 | 2.7908 | 3.8031 | 0 | 0.59061 | 0 | 0 | 0 | 0
1144 | 2018-02-17 15:00 | 2 | Februar | 15 | 48 | 2.3056 | 2.3056 | 2.3056 | 0 | 0 | 0.50151 | 1.0124 | 0 | 1.5139
1145 | 2018-02-17 16:00 | 2 | Februar | 16 | 48 | 0.34802 | 0.34802 | 0.34802 | 0 | 0 | 3.0591 | 1.6672 | 0 | 4.7263
1146 | 2018-02-17 17:00 | 2 | Februar | 17 | 48 | 0 | 0 | 0 | 0 | 0 | 3.8921 | 1.3371 | 0 | 5.2292
1147 | 2018-02-17 18:00 | 2 | Februar | 18 | 48 | 0 | 0 | 0 | 0 | 0 | 3.9043 | 0.85001 | 0 | 4.7543
1148 | 2018-02-17 19:00 | 2 | Februar | 19 | 48 | 0 | 0 | 0 | 0 | 0 | 3.2636 | 0.85001 | 0 | 4.1136
1149 | 2018-02-17 20:00 | 2 | Februar | 20 | 48 | 0 | 0 | 0 | 0 | 0 | 2.6284 | 0.51988 | 0 | 3.1483
1150 | 2018-02-17 21:00 | 2 | Februar | 21 | 48 | 0 | 0 | 0 | 0 | 0 | 2.4337 | 0.51988 | 0 | 2.9536
1151 | 2018-02-17 22:00 | 2 | Februar | 22 | 48 | 0 | 0 | 0 | 0 | 0 | 2.122 | 0.51988 | 0 | 2.6419
1152 | 2018-02-17 23:00 | 2 | Februar | 23 | 48 | 0 | 0 | 0 | 0 | 0 | 1.5031 | 0.35753 | 0 | 1.8607
1153 | 2018-02-18 | 2 | Februar | 0 | 49 | 0 | 0 | 0 | 0 | 0 | 1.6898 | 0.35753 | 0 | 2.0474
1154 | 2018-02-18 01:00 | 2 | Februar | 1 | 49 | 0 | 0 | 0 | 0 | 0 | 1.3223 | 3.0872 | 0 | 4.4096
1155 | 2018-02-18 02:00 | 2 | Februar | 2 | 49 | 0 | 0 | 0 | 0 | 0 | 1.1343 | 3.4656 | 0 | 4.6
1156 | 2018-02-18 03:00 | 2 | Februar | 3 | 49 | 0 | 0 | 0 | 0 | 0 | 1.0685 | 3.5206 | 0 | 4.589
1157 | 2018-02-18 04:00 | 2 | Februar | 4 | 49 | 0 | 0 | 0 | 0 | 0 | 1.0278 | 4.0541 | 0 | 5.0819
1158 | 2018-02-18 05:00 | 2 | Februar | 5 | 49 | 0 | 0 | 0 | 0 | 0 | 1.0261 | 4.0822 | 0 | 5.1083
1159 | 2018-02-18 06:00 | 2 | Februar | 6 | 49 | 0 | 0 | 0 | 0 | 0 | 1.0651 | 4.0517 | 0 | 5.1168
1160 | 2018-02-18 07:00 | 2 | Februar | 7 | 49 | 0.34802 | 0.34802 | 0.34802 | 0 | 0 | 0.86897 | 3.937 | 0 | 4.8059
1161 | 2018-02-18 08:00 | 2 | Februar | 8 | 49 | 2.8712 | 1.8635 | 2.5512 | 0 | 0.31997 | 0 | 0 | 0 | 0
1162 | 2018-02-18 09:00 | 2 | Februar | 9 | 49 | 4.6983 | 2.7022 | 3.877 | 0 | 0.8213 | 0 | 0 | 0 | 0
1163 | 2018-02-18 10:00 | 2 | Februar | 10 | 49 | 6.7864 | 3.301 | 4.4757 | 0 | 2.3107 | 0 | 0 | 0 | 0
1164 | 2018-02-18 11:00 | 2 | Februar | 11 | 49 | 7.961 | 3.7809 | 5.2804 | 0 | 2.6806 | 0 | 0 | 0 | 0
1165 | 2018-02-18 12:00 | 2 | Februar | 12 | 49 | 8.396 | 3.8468 | 5.3463 | 0 | 3.0497 | 0 | 0 | 0 | 0
1166 | 2018-02-18 13:00 | 2 | Februar | 13 | 49 | 8.0045 | 3.2817 | 4.6187 | 0 | 3.3857 | 0 | 0 | 0 | 0
1167 | 2018-02-18 14:00 | 2 | Februar | 14 | 49 | 6.6994 | 2.6624 | 3.6748 | 0 | 3.0246 | 0 | 0 | 0 | 0
1168 | 2018-02-18 15:00 | 2 | Februar | 15 | 49 | 4.5678 | 2.3347 | 3.1847 | 0 | 1.383 | 0 | 0 | 0 | 0
1169 | 2018-02-18 16:00 | 2 | Februar | 16 | 49 | 2.2186 | 2.1686 | 2.2186 | 0 | 0 | 0 | 0.9623 | 0 | 0.9623
1170 | 2018-02-18 17:00 | 2 | Februar | 17 | 49 | 0 | 0 | 0 | 0 | 0 | 2.4874 | 2.1066 | 0 | 4.5941
1171 | 2018-02-18 18:00 | 2 | Februar | 18 | 49 | 0 | 0 | 0 | 0 | 0 | 3.0027 | 3.2185 | 0 | 6.2211
1172 | 2018-02-18 19:00 | 2 | Februar | 19 | 49 | 0 | 0 | 0 | 0 | 0 | 3.3362 | 3.0521 | 0 | 6.3883
1173 | 2018-02-18 20:00 | 2 | Februar | 20 | 49 | 0 | 0 | 0 | 0 | 0 | 3.0652 | 3.4497 | 0 | 6.5148
1174 | 2018-02-18 21:00 | 2 | Februar | 21 | 49 | 0 | 0 | 0 | 0 | 0 | 2.6523 | 3.27 | 0 | 5.9223
1175 | 2018-02-18 22:00 | 2 | Februar | 22 | 49 | 0 | 0 | 0 | 0 | 0 | 2.3037 | 3.5317 | 0 | 5.8354
1176 | 2018-02-18 23:00 | 2 | Februar | 23 | 49 | 0 | 0 | 0 | 0 | 0 | 1.3563 | 3.6908 | 0 | 5.0471
1177 | 2018-02-19 | 2 | Februar | 0 | 50 | 0 | 0 | 0 | 0 | 0 | 1.1016 | 3.8438 | 0 | 4.9454
1178 | 2018-02-19 01:00 | 2 | Februar | 1 | 50 | 0 | 0 | 0 | 0 | 0 | 1.0416 | 3.8376 | 0 | 4.8792
1179 | 2018-02-19 02:00 | 2 | Februar | 2 | 50 | 0 | 0 | 0 | 0 | 0 | 1.024 | 4.0045 | 0 | 5.0285
1180 | 2018-02-19 03:00 | 2 | Februar | 3 | 50 | 0 | 0 | 0 | 0 | 0 | 1.0345 | 4.0234 | 0 | 5.0579
1181 | 2018-02-19 04:00 | 2 | Februar | 4 | 50 | 0 | 0 | 0 | 0 | 0 | 1.1645 | 4.3196 | 0 | 5.4842
1182 | 2018-02-19 05:00 | 2 | Februar | 5 | 50 | 0 | 0 | 0 | 0 | 0 | 1.8896 | 4.4556 | 0 | 6.3452
1183 | 2018-02-19 06:00 | 2 | Februar | 6 | 50 | 0 | 0 | 0 | 0 | 0 | 2.5495 | 4.9917 | 0 | 7.5412
1184 | 2018-02-19 07:00 | 2 | Februar | 7 | 50 | 0.17401 | 0.17401 | 0.17401 | 0 | 0 | 2.4443 | 4.8145 | 0 | 7.2588
1185 | 2018-02-19 08:00 | 2 | Februar | 8 | 50 | 2.1751 | 2.1751 | 2.1751 | 0 | 0 | 1.3127 | 4.4284 | 0 | 5.7411
1186 | 2018-02-19 09:00 | 2 | Februar | 9 | 50 | 4.1327 | 3.9488 | 4.1327 | 0 | 0 | 0 | 3.8337 | 0 | 3.8337
1187 | 2018-02-19 10:00 | 2 | Februar | 10 | 50 | 6.0904 | 3.9841 | 6.0904 | 0 | 0 | 0 | 1.5873 | 0 | 1.5873
1188 | 2018-02-19 11:00 | 2 | Februar | 11 | 50 | 6.6994 | 4.1918 | 6.6994 | 0 | 0 | 0 | 1.329 | 0 | 1.329
1189 | 2018-02-19 12:00 | 2 | Februar | 12 | 50 | 6.3949 | 4.1712 | 6.3949 | 0 | 0 | 0 | 1.7332 | 0 | 1.7332
1190 | 2018-02-19 13:00 | 2 | Februar | 13 | 50 | 6.1774 | 3.9342 | 5.5337 | 0 | 0.64364 | 0 | 0 | 0 | 0
1191 | 2018-02-19 14:00 | 2 | Februar | 14 | 50 | 6.0904 | 3.7575 | 5.027 | 0 | 1.0634 | 0 | 0 | 0 | 0
1192 | 2018-02-19 15:00 | 2 | Februar | 15 | 50 | 3.9587 | 3.7642 | 3.9587 | 0 | 0 | 0 | 1.0749 | 0 | 1.0749
1193 | 2018-02-19 16:00 | 2 | Februar | 16 | 50 | 2.1316 | 2.1316 | 2.1316 | 0 | 0 | 2.0257 | 1.5996 | 0 | 3.6253
1194 | 2018-02-19 17:00 | 2 | Februar | 17 | 50 | 0 | 0 | 0 | 0 | 0 | 4.3228 | 1.4654 | 0 | 5.7883
1195 | 2018-02-19 18:00 | 2 | Februar | 18 | 50 | 0 | 0 | 0 | 0 | 0 | 4.0951 | 1.3201 | 0 | 5.4152
1196 | 2018-02-19 19:00 | 2 | Februar | 19 | 50 | 0 | 0 | 0 | 0 | 0 | 3.2011 | 1.0124 | 0 | 4.2135
1197 | 2018-02-19 20:00 | 2 | Februar | 20 | 50 | 0 | 0 | 0 | 0 | 0 | 2.7438 | 1.7108 | 0 | 4.4545
1198 | 2018-02-19 21:00 | 2 | Februar | 21 | 50 | 0 | 0 | 0 | 0 | 0 | 2.336 | 2.6003 | 0 | 4.9363
1199 | 2018-02-19 22:00 | 2 | Februar | 22 | 50 | 0 | 0 | 0 | 0 | 0 | 1.8279 | 2.9181 | 0 | 4.746
1200 | 2018-02-19 23:00 | 2 | Februar | 23 | 50 | 0 | 0 | 0 | 0 | 0 | 1.3563 | 2.9678 | 0 | 4.3241
1201 | 2018-02-20 | 2 | Februar | 0 | 51 | 0 | 0 | 0 | 0 | 0 | 1.1016 | 3.1292 | 0 | 4.2308
1202 | 2018-02-20 01:00 | 2 | Februar | 1 | 51 | 0 | 0 | 0 | 0 | 0 | 1.0416 | 3.2396 | 0 | 4.2813
1203 | 2018-02-20 02:00 | 2 | Februar | 2 | 51 | 0 | 0 | 0 | 0 | 0 | 1.024 | 3.5014 | 0 | 4.5254
1204 | 2018-02-20 03:00 | 2 | Februar | 3 | 51 | 0 | 0 | 0 | 0 | 0 | 1.0345 | 3.5555 | 0 | 4.59
1205 | 2018-02-20 04:00 | 2 | Februar | 4 | 51 | 0 | 0 | 0 | 0 | 0 | 1.1645 | 4.3177 | 0 | 5.4823
1206 | 2018-02-20 05:00 | 2 | Februar | 5 | 51 | 0 | 0 | 0 | 0 | 0 | 1.8896 | 4.5178 | 0 | 6.4074
1207 | 2018-02-20 06:00 | 2 | Februar | 6 | 51 | 0 | 0 | 0 | 0 | 0 | 2.5495 | 5.0997 | 0 | 7.6492
1208 | 2018-02-20 07:00 | 2 | Februar | 7 | 51 | 0.52203 | 0.52203 | 0.52203 | 0 | 0 | 2.0963 | 4.6933 | 0 | 6.7896
1209 | 2018-02-20 08:00 | 2 | Februar | 8 | 51 | 1.4356 | 1.4356 | 1.4356 | 0 | 0 | 2.0523 | 1.9413 | 0 | 3.9935
1210 | 2018-02-20 09:00 | 2 | Februar | 9 | 51 | 1.2181 | 1.2181 | 1.2181 | 0 | 0 | 2.7308 | 1.5996 | 0 | 4.3303
1211 | 2018-02-20 10:00 | 2 | Februar | 10 | 51 | 0.43503 | 0.43503 | 0.43503 | 0 | 0 | 3.5491 | 1.4372 | 0 | 4.9863
1212 | 2018-02-20 11:00 | 2 | Februar | 11 | 51 | 2.6972 | 2.6972 | 2.6972 | 0 | 0 | 1.4946 | 1.7619 | 0 | 3.2565
1213 | 2018-02-20 12:00 | 2 | Februar | 12 | 51 | 4.0892 | 4.0892 | 4.0892 | 0 | 0 | 0.081969 | 2.0866 | 0 | 2.1686
1214 | 2018-02-20 13:00 | 2 | Februar | 13 | 51 | 3.9152 | 3.9152 | 3.9152 | 0 | 0 | 0.018926 | 1.5996 | 0 | 1.6185
1215 | 2018-02-20 14:00 | 2 | Februar | 14 | 51 | 3.2627 | 3.2627 | 3.2627 | 0 | 0 | 0.49483 | 1.2694 | 0 | 1.7643
1216 | 2018-02-20 15:00 | 2 | Februar | 15 | 51 | 2.7407 | 2.7407 | 2.7407 | 0 | 0 | 1.0236 | 1.2694 | 0 | 2.293
1217 | 2018-02-20 16:00 | 2 | Februar | 16 | 51 | 1.3921 | 1.3921 | 1.3921 | 0 | 0 | 2.7653 | 1.5996 | 0 | 4.3648
1218 | 2018-02-20 17:00 | 2 | Februar | 17 | 51 | 0 | 0 | 0 | 0 | 0 | 4.3228 | 1.4654 | 0 | 5.7883
1219 | 2018-02-20 18:00 | 2 | Februar | 18 | 51 | 0 | 0 | 0 | 0 | 0 | 4.0951 | 1.3201 | 0 | 5.4152
1220 | 2018-02-20 19:00 | 2 | Februar | 19 | 51 | 0 | 0 | 0 | 0 | 0 | 3.2011 | 1.0124 | 0 | 4.2135
1221 | 2018-02-20 20:00 | 2 | Februar | 20 | 51 | 0 | 0 | 0 | 0 | 0 | 2.7438 | 0.85001 | 0 | 3.5938
1222 | 2018-02-20 21:00 | 2 | Februar | 21 | 51 | 0 | 0 | 0 | 0 | 0 | 2.336 | 0.51988 | 0 | 2.8559
1223 | 2018-02-20 22:00 | 2 | Februar | 22 | 51 | 0 | 0 | 0 | 0 | 0 | 1.8279 | 0.51988 | 0 | 2.3478
1224 | 2018-02-20 23:00 | 2 | Februar | 23 | 51 | 0 | 0 | 0 | 0 | 0 | 1.3563 | 1.6658 | 0 | 3.0221
1225 | 2018-02-21 | 2 | Februar | 0 | 52 | 0 | 0 | 0 | 0 | 0 | 1.1016 | 3.2981 | 0 | 4.3998
1226 | 2018-02-21 01:00 | 2 | Februar | 1 | 52 | 0 | 0 | 0 | 0 | 0 | 1.0416 | 3.4277 | 0 | 4.4693
1227 | 2018-02-21 02:00 | 2 | Februar | 2 | 52 | 0 | 0 | 0 | 0 | 0 | 1.024 | 3.7085 | 0 | 4.7324
1228 | 2018-02-21 03:00 | 2 | Februar | 3 | 52 | 0 | 0 | 0 | 0 | 0 | 1.0345 | 3.7815 | 0 | 4.816
1229 | 2018-02-21 04:00 | 2 | Februar | 4 | 52 | 0 | 0 | 0 | 0 | 0 | 1.1645 | 4.1344 | 0 | 5.2989
1230 | 2018-02-21 05:00 | 2 | Februar | 5 | 52 | 0 | 0 | 0 | 0 | 0 | 1.8896 | 4.3255 | 0 | 6.2151
1231 | 2018-02-21 06:00 | 2 | Februar | 6 | 52 | 0 | 0 | 0 | 0 | 0 | 2.5495 | 4.7422 | 0 | 7.2917
1232 | 2018-02-21 07:00 | 2 | Februar | 7 | 52 | 0.34802 | 0.34802 | 0.34802 | 0 | 0 | 2.2703 | 3.0273 | 0 | 5.2977
1233 | 2018-02-21 08:00 | 2 | Februar | 8 | 52 | 1.1311 | 1.1311 | 1.1311 | 0 | 0 | 2.3568 | 1.9413 | 0 | 4.2981
1234 | 2018-02-21 09:00 | 2 | Februar | 9 | 52 | 1.8271 | 1.8271 | 1.8271 | 0 | 0 | 2.1217 | 1.5996 | 0 | 3.7213
1235 | 2018-02-21 10:00 | 2 | Februar | 10 | 52 | 3.0887 | 3.0887 | 3.0887 | 0 | 0 | 0.8954 | 1.4372 | 0 | 2.3326
1236 | 2018-02-21 11:00 | 2 | Februar | 11 | 52 | 3.3062 | 3.3062 | 3.3062 | 0 | 0 | 0.88557 | 1.7619 | 0 | 2.6475
1237 | 2018-02-21 12:00 | 2 | Februar | 12 | 52 | 5.9598 | 4.1712 | 5.9598 | 0 | 0 | 0 | 0.298 | 0 | 0.298
1238 | 2018-02-21 13:00 | 2 | Februar | 13 | 52 | 4.1762 | 3.9342 | 4.1762 | 0 | 0 | 0 | 1.3575 | 0 | 1.3575
1239 | 2018-02-21 14:00 | 2 | Februar | 14 | 52 | 2.6537 | 2.6537 | 2.6537 | 0 | 0 | 1.1039 | 1.2694 | 0 | 2.3733
1240 | 2018-02-21 15:00 | 2 | Februar | 15 | 52 | 2.6102 | 2.6102 | 2.6102 | 0 | 0 | 1.1541 | 1.2694 | 0 | 2.4235
1241 | 2018-02-21 16:00 | 2 | Februar | 16 | 52 | 2.0446 | 2.0446 | 2.0446 | 0 | 0 | 2.1127 | 1.5996 | 0 | 3.7123
1242 | 2018-02-21 17:00 | 2 | Februar | 17 | 52 | 0 | 0 | 0 | 0 | 0 | 4.3228 | 1.4654 | 0 | 5.7883
1243 | 2018-02-21 18:00 | 2 | Februar | 18 | 52 | 0 | 0 | 0 | 0 | 0 | 4.0951 | 1.3201 | 0 | 5.4152
1244 | 2018-02-21 19:00 | 2 | Februar | 19 | 52 | 0 | 0 | 0 | 0 | 0 | 3.2011 | 1.0124 | 0 | 4.2135
1245 | 2018-02-21 20:00 | 2 | Februar | 20 | 52 | 0 | 0 | 0 | 0 | 0 | 2.7438 | 0.85001 | 0 | 3.5938
1246 | 2018-02-21 21:00 | 2 | Februar | 21 | 52 | 0 | 0 | 0 | 0 | 0 | 2.336 | 0.51988 | 0 | 2.8559
1247 | 2018-02-21 22:00 | 2 | Februar | 22 | 52 | 0 | 0 | 0 | 0 | 0 | 1.8279 | 0.51988 | 0 | 2.3478
1248 | 2018-02-21 23:00 | 2 | Februar | 23 | 52 | 0 | 0 | 0 | 0 | 0 | 1.3563 | 1.8045 | 0 | 3.1608
1249 | 2018-02-22 | 2 | Februar | 0 | 53 | 0 | 0 | 0 | 0 | 0 | 1.1016 | 3.1065 | 0 | 4.2081
1250 | 2018-02-22 01:00 | 2 | Februar | 1 | 53 | 0 | 0 | 0 | 0 | 0 | 1.0416 | 3.1602 | 0 | 4.2018
1251 | 2018-02-22 02:00 | 2 | Februar | 2 | 53 | 0 | 0 | 0 | 0 | 0 | 1.024 | 3.3841 | 0 | 4.4081
1252 | 2018-02-22 03:00 | 2 | Februar | 3 | 53 | 0 | 0 | 0 | 0 | 0 | 1.0345 | 3.4192 | 0 | 4.4537
1253 | 2018-02-22 04:00 | 2 | Februar | 4 | 53 | 0 | 0 | 0 | 0 | 0 | 1.1645 | 3.7339 | 0 | 4.8985
1254 | 2018-02-22 05:00 | 2 | Februar | 5 | 53 | 0 | 0 | 0 | 0 | 0 | 1.8896 | 3.8862 | 0 | 5.7757
1255 | 2018-02-22 06:00 | 2 | Februar | 6 | 53 | 0 | 0 | 0 | 0 | 0 | 2.5495 | 4.3017 | 0 | 6.8512
1256 | 2018-02-22 07:00 | 2 | Februar | 7 | 53 | 0.73954 | 0.73954 | 0.73954 | 0 | 0 | 1.8788 | 2.8788 | 0 | 4.7576
1257 | 2018-02-22 08:00 | 2 | Februar | 8 | 53 | 2.1316 | 2.1316 | 2.1316 | 0 | 0 | 1.3562 | 2.5432 | 0 | 3.8994
1258 | 2018-02-22 09:00 | 2 | Februar | 9 | 53 | 3.6107 | 3.6107 | 3.6107 | 0 | 0 | 0.33813 | 1.5996 | 0 | 1.9377
1259 | 2018-02-22 10:00 | 2 | Februar | 10 | 53 | 5.1333 | 3.9841 | 5.1333 | 0 | 0 | 0 | 0.28799 | 0 | 0.28799
1260 | 2018-02-22 11:00 | 2 | Februar | 11 | 53 | 6.1339 | 4.1918 | 5.9537 | 0 | 0.18016 | 0 | 0 | 0 | 0
1261 | 2018-02-22 12:00 | 2 | Februar | 12 | 53 | 6.3514 | 4.1712 | 6.2578 | 0 | 0.09352 | 0 | 0 | 0 | 0
1262 | 2018-02-22 13:00 | 2 | Februar | 13 | 53 | 5.8293 | 3.9342 | 5.5337 | 0 | 0.29562 | 0 | 0 | 0 | 0
1263 | 2018-02-22 14:00 | 2 | Februar | 14 | 53 | 4.7853 | 3.7575 | 4.7853 | 0 | 0 | 0 | 0.24168 | 0 | 0.24168
1264 | 2018-02-22 15:00 | 2 | Februar | 15 | 53 | 3.2627 | 3.2627 | 3.2627 | 0 | 0 | 0.50154 | 1.2694 | 0 | 1.771
1265 | 2018-02-22 16:00 | 2 | Februar | 16 | 53 | 1.3051 | 1.3051 | 1.3051 | 0 | 0 | 2.8523 | 1.5996 | 0 | 4.4519
1266 | 2018-02-22 17:00 | 2 | Februar | 17 | 53 | 0 | 0 | 0 | 0 | 0 | 4.3228 | 1.4654 | 0 | 5.7883
1267 | 2018-02-22 18:00 | 2 | Februar | 18 | 53 | 0 | 0 | 0 | 0 | 0 | 4.0951 | 1.3201 | 0 | 5.4152
1268 | 2018-02-22 19:00 | 2 | Februar | 19 | 53 | 0 | 0 | 0 | 0 | 0 | 3.2011 | 1.0124 | 0 | 4.2135
1269 | 2018-02-22 20:00 | 2 | Februar | 20 | 53 | 0 | 0 | 0 | 0 | 0 | 2.7438 | 0.85001 | 0 | 3.5938
1270 | 2018-02-22 21:00 | 2 | Februar | 21 | 53 | 0 | 0 | 0 | 0 | 0 | 2.336 | 1.308 | 0 | 3.6439
1271 | 2018-02-22 22:00 | 2 | Februar | 22 | 53 | 0 | 0 | 0 | 0 | 0 | 1.8279 | 2.4919 | 0 | 4.3198
1272 | 2018-02-22 23:00 | 2 | Februar | 23 | 53 | 0 | 0 | 0 | 0 | 0 | 1.3563 | 2.5438 | 0 | 3.9001
1273 | 2018-02-23 | 2 | Februar | 0 | 54 | 0 | 0 | 0 | 0 | 0 | 1.1016 | 2.6682 | 0 | 3.7698
1274 | 2018-02-23 01:00 | 2 | Februar | 1 | 54 | 0 | 0 | 0 | 0 | 0 | 1.0416 | 2.7219 | 0 | 3.7636
1275 | 2018-02-23 02:00 | 2 | Februar | 2 | 54 | 0 | 0 | 0 | 0 | 0 | 1.024 | 2.9269 | 0 | 3.9508
1276 | 2018-02-23 03:00 | 2 | Februar | 3 | 54 | 0 | 0 | 0 | 0 | 0 | 1.0345 | 2.943 | 0 | 3.9775
1277 | 2018-02-23 04:00 | 2 | Februar | 4 | 54 | 0 | 0 | 0 | 0 | 0 | 1.1645 | 3.2575 | 0 | 4.4221
1278 | 2018-02-23 05:00 | 2 | Februar | 5 | 54 | 0 | 0 | 0 | 0 | 0 | 1.8896 | 3.4088 | 0 | 5.2984
1279 | 2018-02-23 06:00 | 2 | Februar | 6 | 54 | 0 | 0 | 0 | 0 | 0 | 2.5495 | 3.8232 | 0 | 6.3727
1280 | 2018-02-23 07:00 | 2 | Februar | 7 | 54 | 0.56553 | 0.56553 | 0.56553 | 0 | 0 | 2.0528 | 2.9417 | 0 | 4.9945
1281 | 2018-02-23 08:00 | 2 | Februar | 8 | 54 | 1.8706 | 1.8706 | 1.8706 | 0 | 0 | 1.6172 | 2.5612 | 0 | 4.1785
1282 | 2018-02-23 09:00 | 2 | Februar | 9 | 54 | 3.4367 | 3.4367 | 3.4367 | 0 | 0 | 0.51214 | 1.5996 | 0 | 2.1117
1283 | 2018-02-23 10:00 | 2 | Februar | 10 | 54 | 4.6548 | 3.9841 | 4.6548 | 0 | 0 | 0 | 0.76652 | 0 | 0.76652
1284 | 2018-02-23 11:00 | 2 | Februar | 11 | 54 | 5.1768 | 4.1918 | 5.1768 | 0 | 0 | 0 | 0.77689 | 0 | 0.77689
1285 | 2018-02-23 12:00 | 2 | Februar | 12 | 54 | 5.4813 | 4.1712 | 5.4813 | 0 | 0 | 0 | 0.77653 | 0 | 0.77653
1286 | 2018-02-23 13:00 | 2 | Februar | 13 | 54 | 4.9158 | 3.9342 | 4.9158 | 0 | 0 | 0 | 0.61794 | 0 | 0.61794
1287 | 2018-02-23 14:00 | 2 | Februar | 14 | 54 | 3.9152 | 3.7575 | 3.9152 | 0 | 0 | 0 | 1.1117 | 0 | 1.1117
1288 | 2018-02-23 15:00 | 2 | Februar | 15 | 54 | 2.3491 | 2.3491 | 2.3491 | 0 | 0 | 1.4151 | 1.2694 | 0 | 2.6845
1289 | 2018-02-23 16:00 | 2 | Februar | 16 | 54 | 0.91355 | 0.91355 | 0.91355 | 0 | 0 | 3.2438 | 1.5996 | 0 | 4.8434
1290 | 2018-02-23 17:00 | 2 | Februar | 17 | 54 | 0 | 0 | 0 | 0 | 0 | 4.3228 | 1.4654 | 0 | 5.7883
1291 | 2018-02-23 18:00 | 2 | Februar | 18 | 54 | 0 | 0 | 0 | 0 | 0 | 4.0951 | 1.3201 | 0 | 5.4152
1292 | 2018-02-23 19:00 | 2 | Februar | 19 | 54 | 0 | 0 | 0 | 0 | 0 | 3.2011 | 1.0124 | 0 | 4.2135
1293 | 2018-02-23 20:00 | 2 | Februar | 20 | 54 | 0 | 0 | 0 | 0 | 0 | 2.7438 | 0.85001 | 0 | 3.5938
1294 | 2018-02-23 21:00 | 2 | Februar | 21 | 54 | 0 | 0 | 0 | 0 | 0 | 2.336 | 0.76669 | 0 | 3.1027
1295 | 2018-02-23 22:00 | 2 | Februar | 22 | 54 | 0 | 0 | 0 | 0 | 0 | 1.8279 | 2.5268 | 0 | 4.3547
1296 | 2018-02-23 23:00 | 2 | Februar | 23 | 54 | 0 | 0 | 0 | 0 | 0 | 1.3563 | 2.6744 | 0 | 4.0307
1297 | 2018-02-24 | 2 | Februar | 0 | 55 | 0 | 0 | 0 | 0 | 0 | 1.2657 | 2.9642 | 0 | 4.2298
1298 | 2018-02-24 01:00 | 2 | Februar | 1 | 55 | 0 | 0 | 0 | 0 | 0 | 1.0844 | 3.278 | 0 | 4.3624
1299 | 2018-02-24 02:00 | 2 | Februar | 2 | 55 | 0 | 0 | 0 | 0 | 0 | 1.0441 | 3.5733 | 0 | 4.6175
1300 | 2018-02-24 03:00 | 2 | Februar | 3 | 55 | 0 | 0 | 0 | 0 | 0 | 1.0236 | 3.7306 | 0 | 4.7541
1301 | 2018-02-24 04:00 | 2 | Februar | 4 | 55 | 0 | 0 | 0 | 0 | 0 | 1.0504 | 3.8751 | 0 | 4.9256
1302 | 2018-02-24 05:00 | 2 | Februar | 5 | 55 | 0 | 0 | 0 | 0 | 0 | 1.269 | 4.074 | 0 | 5.343
1303 | 2018-02-24 06:00 | 2 | Februar | 6 | 55 | 0 | 0 | 0 | 0 | 0 | 1.7532 | 4.2473 | 0 | 6.0005
1304 | 2018-02-24 07:00 | 2 | Februar | 7 | 55 | 0.34802 | 0.34802 | 0.34802 | 0 | 0 | 2.0387 | 4.2428 | 0 | 6.2815
1305 | 2018-02-24 08:00 | 2 | Februar | 8 | 55 | 1.1311 | 1.1311 | 1.1311 | 0 | 0 | 1.6249 | 3.9797 | 0 | 5.6045
1306 | 2018-02-24 09:00 | 2 | Februar | 9 | 55 | 1.6531 | 1.6531 | 1.6531 | 0 | 0 | 1.2061 | 3.6102 | 0 | 4.8163
1307 | 2018-02-24 10:00 | 2 | Februar | 10 | 55 | 1.9576 | 1.9576 | 1.9576 | 0 | 0 | 1.0215 | 2.9714 | 0 | 3.9929
1308 | 2018-02-24 11:00 | 2 | Februar | 11 | 55 | 1.9141 | 1.9141 | 1.9141 | 0 | 0 | 1.2597 | 3.1901 | 0 | 4.4499
1309 | 2018-02-24 12:00 | 2 | Februar | 12 | 55 | 2.0881 | 2.0881 | 2.0881 | 0 | 0 | 1.0727 | 3.4972 | 0 | 4.5699
1310 | 2018-02-24 13:00 | 2 | Februar | 13 | 55 | 2.0881 | 2.0881 | 2.0881 | 0 | 0 | 0.86503 | 3.6312 | 0 | 4.4962
1311 | 2018-02-24 14:00 | 2 | Februar | 14 | 55 | 1.6531 | 1.6531 | 1.6531 | 0 | 0 | 1.1377 | 3.6575 | 0 | 4.7952
1312 | 2018-02-24 15:00 | 2 | Februar | 15 | 55 | 1.0441 | 1.0441 | 1.0441 | 0 | 0 | 1.7631 | 3.8952 | 0 | 5.6583
1313 | 2018-02-24 16:00 | 2 | Februar | 16 | 55 | 0.26102 | 0.26102 | 0.26102 | 0 | 0 | 3.1461 | 4.6635 | 0 | 7.8096
1314 | 2018-02-24 17:00 | 2 | Februar | 17 | 55 | 0 | 0 | 0 | 0 | 0 | 3.8921 | 4.3701 | 0 | 8.2622
1315 | 2018-02-24 18:00 | 2 | Februar | 18 | 55 | 0 | 0 | 0 | 0 | 0 | 3.9043 | 3.6633 | 0 | 7.5676
1316 | 2018-02-24 19:00 | 2 | Februar | 19 | 55 | 0 | 0 | 0 | 0 | 0 | 3.2636 | 3.7963 | 0 | 7.0599
1317 | 2018-02-24 20:00 | 2 | Februar | 20 | 55 | 0 | 0 | 0 | 0 | 0 | 2.6284 | 3.9481 | 0 | 6.5765
1318 | 2018-02-24 21:00 | 2 | Februar | 21 | 55 | 0 | 0 | 0 | 0 | 0 | 2.4337 | 4.3203 | 0 | 6.7541
1319 | 2018-02-24 22:00 | 2 | Februar | 22 | 55 | 0 | 0 | 0 | 0 | 0 | 2.122 | 4.622 | 0 | 6.744
1320 | 2018-02-24 23:00 | 2 | Februar | 23 | 55 | 0 | 0 | 0 | 0 | 0 | 1.5031 | 4.5711 | 0 | 6.0743
1321 | 2018-02-25 | 2 | Februar | 0 | 56 | 0 | 0 | 0 | 0 | 0 | 1.6898 | 4.3473 | 0 | 6.0371
1322 | 2018-02-25 01:00 | 2 | Februar | 1 | 56 | 0 | 0 | 0 | 0 | 0 | 1.3223 | 4.2935 | 0 | 5.6158
1323 | 2018-02-25 02:00 | 2 | Februar | 2 | 56 | 0 | 0 | 0 | 0 | 0 | 1.1343 | 4.2133 | 0 | 5.3477
1324 | 2018-02-25 03:00 | 2 | Februar | 3 | 56 | 0 | 0 | 0 | 0 | 0 | 1.0685 | 4.144 | 0 | 5.2125
1325 | 2018-02-25 04:00 | 2 | Februar | 4 | 56 | 0 | 0 | 0 | 0 | 0 | 1.0278 | 4.0896 | 0 | 5.1174
1326 | 2018-02-25 05:00 | 2 | Februar | 5 | 56 | 0 | 0 | 0 | 0 | 0 | 1.0261 | 4.0248 | 0 | 5.0509
1327 | 2018-02-25 06:00 | 2 | Februar | 6 | 56 | 0 | 0 | 0 | 0 | 0 | 1.0651 | 3.9484 | 0 | 5.0135
1328 | 2018-02-25 07:00 | 2 | Februar | 7 | 56 | 0.26102 | 0.26102 | 0.26102 | 0 | 0 | 0.95598 | 2.8958 | 0 | 3.8517
1329 | 2018-02-25 08:00 | 2 | Februar | 8 | 56 | 1.5226 | 1.5226 | 1.5226 | 0 | 0 | 0.34095 | 1.6216 | 0 | 1.9625
1330 | 2018-02-25 09:00 | 2 | Februar | 9 | 56 | 1.8271 | 1.8271 | 1.8271 | 0 | 0 | 0.87514 | 1.2853 | 0 | 2.1604
1331 | 2018-02-25 10:00 | 2 | Februar | 10 | 56 | 2.4361 | 2.4361 | 2.4361 | 0 | 0 | 0.86483 | 1.1747 | 0 | 2.0396
1332 | 2018-02-25 11:00 | 2 | Februar | 11 | 56 | 6.0468 | 3.7809 | 5.2804 | 0 | 0.76646 | 0 | 0 | 0 | 0
1333 | 2018-02-25 12:00 | 2 | Februar | 12 | 56 | 7.0909 | 3.8468 | 5.3463 | 0 | 1.7446 | 0 | 0 | 0 | 0
1334 | 2018-02-25 13:00 | 2 | Februar | 13 | 56 | 5.1768 | 3.2817 | 4.6187 | 0 | 0.55805 | 0 | 0 | 0 | 0
1335 | 2018-02-25 14:00 | 2 | Februar | 14 | 56 | 6.9604 | 2.6624 | 3.6748 | 0 | 3.2856 | 0 | 0 | 0 | 0
1336 | 2018-02-25 15:00 | 2 | Februar | 15 | 56 | 3.3497 | 2.3347 | 3.1847 | 0 | 0.16497 | 0 | 0 | 0 | 0
1337 | 2018-02-25 16:00 | 2 | Februar | 16 | 56 | 1.4791 | 1.4791 | 1.4791 | 0 | 0 | 0.68948 | 1.0124 | 0 | 1.7018
1338 | 2018-02-25 17:00 | 2 | Februar | 17 | 56 | 0.087005 | 0.087005 | 0.087005 | 0 | 0 | 2.4004 | 1.1747 | 0 | 3.5752
1339 | 2018-02-25 18:00 | 2 | Februar | 18 | 56 | 0 | 0 | 0 | 0 | 0 | 3.0027 | 1.1747 | 0 | 4.1774
1340 | 2018-02-25 19:00 | 2 | Februar | 19 | 56 | 0 | 0 | 0 | 0 | 0 | 3.3362 | 0.85001 | 0 | 4.1862
1341 | 2018-02-25 20:00 | 2 | Februar | 20 | 56 | 0 | 0 | 0 | 0 | 0 | 3.0652 | 0.85001 | 0 | 3.9152
1342 | 2018-02-25 21:00 | 2 | Februar | 21 | 56 | 0 | 0 | 0 | 0 | 0 | 2.6523 | 0.86311 | 0 | 3.5154
1343 | 2018-02-25 22:00 | 2 | Februar | 22 | 56 | 0 | 0 | 0 | 0 | 0 | 2.3037 | 2.3433 | 0 | 4.647
1344 | 2018-02-25 23:00 | 2 | Februar | 23 | 56 | 0 | 0 | 0 | 0 | 0 | 1.3563 | 2.6092 | 0 | 3.9655
1345 | 2018-02-26 | 2 | Februar | 0 | 57 | 0 | 0 | 0 | 0 | 0 | 1.1016 | 2.7863 | 0 | 3.8879
1346 | 2018-02-26 01:00 | 2 | Februar | 1 | 57 | 0 | 0 | 0 | 0 | 0 | 1.0416 | 2.8675 | 0 | 3.9091
1347 | 2018-02-26 02:00 | 2 | Februar | 2 | 57 | 0 | 0 | 0 | 0 | 0 | 1.024 | 3.1214 | 0 | 4.1454
1348 | 2018-02-26 03:00 | 2 | Februar | 3 | 57 | 0 | 0 | 0 | 0 | 0 | 1.0345 | 3.1619 | 0 | 4.1964
1349 | 2018-02-26 04:00 | 2 | Februar | 4 | 57 | 0 | 0 | 0 | 0 | 0 | 1.1645 | 3.5004 | 0 | 4.6649
1350 | 2018-02-26 05:00 | 2 | Februar | 5 | 57 | 0 | 0 | 0 | 0 | 0 | 1.8896 | 3.6515 | 0 | 5.541
1351 | 2018-02-26 06:00 | 2 | Februar | 6 | 57 | 0 | 0 | 0 | 0 | 0 | 2.5495 | 4.1348 | 0 | 6.6844
1352 | 2018-02-26 07:00 | 2 | Februar | 7 | 57 | 0.26102 | 0.26102 | 0.26102 | 0 | 0 | 2.3573 | 3.6734 | 0 | 6.0307
1353 | 2018-02-26 08:00 | 2 | Februar | 8 | 57 | 1.6096 | 1.6096 | 1.6096 | 0 | 0 | 1.8782 | 2.7561 | 0 | 4.6343
1354 | 2018-02-26 09:00 | 2 | Februar | 9 | 57 | 3.0017 | 3.0017 | 3.0017 | 0 | 0 | 0.94716 | 1.5996 | 0 | 2.5467
1355 | 2018-02-26 10:00 | 2 | Februar | 10 | 57 | 3.8282 | 3.8282 | 3.8282 | 0 | 0 | 0.15586 | 1.4372 | 0 | 1.5931
1356 | 2018-02-26 11:00 | 2 | Februar | 11 | 57 | 6.4819 | 4.1918 | 5.9537 | 0 | 0.52818 | 0 | 0 | 0 | 0
1357 | 2018-02-26 12:00 | 2 | Februar | 12 | 57 | 6.4819 | 4.1712 | 6.2578 | 0 | 0.22403 | 0 | 0 | 0 | 0
1358 | 2018-02-26 13:00 | 2 | Februar | 13 | 57 | 5.1333 | 3.9342 | 5.1333 | 0 | 0 | 0 | 0.40042 | 0 | 0.40042
1359 | 2018-02-26 14:00 | 2 | Februar | 14 | 57 | 5.4378 | 3.7575 | 5.027 | 0 | 0.41086 | 0 | 0 | 0 | 0
1360 | 2018-02-26 15:00 | 2 | Februar | 15 | 57 | 4.3503 | 3.7642 | 4.3503 | 0 | 0 | 0 | 0.68342 | 0 | 0.68342
1361 | 2018-02-26 16:00 | 2 | Februar | 16 | 57 | 2.5666 | 2.5666 | 2.5666 | 0 | 0 | 1.5907 | 1.5996 | 0 | 3.1903
1362 | 2018-02-26 17:00 | 2 | Februar | 17 | 57 | 0.087005 | 0.087005 | 0.087005 | 0 | 0 | 4.2358 | 1.4654 | 0 | 5.7013
1363 | 2018-02-26 18:00 | 2 | Februar | 18 | 57 | 0 | 0 | 0 | 0 | 0 | 4.0951 | 1.3201 | 0 | 5.4152
1364 | 2018-02-26 19:00 | 2 | Februar | 19 | 57 | 0 | 0 | 0 | 0 | 0 | 3.2011 | 1.0124 | 0 | 4.2135
1365 | 2018-02-26 20:00 | 2 | Februar | 20 | 57 | 0 | 0 | 0 | 0 | 0 | 2.7438 | 0.85001 | 0 | 3.5938
1366 | 2018-02-26 21:00 | 2 | Februar | 21 | 57 | 0 | 0 | 0 | 0 | 0 | 2.336 | 0.51988 | 0 | 2.8559
1367 | 2018-02-26 22:00 | 2 | Februar | 22 | 57 | 0 | 0 | 0 | 0 | 0 | 1.8279 | 0.51988 | 0 | 2.3478
1368 | 2018-02-26 23:00 | 2 | Februar | 23 | 57 | 0 | 0 | 0 | 0 | 0 | 1.3563 | 0.35753 | 0 | 1.7138
1369 | 2018-02-27 | 2 | Februar | 0 | 58 | 0 | 0 | 0 | 0 | 0 | 1.1016 | 0.35753 | 0 | 1.4591
1370 | 2018-02-27 01:00 | 2 | Februar | 1 | 58 | 0 | 0 | 0 | 0 | 0 | 1.0416 | 0.35753 | 0 | 1.3991
1371 | 2018-02-27 02:00 | 2 | Februar | 2 | 58 | 0 | 0 | 0 | 0 | 0 | 1.024 | 0.98138 | 0 | 2.0054
1372 | 2018-02-27 03:00 | 2 | Februar | 3 | 58 | 0 | 0 | 0 | 0 | 0 | 1.0345 | 3.0493 | 0 | 4.0838
1373 | 2018-02-27 04:00 | 2 | Februar | 4 | 58 | 0 | 0 | 0 | 0 | 0 | 1.1645 | 3.439 | 0 | 4.6035
1374 | 2018-02-27 05:00 | 2 | Februar | 5 | 58 | 0 | 0 | 0 | 0 | 0 | 1.8896 | 3.6243 | 0 | 5.5138
1375 | 2018-02-27 06:00 | 2 | Februar | 6 | 58 | 0 | 0 | 0 | 0 | 0 | 2.5495 | 4.0337 | 0 | 6.5832
1376 | 2018-02-27 07:00 | 2 | Februar | 7 | 58 | 0.087005 | 0.087005 | 0.087005 | 0 | 0 | 2.5313 | 3.857 | 0 | 6.3883
1377 | 2018-02-27 08:00 | 2 | Februar | 8 | 58 | 0.34802 | 0.34802 | 0.34802 | 0 | 0 | 3.1398 | 4.0305 | 0 | 7.1703
1378 | 2018-02-27 09:00 | 2 | Februar | 9 | 58 | 0.43503 | 0.43503 | 0.43503 | 0 | 0 | 3.5138 | 2.3687 | 0 | 5.8825
1379 | 2018-02-27 10:00 | 2 | Februar | 10 | 58 | 0.52203 | 0.52203 | 0.52203 | 0 | 0 | 3.462 | 1.4372 | 0 | 4.8993
1380 | 2018-02-27 11:00 | 2 | Februar | 11 | 58 | 0.69604 | 0.69604 | 0.69604 | 0 | 0 | 3.4957 | 1.7619 | 0 | 5.2576
1381 | 2018-02-27 12:00 | 2 | Februar | 12 | 58 | 0.87005 | 0.87005 | 0.87005 | 0 | 0 | 3.3012 | 2.0866 | 0 | 5.3878
1382 | 2018-02-27 13:00 | 2 | Februar | 13 | 58 | 6.0033 | 3.9342 | 5.5337 | 0 | 0.46963 | 0 | 0 | 0 | 0
1383 | 2018-02-27 14:00 | 2 | Februar | 14 | 58 | 5.0028 | 3.7575 | 5.0028 | 0 | 0 | 0 | 0.024168 | 0 | 0.024168
1384 | 2018-02-27 15:00 | 2 | Februar | 15 | 58 | 3.4367 | 3.4367 | 3.4367 | 0 | 0 | 0.32753 | 1.2694 | 0 | 1.597
1385 | 2018-02-27 16:00 | 2 | Februar | 16 | 58 | 1.6966 | 1.6966 | 1.6966 | 0 | 0 | 2.4608 | 1.5996 | 0 | 4.0603
1386 | 2018-02-27 17:00 | 2 | Februar | 17 | 58 | 0 | 0 | 0 | 0 | 0 | 4.3228 | 1.4654 | 0 | 5.7883
1387 | 2018-02-27 18:00 | 2 | Februar | 18 | 58 | 0 | 0 | 0 | 0 | 0 | 4.0951 | 1.3201 | 0 | 5.4152
1388 | 2018-02-27 19:00 | 2 | Februar | 19 | 58 | 0 | 0 | 0 | 0 | 0 | 3.2011 | 1.0124 | 0 | 4.2135
1389 | 2018-02-27 20:00 | 2 | Februar | 20 | 58 | 0 | 0 | 0 | 0 | 0 | 2.7438 | 0.85001 | 0 | 3.5938
1390 | 2018-02-27 21:00 | 2 | Februar | 21 | 58 | 0 | 0 | 0 | 0 | 0 | 2.336 | 0.51988 | 0 | 2.8559
1391 | 2018-02-27 22:00 | 2 | Februar | 22 | 58 | 0 | 0 | 0 | 0 | 0 | 1.8279 | 0.51988 | 0 | 2.3478
1392 | 2018-02-27 23:00 | 2 | Februar | 23 | 58 | 0 | 0 | 0 | 0 | 0 | 1.3563 | 0.35753 | 0 | 1.7138
1393 | 2018-02-28 | 2 | Februar | 0 | 59 | 0 | 0 | 0 | 0 | 0 | 1.1016 | 1.689 | 0 | 2.7907
1394 | 2018-02-28 01:00 | 2 | Februar | 1 | 59 | 0 | 0 | 0 | 0 | 0 | 1.0416 | 2.9401 | 0 | 3.9817
1395 | 2018-02-28 02:00 | 2 | Februar | 2 | 59 | 0 | 0 | 0 | 0 | 0 | 1.024 | 3.221 | 0 | 4.245
1396 | 2018-02-28 03:00 | 2 | Februar | 3 | 59 | 0 | 0 | 0 | 0 | 0 | 1.0345 | 3.256 | 0 | 4.2905
1397 | 2018-02-28 04:00 | 2 | Februar | 4 | 59 | 0 | 0 | 0 | 0 | 0 | 1.1645 | 3.6076 | 0 | 4.7722
1398 | 2018-02-28 05:00 | 2 | Februar | 5 | 59 | 0 | 0 | 0 | 0 | 0 | 1.8896 | 3.7729 | 0 | 5.6624
1399 | 2018-02-28 06:00 | 2 | Februar | 6 | 59 | 0 | 0 | 0 | 0 | 0 | 2.5495 | 4.181 | 0 | 6.7305
1400 | 2018-02-28 07:00 | 2 | Februar | 7 | 59 | 1.1311 | 1.1311 | 1.1311 | 0 | 0 | 1.4873 | 3.9707 | 0 | 5.458
1401 | 2018-02-28 08:00 | 2 | Februar | 8 | 59 | 2.7842 | 2.7842 | 2.7842 | 0 | 0 | 0.70368 | 3.9533 | 0 | 4.6569
1402 | 2018-02-28 09:00 | 2 | Februar | 9 | 59 | 4.8288 | 3.9488 | 4.8288 | 0 | 0 | 0 | 2.4605 | 0 | 2.4605
1403 | 2018-02-28 10:00 | 2 | Februar | 10 | 59 | 6.6559 | 3.9841 | 6.6559 | 0 | 0 | 0 | 0.28387 | 0 | 0.28387
1404 | 2018-02-28 11:00 | 2 | Februar | 11 | 59 | 7.8305 | 4.1918 | 7.103 | 0 | 0.72748 | 0 | 0 | 0 | 0
1405 | 2018-02-28 12:00 | 2 | Februar | 12 | 59 | 7.9175 | 4.1712 | 7.2223 | 0 | 0.69519 | 0 | 0 | 0 | 0
1406 | 2018-02-28 13:00 | 2 | Februar | 13 | 59 | 6.8734 | 3.9342 | 6.6324 | 0 | 0.24099 | 0 | 0 | 0 | 0
1407 | 2018-02-28 14:00 | 2 | Februar | 14 | 59 | 5.6118 | 3.7575 | 5.6118 | 0 | 0 | 0 | 0.81388 | 0 | 0.81388
1408 | 2018-02-28 15:00 | 2 | Februar | 15 | 59 | 3.6107 | 3.6107 | 3.6107 | 0 | 0 | 0.15352 | 2.9037 | 0 | 3.0572
1409 | 2018-02-28 16:00 | 2 | Februar | 16 | 59 | 1.3921 | 1.3921 | 1.3921 | 0 | 0 | 2.7653 | 3.4318 | 0 | 6.1971
1410 | 2018-02-28 17:00 | 2 | Februar | 17 | 59 | 0 | 0 | 0 | 0 | 0 | 4.3228 | 3.3717 | 0 | 7.6945
1411 | 2018-02-28 18:00 | 2 | Februar | 18 | 59 | 0 | 0 | 0 | 0 | 0 | 4.0951 | 2.976 | 0 | 7.0711
1412 | 2018-02-28 19:00 | 2 | Februar | 19 | 59 | 0 | 0 | 0 | 0 | 0 | 3.2011 | 2.8301 | 0 | 6.0312
1413 | 2018-02-28 20:00 | 2 | Februar | 20 | 59 | 0 | 0 | 0 | 0 | 0 | 2.7438 | 2.9501 | 0 | 5.6938
1414 | 2018-02-28 21:00 | 2 | Februar | 21 | 59 | 0 | 0 | 0 | 0 | 0 | 2.336 | 2.845 | 0 | 5.1809
1415 | 2018-02-28 22:00 | 2 | Februar | 22 | 59 | 0 | 0 | 0 | 0 | 0 | 1.8279 | 3.099 | 0 | 4.9269
1416 | 2018-02-28 23:00 | 2 | Februar | 23 | 59 | 0 | 0 | 0 | 0 | 0 | 1.3563 | 3.1369 | 0 | 4.4932
1417 | 2018-03-01 | 3 | März | 0 | 60 | 0 | 0 | 0 | 0 | 0 | 1.1016 | 3.2254 | 0 | 4.327
1418 | 2018-03-01 01:00 | 3 | März | 1 | 60 | 0 | 0 | 0 | 0 | 0 | 1.0416 | 3.2607 | 0 | 4.3023
1419 | 2018-03-01 02:00 | 3 | März | 2 | 60 | 0 | 0 | 0 | 0 | 0 | 1.024 | 3.4278 | 0 | 4.4518
1420 | 2018-03-01 03:00 | 3 | März | 3 | 60 | 0 | 0 | 0 | 0 | 0 | 1.0345 | 3.4248 | 0 | 4.4593
1421 | 2018-03-01 04:00 | 3 | März | 4 | 60 | 0 | 0 | 0 | 0 | 0 | 1.1645 | 3.7383 | 0 | 4.9028
1422 | 2018-03-01 05:00 | 3 | März | 5 | 60 | 0 | 0 | 0 | 0 | 0 | 1.8896 | 3.8455 | 0 | 5.7351
1423 | 2018-03-01 06:00 | 3 | März | 6 | 60 | 0 | 0 | 0 | 0 | 0 | 2.5495 | 4.2523 | 0 | 6.8018
1424 | 2018-03-01 07:00 | 3 | März | 7 | 60 | 1.3051 | 1.3051 | 1.3051 | 0 | 0 | 1.3133 | 3.9814 | 0 | 5.2947
1425 | 2018-03-01 08:00 | 3 | März | 8 | 60 | 2.8712 | 2.8712 | 2.8712 | 0 | 0 | 0.61667 | 4.0226 | 0 | 4.6393
1426 | 2018-03-01 09:00 | 3 | März | 9 | 60 | 4.6983 | 3.9488 | 4.6983 | 0 | 0 | 0 | 2.7581 | 0 | 2.7581
1427 | 2018-03-01 10:00 | 3 | März | 10 | 60 | 6.1774 | 3.9841 | 6.1774 | 0 | 0 | 0 | 0.91833 | 0 | 0.91833
1428 | 2018-03-01 11:00 | 3 | März | 11 | 60 | 7.0039 | 4.1918 | 7.0039 | 0 | 0 | 0 | 0.39238 | 0 | 0.39238
1429 | 2018-03-01 12:00 | 3 | März | 12 | 60 | 7.1779 | 4.1712 | 7.1779 | 0 | 0 | 0 | 0.47999 | 0 | 0.47999
1430 | 2018-03-01 13:00 | 3 | März | 13 | 60 | 6.4819 | 3.9342 | 5.5337 | 0 | 0.94815 | 0 | 0 | 0 | 0
1431 | 2018-03-01 14:00 | 3 | März | 14 | 60 | 5.2203 | 3.7575 | 5.027 | 0 | 0.19334 | 0 | 0 | 0 | 0
1432 | 2018-03-01 15:00 | 3 | März | 15 | 60 | 3.3062 | 3.3062 | 3.3062 | 0 | 0 | 0.45804 | 1.2694 | 0 | 1.7275
1433 | 2018-03-01 16:00 | 3 | März | 16 | 60 | 1.5226 | 1.5226 | 1.5226 | 0 | 0 | 2.6348 | 1.5996 | 0 | 4.2343
1434 | 2018-03-01 17:00 | 3 | März | 17 | 60 | 0 | 0 | 0 | 0 | 0 | 4.3228 | 1.4654 | 0 | 5.7883
1435 | 2018-03-01 18:00 | 3 | März | 18 | 60 | 0 | 0 | 0 | 0 | 0 | 4.0951 | 1.3201 | 0 | 5.4152
1436 | 2018-03-01 19:00 | 3 | März | 19 | 60 | 0 | 0 | 0 | 0 | 0 | 3.2011 | 1.1473 | 0 | 4.3484
1437 | 2018-03-01 20:00 | 3 | März | 20 | 60 | 0 | 0 | 0 | 0 | 0 | 2.7438 | 2.603 | 0 | 5.3468
1438 | 2018-03-01 21:00 | 3 | März | 21 | 60 | 0 | 0 | 0 | 0 | 0 | 2.336 | 2.4985 | 0 | 4.8345
1439 | 2018-03-01 22:00 | 3 | März | 22 | 60 | 0 | 0 | 0 | 0 | 0 | 1.8279 | 2.9817 | 0 | 4.8096
1440 | 2018-03-01 23:00 | 3 | März | 23 | 60 | 0 | 0 | 0 | 0 | 0 | 1.3563 | 3.1724 | 0 | 4.5286
1441 | 2018-03-02 | 3 | März | 0 | 61 | 0 | 0 | 0 | 0 | 0 | 1.1016 | 3.4889 | 0 | 4.5905
1442 | 2018-03-02 01:00 | 3 | März | 1 | 61 | 0 | 0 | 0 | 0 | 0 | 1.0416 | 3.6761 | 0 | 4.7177
1443 | 2018-03-02 02:00 | 3 | März | 2 | 61 | 0 | 0 | 0 | 0 | 0 | 1.024 | 4.033 | 0 | 5.057
1444 | 2018-03-02 03:00 | 3 | März | 3 | 61 | 0 | 0 | 0 | 0 | 0 | 1.0345 | 4.1819 | 0 | 5.2163
1445 | 2018-03-02 04:00 | 3 | März | 4 | 61 | 0 | 0 | 0 | 0 | 0 | 1.1645 | 4.628 | 0 | 5.7925
1446 | 2018-03-02 05:00 | 3 | März | 5 | 61 | 0 | 0 | 0 | 0 | 0 | 1.8896 | 4.848 | 0 | 6.7376
1447 | 2018-03-02 06:00 | 3 | März | 6 | 61 | 0 | 0 | 0 | 0 | 0 | 2.5495 | 5.2914 | 0 | 7.8409
1448 | 2018-03-02 07:00 | 3 | März | 7 | 61 | 0.17401 | 0.17401 | 0.17401 | 0 | 0 | 2.4443 | 4.914 | 0 | 7.3583
1449 | 2018-03-02 08:00 | 3 | März | 8 | 61 | 0.43503 | 0.43503 | 0.43503 | 0 | 0 | 3.0528 | 4.7882 | 0 | 7.841
1450 | 2018-03-02 09:00 | 3 | März | 9 | 61 | 0.69604 | 0.69604 | 0.69604 | 0 | 0 | 3.2528 | 4.2077 | 0 | 7.4605
1451 | 2018-03-02 10:00 | 3 | März | 10 | 61 | 0.95706 | 0.95706 | 0.95706 | 0 | 0 | 3.027 | 3.646 | 0 | 6.673
1452 | 2018-03-02 11:00 | 3 | März | 11 | 61 | 1.1311 | 1.1311 | 1.1311 | 0 | 0 | 3.0607 | 3.9261 | 0 | 6.9868
1453 | 2018-03-02 12:00 | 3 | März | 12 | 61 | 1.0441 | 1.0441 | 1.0441 | 0 | 0 | 3.1271 | 4.2902 | 0 | 7.4174
1454 | 2018-03-02 13:00 | 3 | März | 13 | 61 | 1.0441 | 1.0441 | 1.0441 | 0 | 0 | 2.8901 | 3.8963 | 0 | 6.7864
1455 | 2018-03-02 14:00 | 3 | März | 14 | 61 | 0.78305 | 0.78305 | 0.78305 | 0 | 0 | 2.9745 | 3.9393 | 0 | 6.9138
1456 | 2018-03-02 15:00 | 3 | März | 15 | 61 | 0.52203 | 0.52203 | 0.52203 | 0 | 0 | 3.2422 | 4.3767 | 0 | 7.6189
1457 | 2018-03-02 16:00 | 3 | März | 16 | 61 | 0.26102 | 0.26102 | 0.26102 | 0 | 0 | 3.8963 | 4.9929 | 0 | 8.8892
1458 | 2018-03-02 17:00 | 3 | März | 17 | 61 | 0 | 0 | 0 | 0 | 0 | 4.3228 | 4.9925 | 0 | 9.3154
1459 | 2018-03-02 18:00 | 3 | März | 18 | 61 | 0 | 0 | 0 | 0 | 0 | 4.0951 | 4.5746 | 0 | 8.6697
1460 | 2018-03-02 19:00 | 3 | März | 19 | 61 | 0 | 0 | 0 | 0 | 0 | 3.2011 | 4.3918 | 0 | 7.5929
1461 | 2018-03-02 20:00 | 3 | März | 20 | 61 | 0 | 0 | 0 | 0 | 0 | 2.7438 | 4.4952 | 0 | 7.239
1462 | 2018-03-02 21:00 | 3 | März | 21 | 61 | 0 | 0 | 0 | 0 | 0 | 2.336 | 4.3154 | 0 | 6.6513
1463 | 2018-03-02 22:00 | 3 | März | 22 | 61 | 0 | 0 | 0 | 0 | 0 | 1.8279 | 4.4206 | 0 | 6.2484
1464 | 2018-03-02 23:00 | 3 | März | 23 | 61 | 0 | 0 | 0 | 0 | 0 | 1.3563 | 4.4223 | 0 | 5.7786
1465 | 2018-03-03 | 3 | März | 0 | 62 | 0 | 0 | 0 | 0 | 0 | 1.2657 | 4.3713 | 0 | 5.637
1466 | 2018-03-03 01:00 | 3 | März | 1 | 62 | 0 | 0 | 0 | 0 | 0 | 1.0844 | 4.3785 | 0 | 5.4629
1467 | 2018-03-03 02:00 | 3 | März | 2 | 62 | 0 | 0 | 0 | 0 | 0 | 1.0441 | 4.8321 | 0 | 5.8763
1468 | 2018-03-03 03:00 | 3 | März | 3 | 62 | 0 | 0 | 0 | 0 | 0 | 1.0236 | 4.7943 | 0 | 5.8178
1469 | 2018-03-03 04:00 | 3 | März | 4 | 62 | 0 | 0 | 0 | 0 | 0 | 1.0504 | 4.7433 | 0 | 5.7937
1470 | 2018-03-03 05:00 | 3 | März | 5 | 62 | 0 | 0 | 0 | 0 | 0 | 1.269 | 4.8234 | 0 | 6.0924
1471 | 2018-03-03 06:00 | 3 | März | 6 | 62 | 0 | 0 | 0 | 0 | 0 | 1.7532 | 4.9079 | 0 | 6.6611
1472 | 2018-03-03 07:00 | 3 | März | 7 | 62 | 1.1311 | 1.1311 | 1.1311 | 0 | 0 | 1.2557 | 4.2992 | 0 | 5.5549
1473 | 2018-03-03 08:00 | 3 | März | 8 | 62 | 2.6537 | 2.6537 | 2.6537 | 0 | 0 | 0.1023 | 3.6358 | 0 | 3.7381
1474 | 2018-03-03 09:00 | 3 | März | 9 | 62 | 4.5678 | 2.8592 | 4.5678 | 0 | 0 | 0 | 0.52003 | 0 | 0.52003
1475 | 2018-03-03 10:00 | 3 | März | 10 | 62 | 7.0039 | 2.9792 | 4.8773 | 0 | 2.1266 | 0 | 0 | 0 | 0
1476 | 2018-03-03 11:00 | 3 | März | 11 | 62 | 7.961 | 3.1738 | 4.9694 | 0 | 2.9915 | 0 | 0 | 0 | 0
1477 | 2018-03-03 12:00 | 3 | März | 12 | 62 | 8.57 | 3.1608 | 4.6012 | 0 | 3.9688 | 0 | 0 | 0 | 0
1478 | 2018-03-03 13:00 | 3 | März | 13 | 62 | 8.1785 | 2.9531 | 4.4071 | 0 | 3.7714 | 0 | 0 | 0 | 0
1479 | 2018-03-03 14:00 | 3 | März | 14 | 62 | 7.2649 | 2.7908 | 4.3631 | 0 | 2.9018 | 0 | 0 | 0 | 0
1480 | 2018-03-03 15:00 | 3 | März | 15 | 62 | 5.4378 | 2.8071 | 5.2731 | 0 | 0.16476 | 0 | 0 | 0 | 0
1481 | 2018-03-03 16:00 | 3 | März | 16 | 62 | 2.4361 | 2.4361 | 2.4361 | 0 | 0 | 0.97098 | 3.8114 | 0 | 4.7824
1482 | 2018-03-03 17:00 | 3 | März | 17 | 62 | 0.087005 | 0.087005 | 0.087005 | 0 | 0 | 3.8051 | 3.833 | 0 | 7.6382
1483 | 2018-03-03 18:00 | 3 | März | 18 | 62 | 0 | 0 | 0 | 0 | 0 | 3.9043 | 3.1703 | 0 | 7.0746
1484 | 2018-03-03 19:00 | 3 | März | 19 | 62 | 0 | 0 | 0 | 0 | 0 | 3.2636 | 3.3912 | 0 | 6.6548
1485 | 2018-03-03 20:00 | 3 | März | 20 | 62 | 0 | 0 | 0 | 0 | 0 | 2.6284 | 3.3612 | 0 | 5.9896
1486 | 2018-03-03 21:00 | 3 | März | 21 | 62 | 0 | 0 | 0 | 0 | 0 | 2.4337 | 3.4368 | 0 | 5.8705
1487 | 2018-03-03 22:00 | 3 | März | 22 | 62 | 0 | 0 | 0 | 0 | 0 | 2.122 | 3.6815 | 0 | 5.8034
1488 | 2018-03-03 23:00 | 3 | März | 23 | 62 | 0 | 0 | 0 | 0 | 0 | 1.5031 | 3.7684 | 0 | 5.2716
1489 | 2018-03-04 | 3 | März | 0 | 63 | 0 | 0 | 0 | 0 | 0 | 1.6898 | 3.825 | 0 | 5.5149
1490 | 2018-03-04 01:00 | 3 | März | 1 | 63 | 0 | 0 | 0 | 0 | 0 | 1.3223 | 4.0139 | 0 | 5.3362
1491 | 2018-03-04 02:00 | 3 | März | 2 | 63 | 0 | 0 | 0 | 0 | 0 | 1.1343 | 4.1312 | 0 | 5.2656
1492 | 2018-03-04 03:00 | 3 | März | 3 | 63 | 0 | 0 | 0 | 0 | 0 | 1.0685 | 4.2363 | 0 | 5.3048
1493 | 2018-03-04 04:00 | 3 | März | 4 | 63 | 0 | 0 | 0 | 0 | 0 | 1.0278 | 4.4431 | 0 | 5.4708
1494 | 2018-03-04 05:00 | 3 | März | 5 | 63 | 0 | 0 | 0 | 0 | 0 | 1.0261 | 4.3565 | 0 | 5.3826
1495 | 2018-03-04 06:00 | 3 | März | 6 | 63 | 0 | 0 | 0 | 0 | 0 | 1.0651 | 4.1902 | 0 | 5.2553
1496 | 2018-03-04 07:00 | 3 | März | 7 | 63 | 0.34802 | 0.34802 | 0.34802 | 0 | 0 | 0.86897 | 4.0936 | 0 | 4.9626
1497 | 2018-03-04 08:00 | 3 | März | 8 | 63 | 1.1311 | 1.1311 | 1.1311 | 0 | 0 | 0.73247 | 4.0185 | 0 | 4.751
1498 | 2018-03-04 09:00 | 3 | März | 9 | 63 | 1.7401 | 1.7401 | 1.7401 | 0 | 0 | 0.96215 | 4.1371 | 0 | 5.0993
1499 | 2018-03-04 10:00 | 3 | März | 10 | 63 | 2.1751 | 2.1751 | 2.1751 | 0 | 0 | 1.1258 | 3.7863 | 0 | 4.9121
1500 | 2018-03-04 11:00 | 3 | März | 11 | 63 | 2.3491 | 2.3491 | 2.3491 | 0 | 0 | 1.4318 | 3.8717 | 0 | 5.3035
1501 | 2018-03-04 12:00 | 3 | März | 12 | 63 | 2.0881 | 2.0881 | 2.0881 | 0 | 0 | 1.7587 | 3.835 | 0 | 5.5937
1502 | 2018-03-04 13:00 | 3 | März | 13 | 63 | 1.9141 | 1.9141 | 1.9141 | 0 | 0 | 1.3676 | 3.9036 | 0 | 5.2711
1503 | 2018-03-04 14:00 | 3 | März | 14 | 63 | 1.3921 | 1.3921 | 1.3921 | 0 | 0 | 1.2703 | 3.9129 | 0 | 5.1832
1504 | 2018-03-04 15:00 | 3 | März | 15 | 63 | 1.0441 | 1.0441 | 1.0441 | 0 | 0 | 1.2906 | 3.9891 | 0 | 5.2797
1505 | 2018-03-04 16:00 | 3 | März | 16 | 63 | 0.43503 | 0.43503 | 0.43503 | 0 | 0 | 1.7335 | 4.3254 | 0 | 6.059
1506 | 2018-03-04 17:00 | 3 | März | 17 | 63 | 0 | 0 | 0 | 0 | 0 | 2.4874 | 4.5115 | 0 | 6.9989
1507 | 2018-03-04 18:00 | 3 | März | 18 | 63 | 0 | 0 | 0 | 0 | 0 | 3.0027 | 4.2379 | 0 | 7.2405
1508 | 2018-03-04 19:00 | 3 | März | 19 | 63 | 0 | 0 | 0 | 0 | 0 | 3.3362 | 3.8632 | 0 | 7.1994
1509 | 2018-03-04 20:00 | 3 | März | 20 | 63 | 0 | 0 | 0 | 0 | 0 | 3.0652 | 4.085 | 0 | 7.1502
1510 | 2018-03-04 21:00 | 3 | März | 21 | 63 | 0 | 0 | 0 | 0 | 0 | 2.6523 | 3.9133 | 0 | 6.5656
1511 | 2018-03-04 22:00 | 3 | März | 22 | 63 | 0 | 0 | 0 | 0 | 0 | 2.3037 | 4.1912 | 0 | 6.4949
1512 | 2018-03-04 23:00 | 3 | März | 23 | 63 | 0 | 0 | 0 | 0 | 0 | 1.3563 | 4.3711 | 0 | 5.7274
1513 | 2018-03-05 | 3 | März | 0 | 64 | 0 | 0 | 0 | 0 | 0 | 1.1016 | 4.5508 | 0 | 5.6524
1514 | 2018-03-05 01:00 | 3 | März | 1 | 64 | 0 | 0 | 0 | 0 | 0 | 1.0416 | 4.6978 | 0 | 5.7394
1515 | 2018-03-05 02:00 | 3 | März | 2 | 64 | 0 | 0 | 0 | 0 | 0 | 1.024 | 4.9953 | 0 | 6.0193
1516 | 2018-03-05 03:00 | 3 | März | 3 | 64 | 0 | 0 | 0 | 0 | 0 | 1.0345 | 5.0791 | 0 | 6.1136
1517 | 2018-03-05 04:00 | 3 | März | 4 | 64 | 0 | 0 | 0 | 0 | 0 | 1.1645 | 5.4597 | 0 | 6.6242
1518 | 2018-03-05 05:00 | 3 | März | 5 | 64 | 0 | 0 | 0 | 0 | 0 | 1.8896 | 5.6467 | 0 | 7.5362
1519 | 2018-03-05 06:00 | 3 | März | 6 | 64 | 0 | 0 | 0 | 0 | 0 | 2.5495 | 6.2183 | 0 | 8.7679
1520 | 2018-03-05 07:00 | 3 | März | 7 | 64 | 1.7836 | 1.7836 | 1.7836 | 0 | 0 | 0.83473 | 3.1035 | 0 | 3.9382
1521 | 2018-03-05 08:00 | 3 | März | 8 | 64 | 3.4367 | 3.4367 | 3.4367 | 0 | 0 | 0.051139 | 1.9413 | 0 | 1.9924
1522 | 2018-03-05 09:00 | 3 | März | 9 | 64 | 5.7423 | 3.9488 | 5.5484 | 0 | 0.19393 | 0 | 0 | 0 | 0
1523 | 2018-03-05 10:00 | 3 | März | 10 | 64 | 7.6999 | 3.9841 | 5.4213 | 0 | 2.2787 | 0 | 0 | 0 | 0
1524 | 2018-03-05 11:00 | 3 | März | 11 | 64 | 9.092 | 4.1918 | 5.9537 | 0 | 3.1383 | 0 | 0 | 0 | 0
1525 | 2018-03-05 12:00 | 3 | März | 12 | 64 | 9.2225 | 4.1712 | 6.2578 | 0 | 2.9647 | 0 | 0 | 0 | 0
1526 | 2018-03-05 13:00 | 3 | März | 13 | 64 | 8.5265 | 3.9342 | 5.5337 | 0 | 2.9928 | 0 | 0 | 0 | 0
1527 | 2018-03-05 14:00 | 3 | März | 14 | 64 | 7.1779 | 3.7575 | 5.027 | 0 | 2.151 | 0 | 0 | 0 | 0
1528 | 2018-03-05 15:00 | 3 | März | 15 | 64 | 5.3508 | 3.7642 | 5.0337 | 0 | 0.31714 | 0 | 0 | 0 | 0
1529 | 2018-03-05 16:00 | 3 | März | 16 | 64 | 2.3926 | 2.3926 | 2.3926 | 0 | 0 | 1.7647 | 1.5996 | 0 | 3.3643
1530 | 2018-03-05 17:00 | 3 | März | 17 | 64 | 0.087005 | 0.087005 | 0.087005 | 0 | 0 | 4.2358 | 1.4654 | 0 | 5.7013
1531 | 2018-03-05 18:00 | 3 | März | 18 | 64 | 0 | 0 | 0 | 0 | 0 | 4.0951 | 1.3201 | 0 | 5.4152
1532 | 2018-03-05 19:00 | 3 | März | 19 | 64 | 0 | 0 | 0 | 0 | 0 | 3.2011 | 1.0124 | 0 | 4.2135
1533 | 2018-03-05 20:00 | 3 | März | 20 | 64 | 0 | 0 | 0 | 0 | 0 | 2.7438 | 3.8451 | 0 | 6.5889
1534 | 2018-03-05 21:00 | 3 | März | 21 | 64 | 0 | 0 | 0 | 0 | 0 | 2.336 | 3.8446 | 0 | 6.1806
1535 | 2018-03-05 22:00 | 3 | März | 22 | 64 | 0 | 0 | 0 | 0 | 0 | 1.8279 | 4.2201 | 0 | 6.048
1536 | 2018-03-05 23:00 | 3 | März | 23 | 64 | 0 | 0 | 0 | 0 | 0 | 1.3563 | 4.3195 | 0 | 5.6758
1537 | 2018-03-06 | 3 | März | 0 | 65 | 0 | 0 | 0 | 0 | 0 | 1.1016 | 4.372 | 0 | 5.4736
1538 | 2018-03-06 01:00 | 3 | März | 1 | 65 | 0 | 0 | 0 | 0 | 0 | 1.0416 | 4.3508 | 0 | 5.3924
1539 | 2018-03-06 02:00 | 3 | März | 2 | 65 | 0 | 0 | 0 | 0 | 0 | 1.024 | 4.48 | 0 | 5.504
1540 | 2018-03-06 03:00 | 3 | März | 3 | 65 | 0 | 0 | 0 | 0 | 0 | 1.0345 | 4.458 | 0 | 5.4925
1541 | 2018-03-06 04:00 | 3 | März | 4 | 65 | 0 | 0 | 0 | 0 | 0 | 1.1645 | 4.7135 | 0 | 5.8781
1542 | 2018-03-06 05:00 | 3 | März | 5 | 65 | 0 | 0 | 0 | 0 | 0 | 1.8896 | 4.8152 | 0 | 6.7048
1543 | 2018-03-06 06:00 | 3 | März | 6 | 65 | 0 | 0 | 0 | 0 | 0 | 2.5495 | 5.187 | 0 | 7.7366
1544 | 2018-03-06 07:00 | 3 | März | 7 | 65 | 0.95706 | 0.95706 | 0.95706 | 0 | 0 | 1.6613 | 3.5992 | 0 | 5.2605
1545 | 2018-03-06 08:00 | 3 | März | 8 | 65 | 2.1316 | 2.1316 | 2.1316 | 0 | 0 | 1.3562 | 1.9413 | 0 | 3.2975
1546 | 2018-03-06 09:00 | 3 | März | 9 | 65 | 3.4802 | 3.4802 | 3.4802 | 0 | 0 | 0.46864 | 1.5996 | 0 | 2.0682
1547 | 2018-03-06 10:00 | 3 | März | 10 | 65 | 4.4808 | 3.9841 | 4.4808 | 0 | 0 | 0 | 0.94053 | 0 | 0.94053
1548 | 2018-03-06 11:00 | 3 | März | 11 | 65 | 4.7853 | 4.1918 | 4.7853 | 0 | 0 | 0 | 1.1684 | 0 | 1.1684
1549 | 2018-03-06 12:00 | 3 | März | 12 | 65 | 5.3073 | 4.1712 | 5.3073 | 0 | 0 | 0 | 0.95054 | 0 | 0.95054
1550 | 2018-03-06 13:00 | 3 | März | 13 | 65 | 4.6113 | 3.9342 | 4.6113 | 0 | 0 | 0 | 0.92245 | 0 | 0.92245
1551 | 2018-03-06 14:00 | 3 | März | 14 | 65 | 3.7847 | 3.7575 | 3.7847 | 0 | 0 | 0 | 1.2422 | 0 | 1.2422
1552 | 2018-03-06 15:00 | 3 | März | 15 | 65 | 1.9576 | 1.9576 | 1.9576 | 0 | 0 | 1.8066 | 1.2694 | 0 | 3.0761
1553 | 2018-03-06 16:00 | 3 | März | 16 | 65 | 0.95706 | 0.95706 | 0.95706 | 0 | 0 | 3.2003 | 1.5996 | 0 | 4.7999
1554 | 2018-03-06 17:00 | 3 | März | 17 | 65 | 0 | 0 | 0 | 0 | 0 | 4.3228 | 1.4654 | 0 | 5.7883
1555 | 2018-03-06 18:00 | 3 | März | 18 | 65 | 0 | 0 | 0 | 0 | 0 | 4.0951 | 1.3201 | 0 | 5.4152
1556 | 2018-03-06 19:00 | 3 | März | 19 | 65 | 0 | 0 | 0 | 0 | 0 | 3.2011 | 1.0124 | 0 | 4.2135
1557 | 2018-03-06 20:00 | 3 | März | 20 | 65 | 0 | 0 | 0 | 0 | 0 | 2.7438 | 0.85001 | 0 | 3.5938
1558 | 2018-03-06 21:00 | 3 | März | 21 | 65 | 0 | 0 | 0 | 0 | 0 | 2.336 | 1.0346 | 0 | 3.3706
1559 | 2018-03-06 22:00 | 3 | März | 22 | 65 | 0 | 0 | 0 | 0 | 0 | 1.8279 | 3.2866 | 0 | 5.1144
1560 | 2018-03-06 23:00 | 3 | März | 23 | 65 | 0 | 0 | 0 | 0 | 0 | 1.3563 | 3.3869 | 0 | 4.7432
1561 | 2018-03-07 | 3 | März | 0 | 66 | 0 | 0 | 0 | 0 | 0 | 1.1016 | 3.6105 | 0 | 4.7122
1562 | 2018-03-07 01:00 | 3 | März | 1 | 66 | 0 | 0 | 0 | 0 | 0 | 1.0416 | 3.7792 | 0 | 4.8208
1563 | 2018-03-07 02:00 | 3 | März | 2 | 66 | 0 | 0 | 0 | 0 | 0 | 1.024 | 4.1173 | 0 | 5.1413
1564 | 2018-03-07 03:00 | 3 | März | 3 | 66 | 0 | 0 | 0 | 0 | 0 | 1.0345 | 4.1901 | 0 | 5.2246
1565 | 2018-03-07 04:00 | 3 | März | 4 | 66 | 0 | 0 | 0 | 0 | 0 | 1.1645 | 4.5783 | 0 | 5.7428
1566 | 2018-03-07 05:00 | 3 | März | 5 | 66 | 0 | 0 | 0 | 0 | 0 | 1.8896 | 4.7547 | 0 | 6.6443
1567 | 2018-03-07 06:00 | 3 | März | 6 | 66 | 0 | 0 | 0 | 0 | 0 | 2.5495 | 5.1441 | 0 | 7.6936
1568 | 2018-03-07 07:00 | 3 | März | 7 | 66 | 1.4356 | 1.4356 | 1.4356 | 0 | 0 | 1.1828 | 3.0306 | 0 | 4.2133
1569 | 2018-03-07 08:00 | 3 | März | 8 | 66 | 3.2192 | 3.2192 | 3.2192 | 0 | 0 | 0.26865 | 1.9423 | 0 | 2.211
1570 | 2018-03-07 09:00 | 3 | März | 9 | 66 | 5.2203 | 3.9488 | 5.2203 | 0 | 0 | 0 | 0.3281 | 0 | 0.3281
1571 | 2018-03-07 10:00 | 3 | März | 10 | 66 | 6.9604 | 3.9841 | 5.4213 | 0 | 1.5391 | 0 | 0 | 0 | 0
1572 | 2018-03-07 11:00 | 3 | März | 11 | 66 | 8.0045 | 4.1918 | 5.9537 | 0 | 2.0508 | 0 | 0 | 0 | 0
1573 | 2018-03-07 12:00 | 3 | März | 12 | 66 | 8.135 | 4.1712 | 6.2578 | 0 | 1.8771 | 0 | 0 | 0 | 0
1574 | 2018-03-07 13:00 | 3 | März | 13 | 66 | 7.3519 | 3.9342 | 5.5337 | 0 | 1.8182 | 0 | 0 | 0 | 0
1575 | 2018-03-07 14:00 | 3 | März | 14 | 66 | 5.6988 | 3.7575 | 5.027 | 0 | 0.67187 | 0 | 0 | 0 | 0
1576 | 2018-03-07 15:00 | 3 | März | 15 | 66 | 4.0022 | 3.7642 | 4.0022 | 0 | 0 | 0 | 1.0314 | 0 | 1.0314
1577 | 2018-03-07 16:00 | 3 | März | 16 | 66 | 1.8271 | 1.8271 | 1.8271 | 0 | 0 | 2.3303 | 1.5996 | 0 | 3.9298
1578 | 2018-03-07 17:00 | 3 | März | 17 | 66 | 0 | 0 | 0 | 0 | 0 | 4.3228 | 1.4654 | 0 | 5.7883
1579 | 2018-03-07 18:00 | 3 | März | 18 | 66 | 0 | 0 | 0 | 0 | 0 | 4.0951 | 1.3201 | 0 | 5.4152
1580 | 2018-03-07 19:00 | 3 | März | 19 | 66 | 0 | 0 | 0 | 0 | 0 | 3.2011 | 1.0124 | 0 | 4.2135
1581 | 2018-03-07 20:00 | 3 | März | 20 | 66 | 0 | 0 | 0 | 0 | 0 | 2.7438 | 1.4425 | 0 | 4.1863
1582 | 2018-03-07 21:00 | 3 | März | 21 | 66 | 0 | 0 | 0 | 0 | 0 | 2.336 | 3.1698 | 0 | 5.5058
1583 | 2018-03-07 22:00 | 3 | März | 22 | 66 | 0 | 0 | 0 | 0 | 0 | 1.8279 | 3.5296 | 0 | 5.3574
1584 | 2018-03-07 23:00 | 3 | März | 23 | 66 | 0 | 0 | 0 | 0 | 0 | 1.3563 | 3.6119 | 0 | 4.9681
1585 | 2018-03-08 | 3 | März | 0 | 67 | 0 | 0 | 0 | 0 | 0 | 1.1016 | 3.7031 | 0 | 4.8047
1586 | 2018-03-08 01:00 | 3 | März | 1 | 67 | 0 | 0 | 0 | 0 | 0 | 1.0416 | 3.739 | 0 | 4.7806
1587 | 2018-03-08 02:00 | 3 | März | 2 | 67 | 0 | 0 | 0 | 0 | 0 | 1.024 | 3.9253 | 0 | 4.9493
1588 | 2018-03-08 03:00 | 3 | März | 3 | 67 | 0 | 0 | 0 | 0 | 0 | 1.0345 | 3.9412 | 0 | 4.9757
1589 | 2018-03-08 04:00 | 3 | März | 4 | 67 | 0 | 0 | 0 | 0 | 0 | 1.1645 | 4.2342 | 0 | 5.3988
1590 | 2018-03-08 05:00 | 3 | März | 5 | 67 | 0 | 0 | 0 | 0 | 0 | 1.8896 | 4.3715 | 0 | 6.2611
1591 | 2018-03-08 06:00 | 3 | März | 6 | 67 | 0 | 0 | 0 | 0 | 0 | 2.5495 | 4.7404 | 0 | 7.29
1592 | 2018-03-08 07:00 | 3 | März | 7 | 67 | 0.69604 | 0.69604 | 0.69604 | 0 | 0 | 1.9223 | 4.2041 | 0 | 6.1264
1593 | 2018-03-08 08:00 | 3 | März | 8 | 67 | 2.1316 | 2.1316 | 2.1316 | 0 | 0 | 1.3562 | 3.6852 | 0 | 5.0414
1594 | 2018-03-08 09:00 | 3 | März | 9 | 67 | 3.0452 | 3.0452 | 3.0452 | 0 | 0 | 0.90366 | 2.3783 | 0 | 3.2819
1595 | 2018-03-08 10:00 | 3 | März | 10 | 67 | 3.8717 | 3.8717 | 3.8717 | 0 | 0 | 0.11236 | 2.1491 | 0 | 2.2614
1596 | 2018-03-08 11:00 | 3 | März | 11 | 67 | 4.8288 | 4.1918 | 4.8288 | 0 | 0 | 0 | 1.5392 | 0 | 1.5392
1597 | 2018-03-08 12:00 | 3 | März | 12 | 67 | 4.9593 | 4.1712 | 4.9593 | 0 | 0 | 0 | 1.2986 | 0 | 1.2986
1598 | 2018-03-08 13:00 | 3 | März | 13 | 67 | 4.2632 | 3.9342 | 4.2632 | 0 | 0 | 0 | 1.2705 | 0 | 1.2705
1599 | 2018-03-08 14:00 | 3 | März | 14 | 67 | 3.7412 | 3.7412 | 3.7412 | 0 | 0 | 0.016299 | 1.2694 | 0 | 1.2857
1600 | 2018-03-08 15:00 | 3 | März | 15 | 67 | 2.4361 | 2.4361 | 2.4361 | 0 | 0 | 1.3281 | 1.2694 | 0 | 2.5975
1601 | 2018-03-08 16:00 | 3 | März | 16 | 67 | 1.3051 | 1.3051 | 1.3051 | 0 | 0 | 2.8523 | 1.5996 | 0 | 4.4519
1602 | 2018-03-08 17:00 | 3 | März | 17 | 67 | 0.087005 | 0.087005 | 0.087005 | 0 | 0 | 4.2358 | 2.7296 | 0 | 6.9654
1603 | 2018-03-08 18:00 | 3 | März | 18 | 67 | 0 | 0 | 0 | 0 | 0 | 4.0951 | 2.9157 | 0 | 7.0108
1604 | 2018-03-08 19:00 | 3 | März | 19 | 67 | 0 | 0 | 0 | 0 | 0 | 3.2011 | 2.7737 | 0 | 5.9748
1605 | 2018-03-08 20:00 | 3 | März | 20 | 67 | 0 | 0 | 0 | 0 | 0 | 2.7438 | 2.9039 | 0 | 5.6477
1606 | 2018-03-08 21:00 | 3 | März | 21 | 67 | 0 | 0 | 0 | 0 | 0 | 2.336 | 2.7469 | 0 | 5.0829
1607 | 2018-03-08 22:00 | 3 | März | 22 | 67 | 0 | 0 | 0 | 0 | 0 | 1.8279 | 3.0893 | 0 | 4.9172
1608 | 2018-03-08 23:00 | 3 | März | 23 | 67 | 0 | 0 | 0 | 0 | 0 | 1.3563 | 3.1726 | 0 | 4.5289
1609 | 2018-03-09 | 3 | März | 0 | 68 | 0 | 0 | 0 | 0 | 0 | 1.1016 | 3.3022 | 0 | 4.4038
1610 | 2018-03-09 01:00 | 3 | März | 1 | 68 | 0 | 0 | 0 | 0 | 0 | 1.0416 | 3.3952 | 0 | 4.4368
1611 | 2018-03-09 02:00 | 3 | März | 2 | 68 | 0 | 0 | 0 | 0 | 0 | 1.024 | 3.6384 | 0 | 4.6624
1612 | 2018-03-09 03:00 | 3 | März | 3 | 68 | 0 | 0 | 0 | 0 | 0 | 1.0345 | 3.6732 | 0 | 4.7077
1613 | 2018-03-09 04:00 | 3 | März | 4 | 68 | 0 | 0 | 0 | 0 | 0 | 1.1645 | 4.004 | 0 | 5.1685
1614 | 2018-03-09 05:00 | 3 | März | 5 | 68 | 0 | 0 | 0 | 0 | 0 | 1.8896 | 4.1591 | 0 | 6.0487
1615 | 2018-03-09 06:00 | 3 | März | 6 | 68 | 0.087005 | 0.087005 | 0.087005 | 0 | 0 | 2.4625 | 5.1173 | 0 | 7.5798
1616 | 2018-03-09 07:00 | 3 | März | 7 | 68 | 1.8271 | 1.8271 | 1.8271 | 0 | 0 | 0.79123 | 3.9294 | 0 | 4.7206
1617 | 2018-03-09 08:00 | 3 | März | 8 | 68 | 3.4367 | 3.4367 | 3.4367 | 0 | 0 | 0.051139 | 3.0979 | 0 | 3.149
1618 | 2018-03-09 09:00 | 3 | März | 9 | 68 | 2.2621 | 2.2621 | 2.2621 | 0 | 0 | 1.6867 | 1.8761 | 0 | 3.5628
1619 | 2018-03-09 10:00 | 3 | März | 10 | 68 | 1.9141 | 1.9141 | 1.9141 | 0 | 0 | 2.07 | 1.4372 | 0 | 3.5072
1620 | 2018-03-09 11:00 | 3 | März | 11 | 68 | 8.831 | 4.1918 | 5.9537 | 0 | 2.8773 | 0 | 0 | 0 | 0
1621 | 2018-03-09 12:00 | 3 | März | 12 | 68 | 8.048 | 4.1712 | 6.2578 | 0 | 1.7901 | 0 | 0 | 0 | 0
1622 | 2018-03-09 13:00 | 3 | März | 13 | 68 | 1.8271 | 1.8271 | 1.8271 | 0 | 0 | 2.107 | 1.5996 | 0 | 3.7066
1623 | 2018-03-09 14:00 | 3 | März | 14 | 68 | 3.2192 | 3.2192 | 3.2192 | 0 | 0 | 0.53833 | 1.2694 | 0 | 1.8078
1624 | 2018-03-09 15:00 | 3 | März | 15 | 68 | 4.3067 | 3.7642 | 4.3067 | 0 | 0 | 0 | 1.1948 | 0 | 1.1948
1625 | 2018-03-09 16:00 | 3 | März | 16 | 68 | 3.4802 | 3.4802 | 3.4802 | 0 | 0 | 0.67716 | 3.1792 | 0 | 3.8564
1626 | 2018-03-09 17:00 | 3 | März | 17 | 68 | 0.52203 | 0.52203 | 0.52203 | 0 | 0 | 3.8008 | 3.3506 | 0 | 7.1514
1627 | 2018-03-09 18:00 | 3 | März | 18 | 68 | 0 | 0 | 0 | 0 | 0 | 4.0951 | 2.9267 | 0 | 7.0218
1628 | 2018-03-09 19:00 | 3 | März | 19 | 68 | 0 | 0 | 0 | 0 | 0 | 3.2011 | 2.7093 | 0 | 5.9104
1629 | 2018-03-09 20:00 | 3 | März | 20 | 68 | 0 | 0 | 0 | 0 | 0 | 2.7438 | 2.8029 | 0 | 5.5467
1630 | 2018-03-09 21:00 | 3 | März | 21 | 68 | 0 | 0 | 0 | 0 | 0 | 2.336 | 2.6086 | 0 | 4.9446
1631 | 2018-03-09 22:00 | 3 | März | 22 | 68 | 0 | 0 | 0 | 0 | 0 | 1.8279 | 2.8957 | 0 | 4.7236
1632 | 2018-03-09 23:00 | 3 | März | 23 | 68 | 0 | 0 | 0 | 0 | 0 | 1.3563 | 2.9231 | 0 | 4.2794
1633 | 2018-03-10 | 3 | März | 0 | 69 | 0 | 0 | 0 | 0 | 0 | 1.2657 | 2.949 | 0 | 4.2147
1634 | 2018-03-10 01:00 | 3 | März | 1 | 69 | 0 | 0 | 0 | 0 | 0 | 1.0844 | 2.9441 | 0 | 4.0285
1635 | 2018-03-10 02:00 | 3 | März | 2 | 69 | 0 | 0 | 0 | 0 | 0 | 1.0441 | 2.9366 | 0 | 3.9807
1636 | 2018-03-10 03:00 | 3 | März | 3 | 69 | 0 | 0 | 0 | 0 | 0 | 1.0236 | 2.9234 | 0 | 3.947
1637 | 2018-03-10 04:00 | 3 | März | 4 | 69 | 0 | 0 | 0 | 0 | 0 | 1.0504 | 2.902 | 0 | 3.9524
1638 | 2018-03-10 05:00 | 3 | März | 5 | 69 | 0 | 0 | 0 | 0 | 0 | 1.269 | 3.3478 | 0 | 4.6168
1639 | 2018-03-10 06:00 | 3 | März | 6 | 69 | 0.087005 | 0.087005 | 0.087005 | 0 | 0 | 1.6662 | 3.4565 | 0 | 5.1227
1640 | 2018-03-10 07:00 | 3 | März | 7 | 69 | 2.1751 | 2.1751 | 2.1751 | 0 | 0 | 0.21161 | 3.2464 | 0 | 3.458
1641 | 2018-03-10 08:00 | 3 | März | 8 | 69 | 3.8717 | 2.756 | 3.8717 | 0 | 0 | 0 | 1.8364 | 0 | 1.8364
1642 | 2018-03-10 09:00 | 3 | März | 9 | 69 | 5.9163 | 2.8592 | 5.4403 | 0 | 0.47604 | 0 | 0 | 0 | 0
1643 | 2018-03-10 10:00 | 3 | März | 10 | 69 | 7.9175 | 2.9792 | 5.0136 | 0 | 2.9039 | 0 | 0 | 0 | 0
1644 | 2018-03-10 11:00 | 3 | März | 11 | 69 | 8.9615 | 3.1738 | 5.3399 | 0 | 3.6217 | 0 | 0 | 0 | 0
1645 | 2018-03-10 12:00 | 3 | März | 12 | 69 | 8.483 | 3.1608 | 5.3771 | 0 | 3.1059 | 0 | 0 | 0 | 0
1646 | 2018-03-10 13:00 | 3 | März | 13 | 69 | 8.2655 | 2.9531 | 5.2887 | 0 | 2.9768 | 0 | 0 | 0 | 0
1647 | 2018-03-10 14:00 | 3 | März | 14 | 69 | 7.0909 | 2.7908 | 5.1441 | 0 | 1.9469 | 0 | 0 | 0 | 0
1648 | 2018-03-10 15:00 | 3 | März | 15 | 69 | 5.3508 | 2.8071 | 5.2405 | 0 | 0.11035 | 0 | 0 | 0 | 0
1649 | 2018-03-10 16:00 | 3 | März | 16 | 69 | 2.5666 | 2.5666 | 2.5666 | 0 | 0 | 0.84047 | 3.1986 | 0 | 4.0391
1650 | 2018-03-10 17:00 | 3 | März | 17 | 69 | 0.087005 | 0.087005 | 0.087005 | 0 | 0 | 3.8051 | 2.904 | 0 | 6.7092
1651 | 2018-03-10 18:00 | 3 | März | 18 | 69 | 0 | 0 | 0 | 0 | 0 | 3.9043 | 2.2621 | 0 | 6.1664
1652 | 2018-03-10 19:00 | 3 | März | 19 | 69 | 0 | 0 | 0 | 0 | 0 | 3.2636 | 2.5119 | 0 | 5.7755
1653 | 2018-03-10 20:00 | 3 | März | 20 | 69 | 0 | 0 | 0 | 0 | 0 | 2.6284 | 2.5149 | 0 | 5.1433
1654 | 2018-03-10 21:00 | 3 | März | 21 | 69 | 0 | 0 | 0 | 0 | 0 | 2.4337 | 2.6143 | 0 | 5.0481
1655 | 2018-03-10 22:00 | 3 | März | 22 | 69 | 0 | 0 | 0 | 0 | 0 | 2.122 | 2.8898 | 0 | 5.0118
1656 | 2018-03-10 23:00 | 3 | März | 23 | 69 | 0 | 0 | 0 | 0 | 0 | 1.5031 | 2.9851 | 0 | 4.4883
1657 | 2018-03-11 | 3 | März | 0 | 70 | 0 | 0 | 0 | 0 | 0 | 1.6898 | 3.0613 | 0 | 4.7512
1658 | 2018-03-11 01:00 | 3 | März | 1 | 70 | 0 | 0 | 0 | 0 | 0 | 1.3223 | 3.2978 | 0 | 4.6201
1659 | 2018-03-11 02:00 | 3 | März | 2 | 70 | 0 | 0 | 0 | 0 | 0 | 1.1343 | 3.4824 | 0 | 4.6167
1660 | 2018-03-11 03:00 | 3 | März | 3 | 70 | 0 | 0 | 0 | 0 | 0 | 1.0685 | 3.5665 | 0 | 4.635
1661 | 2018-03-11 04:00 | 3 | März | 4 | 70 | 0 | 0 | 0 | 0 | 0 | 1.0278 | 3.6434 | 0 | 4.6711
1662 | 2018-03-11 05:00 | 3 | März | 5 | 70 | 0 | 0 | 0 | 0 | 0 | 1.0261 | 3.6872 | 0 | 4.7133
1663 | 2018-03-11 06:00 | 3 | März | 6 | 70 | 0.087005 | 0.087005 | 0.087005 | 0 | 0 | 0.9781 | 3.5458 | 0 | 4.5239
1664 | 2018-03-11 07:00 | 3 | März | 7 | 70 | 2.3056 | 1.217 | 1.7369 | 0 | 0.56876 | 0 | 0 | 0 | 0
1665 | 2018-03-11 08:00 | 3 | März | 8 | 70 | 4.1762 | 1.8635 | 2.5512 | 0 | 1.625 | 0 | 0 | 0 | 0
1666 | 2018-03-11 09:00 | 3 | März | 9 | 70 | 6.6994 | 2.7022 | 3.877 | 0 | 2.8224 | 0 | 0 | 0 | 0
1667 | 2018-03-11 10:00 | 3 | März | 10 | 70 | 8.744 | 3.301 | 4.4757 | 0 | 4.2683 | 0 | 0 | 0 | 0
1668 | 2018-03-11 11:00 | 3 | März | 11 | 70 | 9.9621 | 3.7809 | 5.2804 | 0 | 4.6817 | 0 | 0 | 0 | 0
1669 | 2018-03-11 12:00 | 3 | März | 12 | 70 | 10.3971 | 3.8468 | 5.3463 | 0 | 5.0508 | 0 | 0 | 0 | 0
1670 | 2018-03-11 13:00 | 3 | März | 13 | 70 | 9.9186 | 3.2817 | 4.6187 | 0 | 5.2998 | 0 | 0 | 0 | 0
1671 | 2018-03-11 14:00 | 3 | März | 14 | 70 | 8.483 | 2.6624 | 3.6748 | 0 | 4.8082 | 0 | 0 | 0 | 0
1672 | 2018-03-11 15:00 | 3 | März | 15 | 70 | 6.3079 | 2.3347 | 3.1847 | 0 | 3.1231 | 0 | 0 | 0 | 0
1673 | 2018-03-11 16:00 | 3 | März | 16 | 70 | 3.2627 | 2.1686 | 3.1809 | 0 | 0.081757 | 0 | 0 | 0 | 0
1674 | 2018-03-11 17:00 | 3 | März | 17 | 70 | 0.17401 | 0.17401 | 0.17401 | 0 | 0 | 2.3134 | 1.1747 | 0 | 3.4881
1675 | 2018-03-11 18:00 | 3 | März | 18 | 70 | 0 | 0 | 0 | 0 | 0 | 3.0027 | 1.1747 | 0 | 4.1774
1676 | 2018-03-11 19:00 | 3 | März | 19 | 70 | 0 | 0 | 0 | 0 | 0 | 3.3362 | 0.85001 | 0 | 4.1862
1677 | 2018-03-11 20:00 | 3 | März | 20 | 70 | 0 | 0 | 0 | 0 | 0 | 3.0652 | 0.85001 | 0 | 3.9152
1678 | 2018-03-11 21:00 | 3 | März | 21 | 70 | 0 | 0 | 0 | 0 | 0 | 2.6523 | 0.51988 | 0 | 3.1722
1679 | 2018-03-11 22:00 | 3 | März | 22 | 70 | 0 | 0 | 0 | 0 | 0 | 2.3037 | 0.51988 | 0 | 2.8235
1680 | 2018-03-11 23:00 | 3 | März | 23 | 70 | 0 | 0 | 0 | 0 | 0 | 1.3563 | 0.35753 | 0 | 1.7138
1681 | 2018-03-12 | 3 | März | 0 | 71 | 0 | 0 | 0 | 0 | 0 | 1.1016 | 0.35753 | 0 | 1.4591
1682 | 2018-03-12 01:00 | 3 | März | 1 | 71 | 0 | 0 | 0 | 0 | 0 | 1.0416 | 0.35753 | 0 | 1.3991
1683 | 2018-03-12 02:00 | 3 | März | 2 | 71 | 0 | 0 | 0 | 0 | 0 | 1.024 | 2.4668 | 0 | 3.4908
1684 | 2018-03-12 03:00 | 3 | März | 3 | 71 | 0 | 0 | 0 | 0 | 0 | 1.0345 | 3.7232 | 0 | 4.7577
1685 | 2018-03-12 04:00 | 3 | März | 4 | 71 | 0 | 0 | 0 | 0 | 0 | 1.1645 | 4.1687 | 0 | 5.3332
1686 | 2018-03-12 05:00 | 3 | März | 5 | 71 | 0 | 0 | 0 | 0 | 0 | 1.8896 | 4.75 | 0 | 6.6395
1687 | 2018-03-12 06:00 | 3 | März | 6 | 71 | 0.087005 | 0.087005 | 0.087005 | 0 | 0 | 2.4625 | 5.2196 | 0 | 7.6821
1688 | 2018-03-12 07:00 | 3 | März | 7 | 71 | 2.0881 | 2.0881 | 2.0881 | 0 | 0 | 0.53021 | 1.8296 | 0 | 2.3598
1689 | 2018-03-12 08:00 | 3 | März | 8 | 71 | 3.8282 | 3.4878 | 3.8282 | 0 | 0 | 0 | 1.6009 | 0 | 1.6009
1690 | 2018-03-12 09:00 | 3 | März | 9 | 71 | 6.0033 | 3.9488 | 5.5484 | 0 | 0.45494 | 0 | 0 | 0 | 0
1691 | 2018-03-12 10:00 | 3 | März | 10 | 71 | 8.0045 | 3.9841 | 5.4213 | 0 | 2.5832 | 0 | 0 | 0 | 0
1692 | 2018-03-12 11:00 | 3 | März | 11 | 71 | 9.179 | 4.1918 | 5.9537 | 0 | 3.2253 | 0 | 0 | 0 | 0
1693 | 2018-03-12 12:00 | 3 | März | 12 | 71 | 9.3095 | 4.1712 | 6.2578 | 0 | 3.0517 | 0 | 0 | 0 | 0
1694 | 2018-03-12 13:00 | 3 | März | 13 | 71 | 9.0485 | 3.9342 | 5.5337 | 0 | 3.5148 | 0 | 0 | 0 | 0
1695 | 2018-03-12 14:00 | 3 | März | 14 | 71 | 7.4824 | 3.7575 | 5.027 | 0 | 2.4555 | 0 | 0 | 0 | 0
1696 | 2018-03-12 15:00 | 3 | März | 15 | 71 | 5.6118 | 3.7642 | 5.0337 | 0 | 0.57815 | 0 | 0 | 0 | 0
1697 | 2018-03-12 16:00 | 3 | März | 16 | 71 | 2.9582 | 2.9582 | 2.9582 | 0 | 0 | 1.1992 | 1.5996 | 0 | 2.7988
1698 | 2018-03-12 17:00 | 3 | März | 17 | 71 | 0.17401 | 0.17401 | 0.17401 | 0 | 0 | 4.1488 | 1.4654 | 0 | 5.6142
1699 | 2018-03-12 18:00 | 3 | März | 18 | 71 | 0 | 0 | 0 | 0 | 0 | 4.0951 | 1.3201 | 0 | 5.4152
1700 | 2018-03-12 19:00 | 3 | März | 19 | 71 | 0 | 0 | 0 | 0 | 0 | 3.2011 | 1.0124 | 0 | 4.2135
1701 | 2018-03-12 20:00 | 3 | März | 20 | 71 | 0 | 0 | 0 | 0 | 0 | 2.7438 | 0.85001 | 0 | 3.5938
1702 | 2018-03-12 21:00 | 3 | März | 21 | 71 | 0 | 0 | 0 | 0 | 0 | 2.336 | 0.51988 | 0 | 2.8559
1703 | 2018-03-12 22:00 | 3 | März | 22 | 71 | 0 | 0 | 0 | 0 | 0 | 1.8279 | 0.51988 | 0 | 2.3478
1704 | 2018-03-12 23:00 | 3 | März | 23 | 71 | 0 | 0 | 0 | 0 | 0 | 1.3563 | 0.35753 | 0 | 1.7138
1705 | 2018-03-13 | 3 | März | 0 | 72 | 0 | 0 | 0 | 0 | 0 | 1.1016 | 0.35753 | 0 | 1.4591
1706 | 2018-03-13 01:00 | 3 | März | 1 | 72 | 0 | 0 | 0 | 0 | 0 | 1.0416 | 0.35753 | 0 | 1.3991
1707 | 2018-03-13 02:00 | 3 | März | 2 | 72 | 0 | 0 | 0 | 0 | 0 | 1.024 | 2.6175 | 0 | 3.6415
1708 | 2018-03-13 03:00 | 3 | März | 3 | 72 | 0 | 0 | 0 | 0 | 0 | 1.0345 | 4.0055 | 0 | 5.0399
1709 | 2018-03-13 04:00 | 3 | März | 4 | 72 | 0 | 0 | 0 | 0 | 0 | 1.1645 | 4.3733 | 0 | 5.5379
1710 | 2018-03-13 05:00 | 3 | März | 5 | 72 | 0 | 0 | 0 | 0 | 0 | 1.8896 | 4.5425 | 0 | 6.4321
1711 | 2018-03-13 06:00 | 3 | März | 6 | 72 | 0.17401 | 0.17401 | 0.17401 | 0 | 0 | 2.3755 | 4.8606 | 0 | 7.2361
1712 | 2018-03-13 07:00 | 3 | März | 7 | 72 | 2.3491 | 2.3491 | 2.3491 | 0 | 0 | 0.2692 | 1.8296 | 0 | 2.0988
1713 | 2018-03-13 08:00 | 3 | März | 8 | 72 | 4.3938 | 3.4878 | 4.3938 | 0 | 0 | 0 | 1.0354 | 0 | 1.0354
1714 | 2018-03-13 09:00 | 3 | März | 9 | 72 | 6.3079 | 3.9488 | 5.5484 | 0 | 0.75946 | 0 | 0 | 0 | 0
1715 | 2018-03-13 10:00 | 3 | März | 10 | 72 | 8.2655 | 3.9841 | 5.4213 | 0 | 2.8442 | 0 | 0 | 0 | 0
1716 | 2018-03-13 11:00 | 3 | März | 11 | 72 | 8.309 | 4.1918 | 5.9537 | 0 | 2.3553 | 0 | 0 | 0 | 0
1717 | 2018-03-13 12:00 | 3 | März | 12 | 72 | 8.222 | 4.1712 | 6.2578 | 0 | 1.9641 | 0 | 0 | 0 | 0
1718 | 2018-03-13 13:00 | 3 | März | 13 | 72 | 7.2649 | 3.9342 | 5.5337 | 0 | 1.7312 | 0 | 0 | 0 | 0
1719 | 2018-03-13 14:00 | 3 | März | 14 | 72 | 5.2203 | 3.7575 | 5.027 | 0 | 0.19334 | 0 | 0 | 0 | 0
1720 | 2018-03-13 15:00 | 3 | März | 15 | 72 | 3.8717 | 3.7642 | 3.8717 | 0 | 0 | 0 | 1.1619 | 0 | 1.1619
1721 | 2018-03-13 16:00 | 3 | März | 16 | 72 | 2.2186 | 2.2186 | 2.2186 | 0 | 0 | 1.9387 | 1.5996 | 0 | 3.5383
1722 | 2018-03-13 17:00 | 3 | März | 17 | 72 | 0.087005 | 0.087005 | 0.087005 | 0 | 0 | 4.2358 | 1.4654 | 0 | 5.7013
1723 | 2018-03-13 18:00 | 3 | März | 18 | 72 | 0 | 0 | 0 | 0 | 0 | 4.0951 | 1.3201 | 0 | 5.4152
1724 | 2018-03-13 19:00 | 3 | März | 19 | 72 | 0 | 0 | 0 | 0 | 0 | 3.2011 | 1.0124 | 0 | 4.2135
1725 | 2018-03-13 20:00 | 3 | März | 20 | 72 | 0 | 0 | 0 | 0 | 0 | 2.7438 | 0.85001 | 0 | 3.5938
1726 | 2018-03-13 21:00 | 3 | März | 21 | 72 | 0 | 0 | 0 | 0 | 0 | 2.336 | 0.51988 | 0 | 2.8559
1727 | 2018-03-13 22:00 | 3 | März | 22 | 72 | 0 | 0 | 0 | 0 | 0 | 1.8279 | 0.51988 | 0 | 2.3478
1728 | 2018-03-13 23:00 | 3 | März | 23 | 72 | 0 | 0 | 0 | 0 | 0 | 1.3563 | 0.35753 | 0 | 1.7138
1729 | 2018-03-14 | 3 | März | 0 | 73 | 0 | 0 | 0 | 0 | 0 | 1.1016 | 0.35753 | 0 | 1.4591
1730 | 2018-03-14 01:00 | 3 | März | 1 | 73 | 0 | 0 | 0 | 0 | 0 | 1.0416 | 0.35753 | 0 | 1.3991
1731 | 2018-03-14 02:00 | 3 | März | 2 | 73 | 0 | 0 | 0 | 0 | 0 | 1.024 | 1.6452 | 0 | 2.6692
1732 | 2018-03-14 03:00 | 3 | März | 3 | 73 | 0 | 0 | 0 | 0 | 0 | 1.0345 | 4.079 | 0 | 5.1135
1733 | 2018-03-14 04:00 | 3 | März | 4 | 73 | 0 | 0 | 0 | 0 | 0 | 1.1645 | 4.4466 | 0 | 5.6111
1734 | 2018-03-14 05:00 | 3 | März | 5 | 73 | 0 | 0 | 0 | 0 | 0 | 1.8896 | 4.6145 | 0 | 6.5041
1735 | 2018-03-14 06:00 | 3 | März | 6 | 73 | 0.17401 | 0.17401 | 0.17401 | 0 | 0 | 2.3755 | 5.0121 | 0 | 7.3876
1736 | 2018-03-14 07:00 | 3 | März | 7 | 73 | 1.6531 | 1.6531 | 1.6531 | 0 | 0 | 0.96524 | 3.9309 | 0 | 4.8961
1737 | 2018-03-14 08:00 | 3 | März | 8 | 73 | 2.3491 | 2.3491 | 2.3491 | 0 | 0 | 1.1387 | 1.9413 | 0 | 3.08
1738 | 2018-03-14 09:00 | 3 | März | 9 | 73 | 3.4367 | 3.4367 | 3.4367 | 0 | 0 | 0.51214 | 1.5996 | 0 | 2.1117
1739 | 2018-03-14 10:00 | 3 | März | 10 | 73 | 4.1327 | 3.9841 | 4.1327 | 0 | 0 | 0 | 1.2886 | 0 | 1.2886
1740 | 2018-03-14 11:00 | 3 | März | 11 | 73 | 5.7858 | 4.1918 | 5.7858 | 0 | 0 | 0 | 0.16786 | 0 | 0.16786
1741 | 2018-03-14 12:00 | 3 | März | 12 | 73 | 6.3514 | 4.1712 | 6.2578 | 0 | 0.09352 | 0 | 0 | 0 | 0
1742 | 2018-03-14 13:00 | 3 | März | 13 | 73 | 5.9163 | 3.9342 | 5.5337 | 0 | 0.38262 | 0 | 0 | 0 | 0
1743 | 2018-03-14 14:00 | 3 | März | 14 | 73 | 5.4378 | 3.7575 | 5.027 | 0 | 0.41086 | 0 | 0 | 0 | 0
1744 | 2018-03-14 15:00 | 3 | März | 15 | 73 | 5.6118 | 3.7642 | 5.0337 | 0 | 0.57815 | 0 | 0 | 0 | 0
1745 | 2018-03-14 16:00 | 3 | März | 16 | 73 | 3.5672 | 3.5672 | 3.5672 | 0 | 0 | 0.59015 | 1.5996 | 0 | 2.1897
1746 | 2018-03-14 17:00 | 3 | März | 17 | 73 | 0.69604 | 0.69604 | 0.69604 | 0 | 0 | 3.6268 | 1.4654 | 0 | 5.0922
1747 | 2018-03-14 18:00 | 3 | März | 18 | 73 | 0 | 0 | 0 | 0 | 0 | 4.0951 | 1.3201 | 0 | 5.4152
1748 | 2018-03-14 19:00 | 3 | März | 19 | 73 | 0 | 0 | 0 | 0 | 0 | 3.2011 | 1.0124 | 0 | 4.2135
1749 | 2018-03-14 20:00 | 3 | März | 20 | 73 | 0 | 0 | 0 | 0 | 0 | 2.7438 | 0.85001 | 0 | 3.5938
1750 | 2018-03-14 21:00 | 3 | März | 21 | 73 | 0 | 0 | 0 | 0 | 0 | 2.336 | 1.8091 | 0 | 4.145
1751 | 2018-03-14 22:00 | 3 | März | 22 | 73 | 0 | 0 | 0 | 0 | 0 | 1.8279 | 3.1607 | 0 | 4.9886
1752 | 2018-03-14 23:00 | 3 | März | 23 | 73 | 0 | 0 | 0 | 0 | 0 | 1.3563 | 3.2121 | 0 | 4.5684
1753 | 2018-03-15 | 3 | März | 0 | 74 | 0 | 0 | 0 | 0 | 0 | 1.1016 | 3.2684 | 0 | 4.37
1754 | 2018-03-15 01:00 | 3 | März | 1 | 74 | 0 | 0 | 0 | 0 | 0 | 1.0416 | 3.2481 | 0 | 4.2897
1755 | 2018-03-15 02:00 | 3 | März | 2 | 74 | 0 | 0 | 0 | 0 | 0 | 1.024 | 3.3776 | 0 | 4.4016
1756 | 2018-03-15 03:00 | 3 | März | 3 | 74 | 0 | 0 | 0 | 0 | 0 | 1.0345 | 3.3554 | 0 | 4.3899
1757 | 2018-03-15 04:00 | 3 | März | 4 | 74 | 0 | 0 | 0 | 0 | 0 | 1.1645 | 3.6279 | 0 | 4.7925
1758 | 2018-03-15 05:00 | 3 | März | 5 | 74 | 0 | 0 | 0 | 0 | 0 | 1.8896 | 3.7186 | 0 | 5.6082
1759 | 2018-03-15 06:00 | 3 | März | 6 | 74 | 0 | 0 | 0 | 0 | 0 | 2.5495 | 4.0585 | 0 | 6.6081
1760 | 2018-03-15 07:00 | 3 | März | 7 | 74 | 1.2181 | 1.2181 | 1.2181 | 0 | 0 | 1.4003 | 1.8296 | 0 | 3.2298
1761 | 2018-03-15 08:00 | 3 | März | 8 | 74 | 2.7407 | 2.7407 | 2.7407 | 0 | 0 | 0.74718 | 1.9413 | 0 | 2.6885
1762 | 2018-03-15 09:00 | 3 | März | 9 | 74 | 4.8288 | 3.9488 | 4.8288 | 0 | 0 | 0 | 0.71963 | 0 | 0.71963
1763 | 2018-03-15 10:00 | 3 | März | 10 | 74 | 6.7429 | 3.9841 | 5.4213 | 0 | 1.3216 | 0 | 0 | 0 | 0
1764 | 2018-03-15 11:00 | 3 | März | 11 | 74 | 8.4395 | 4.1918 | 5.9537 | 0 | 2.4858 | 0 | 0 | 0 | 0
1765 | 2018-03-15 12:00 | 3 | März | 12 | 74 | 8.309 | 4.1712 | 6.2578 | 0 | 2.0511 | 0 | 0 | 0 | 0
1766 | 2018-03-15 13:00 | 3 | März | 13 | 74 | 7.2649 | 3.9342 | 5.5337 | 0 | 1.7312 | 0 | 0 | 0 | 0
1767 | 2018-03-15 14:00 | 3 | März | 14 | 74 | 7.0909 | 3.7575 | 5.027 | 0 | 2.064 | 0 | 0 | 0 | 0
1768 | 2018-03-15 15:00 | 3 | März | 15 | 74 | 6.3514 | 3.7642 | 5.0337 | 0 | 1.3177 | 0 | 0 | 0 | 0
1769 | 2018-03-15 16:00 | 3 | März | 16 | 74 | 3.4367 | 3.4367 | 3.4367 | 0 | 0 | 0.72066 | 1.5996 | 0 | 2.3202
1770 | 2018-03-15 17:00 | 3 | März | 17 | 74 | 0.52203 | 0.52203 | 0.52203 | 0 | 0 | 3.8008 | 1.4654 | 0 | 5.2662
1771 | 2018-03-15 18:00 | 3 | März | 18 | 74 | 0 | 0 | 0 | 0 | 0 | 4.0951 | 1.3201 | 0 | 5.4152
1772 | 2018-03-15 19:00 | 3 | März | 19 | 74 | 0 | 0 | 0 | 0 | 0 | 3.2011 | 1.0124 | 0 | 4.2135
1773 | 2018-03-15 20:00 | 3 | März | 20 | 74 | 0 | 0 | 0 | 0 | 0 | 2.7438 | 0.85001 | 0 | 3.5938
1774 | 2018-03-15 21:00 | 3 | März | 21 | 74 | 0 | 0 | 0 | 0 | 0 | 2.336 | 0.51988 | 0 | 2.8559
1775 | 2018-03-15 22:00 | 3 | März | 22 | 74 | 0 | 0 | 0 | 0 | 0 | 1.8279 | 0.81593 | 0 | 2.6438
1776 | 2018-03-15 23:00 | 3 | März | 23 | 74 | 0 | 0 | 0 | 0 | 0 | 1.3563 | 2.2602 | 0 | 3.6165
1777 | 2018-03-16 | 3 | März | 0 | 75 | 0 | 0 | 0 | 0 | 0 | 1.1016 | 2.3739 | 0 | 3.4755
1778 | 2018-03-16 01:00 | 3 | März | 1 | 75 | 0 | 0 | 0 | 0 | 0 | 1.0416 | 2.4296 | 0 | 3.4712
1779 | 2018-03-16 02:00 | 3 | März | 2 | 75 | 0 | 0 | 0 | 0 | 0 | 1.024 | 2.635 | 0 | 3.659
1780 | 2018-03-16 03:00 | 3 | März | 3 | 75 | 0 | 0 | 0 | 0 | 0 | 1.0345 | 2.6508 | 0 | 3.6853
1781 | 2018-03-16 04:00 | 3 | März | 4 | 75 | 0 | 0 | 0 | 0 | 0 | 1.1645 | 2.961 | 0 | 4.1256
1782 | 2018-03-16 05:00 | 3 | März | 5 | 75 | 0 | 0 | 0 | 0 | 0 | 1.8896 | 3.0884 | 0 | 4.978
1783 | 2018-03-16 06:00 | 3 | März | 6 | 75 | 0.087005 | 0.087005 | 0.087005 | 0 | 0 | 2.4625 | 3.4297 | 0 | 5.8922
1784 | 2018-03-16 07:00 | 3 | März | 7 | 75 | 1.0441 | 1.0441 | 1.0441 | 0 | 0 | 1.5743 | 2.7303 | 0 | 4.3046
1785 | 2018-03-16 08:00 | 3 | März | 8 | 75 | 2.5666 | 2.5666 | 2.5666 | 0 | 0 | 0.92119 | 2.3224 | 0 | 3.2436
1786 | 2018-03-16 09:00 | 3 | März | 9 | 75 | 2.4361 | 2.4361 | 2.4361 | 0 | 0 | 1.5127 | 1.6444 | 0 | 3.157
1787 | 2018-03-16 10:00 | 3 | März | 10 | 75 | 3.5237 | 3.5237 | 3.5237 | 0 | 0 | 0.46038 | 1.4372 | 0 | 1.8976
1788 | 2018-03-16 11:00 | 3 | März | 11 | 75 | 0.87005 | 0.87005 | 0.87005 | 0 | 0 | 3.3217 | 1.7619 | 0 | 5.0836
1789 | 2018-03-16 12:00 | 3 | März | 12 | 75 | 2.3491 | 2.3491 | 2.3491 | 0 | 0 | 1.8221 | 2.0866 | 0 | 3.9087
1790 | 2018-03-16 13:00 | 3 | März | 13 | 75 | 5.5248 | 3.9342 | 5.5248 | 0 | 0 | 0 | 0.0089015 | 0 | 0.0089015
1791 | 2018-03-16 14:00 | 3 | März | 14 | 75 | 3.1757 | 3.1757 | 3.1757 | 0 | 0 | 0.58183 | 1.2694 | 0 | 1.8513
1792 | 2018-03-16 15:00 | 3 | März | 15 | 75 | 3.8717 | 3.7642 | 3.8717 | 0 | 0 | 0 | 1.1619 | 0 | 1.1619
1793 | 2018-03-16 16:00 | 3 | März | 16 | 75 | 2.8277 | 2.8277 | 2.8277 | 0 | 0 | 1.3297 | 1.5996 | 0 | 2.9293
1794 | 2018-03-16 17:00 | 3 | März | 17 | 75 | 0.78305 | 0.78305 | 0.78305 | 0 | 0 | 3.5398 | 1.4654 | 0 | 5.0052
1795 | 2018-03-16 18:00 | 3 | März | 18 | 75 | 0 | 0 | 0 | 0 | 0 | 4.0951 | 1.3201 | 0 | 5.4152
1796 | 2018-03-16 19:00 | 3 | März | 19 | 75 | 0 | 0 | 0 | 0 | 0 | 3.2011 | 1.0124 | 0 | 4.2135
1797 | 2018-03-16 20:00 | 3 | März | 20 | 75 | 0 | 0 | 0 | 0 | 0 | 2.7438 | 1.9173 | 0 | 4.661
1798 | 2018-03-16 21:00 | 3 | März | 21 | 75 | 0 | 0 | 0 | 0 | 0 | 2.336 | 1.8854 | 0 | 4.2214
1799 | 2018-03-16 22:00 | 3 | März | 22 | 75 | 0 | 0 | 0 | 0 | 0 | 1.8279 | 2.2795 | 0 | 4.1074
1800 | 2018-03-16 23:00 | 3 | März | 23 | 75 | 0 | 0 | 0 | 0 | 0 | 1.3563 | 2.4279 | 0 | 3.7842
1801 | 2018-03-17 | 3 | März | 0 | 76 | 0 | 0 | 0 | 0 | 0 | 1.2657 | 2.5309 | 0 | 3.7965
1802 | 2018-03-17 01:00 | 3 | März | 1 | 76 | 0 | 0 | 0 | 0 | 0 | 1.0844 | 2.6989 | 0 | 3.7833
1803 | 2018-03-17 02:00 | 3 | März | 2 | 76 | 0 | 0 | 0 | 0 | 0 | 1.0441 | 2.8437 | 0 | 3.8879
1804 | 2018-03-17 03:00 | 3 | März | 3 | 76 | 0 | 0 | 0 | 0 | 0 | 1.0236 | 2.9067 | 0 | 3.9303
1805 | 2018-03-17 04:00 | 3 | März | 4 | 76 | 0 | 0 | 0 | 0 | 0 | 1.0504 | 2.9745 | 0 | 4.0249
1806 | 2018-03-17 05:00 | 3 | März | 5 | 76 | 0 | 0 | 0 | 0 | 0 | 1.269 | 3.1091 | 0 | 4.3781
1807 | 2018-03-17 06:00 | 3 | März | 6 | 76 | 0 | 0 | 0 | 0 | 0 | 1.7532 | 3.1125 | 0 | 4.8657
1808 | 2018-03-17 07:00 | 3 | März | 7 | 76 | 0.34802 | 0.34802 | 0.34802 | 0 | 0 | 2.0387 | 2.1538 | 0 | 4.1925
1809 | 2018-03-17 08:00 | 3 | März | 8 | 76 | 0.52203 | 0.52203 | 0.52203 | 0 | 0 | 2.2339 | 1.1747 | 0 | 3.4086
1810 | 2018-03-17 09:00 | 3 | März | 9 | 76 | 0.60904 | 0.60904 | 0.60904 | 0 | 0 | 2.2501 | 1.0124 | 0 | 3.2625
1811 | 2018-03-17 10:00 | 3 | März | 10 | 76 | 0.95706 | 0.95706 | 0.95706 | 0 | 0 | 2.0221 | 0.68765 | 0 | 2.7098
1812 | 2018-03-17 11:00 | 3 | März | 11 | 76 | 1.1311 | 1.1311 | 1.1311 | 0 | 0 | 2.0428 | 1.0124 | 0 | 3.0551
1813 | 2018-03-17 12:00 | 3 | März | 12 | 76 | 0.78305 | 0.78305 | 0.78305 | 0 | 0 | 2.3778 | 1.1747 | 0 | 3.5525
1814 | 2018-03-17 13:00 | 3 | März | 13 | 76 | 7.5259 | 2.9531 | 4.1279 | 0 | 3.3981 | 0 | 0 | 0 | 0
1815 | 2018-03-17 14:00 | 3 | März | 14 | 76 | 6.5254 | 2.7908 | 3.8031 | 0 | 2.7222 | 0 | 0 | 0 | 0
1816 | 2018-03-17 15:00 | 3 | März | 15 | 76 | 4.3067 | 2.8071 | 3.8195 | 0 | 0.48724 | 0 | 0 | 0 | 0
1817 | 2018-03-17 16:00 | 3 | März | 16 | 76 | 2.6102 | 2.6102 | 2.6102 | 0 | 0 | 0.79697 | 1.6672 | 0 | 2.4642
1818 | 2018-03-17 17:00 | 3 | März | 17 | 76 | 0.26102 | 0.26102 | 0.26102 | 0 | 0 | 3.6311 | 1.3371 | 0 | 4.9682
1819 | 2018-03-17 18:00 | 3 | März | 18 | 76 | 0 | 0 | 0 | 0 | 0 | 3.9043 | 0.85001 | 0 | 4.7543
1820 | 2018-03-17 19:00 | 3 | März | 19 | 76 | 0 | 0 | 0 | 0 | 0 | 3.2636 | 0.85001 | 0 | 4.1136
1821 | 2018-03-17 20:00 | 3 | März | 20 | 76 | 0 | 0 | 0 | 0 | 0 | 2.6284 | 0.51988 | 0 | 3.1483
1822 | 2018-03-17 21:00 | 3 | März | 21 | 76 | 0 | 0 | 0 | 0 | 0 | 2.4337 | 0.51988 | 0 | 2.9536
1823 | 2018-03-17 22:00 | 3 | März | 22 | 76 | 0 | 0 | 0 | 0 | 0 | 2.122 | 0.51988 | 0 | 2.6419
1824 | 2018-03-17 23:00 | 3 | März | 23 | 76 | 0 | 0 | 0 | 0 | 0 | 1.5031 | 0.35753 | 0 | 1.8607
1825 | 2018-03-18 | 3 | März | 0 | 77 | 0 | 0 | 0 | 0 | 0 | 1.6898 | 0.74964 | 0 | 2.4395
1826 | 2018-03-18 01:00 | 3 | März | 1 | 77 | 0 | 0 | 0 | 0 | 0 | 1.3223 | 2.0553 | 0 | 3.3776
1827 | 2018-03-18 02:00 | 3 | März | 2 | 77 | 0 | 0 | 0 | 0 | 0 | 1.1343 | 2.0739 | 0 | 3.2082
1828 | 2018-03-18 03:00 | 3 | März | 3 | 77 | 0 | 0 | 0 | 0 | 0 | 1.0685 | 2.0367 | 0 | 3.1052
1829 | 2018-03-18 04:00 | 3 | März | 4 | 77 | 0 | 0 | 0 | 0 | 0 | 1.0278 | 2.0299 | 0 | 3.0577
1830 | 2018-03-18 05:00 | 3 | März | 5 | 77 | 0 | 0 | 0 | 0 | 0 | 1.0261 | 1.9924 | 0 | 3.0185
1831 | 2018-03-18 06:00 | 3 | März | 6 | 77 | 0.043503 | 0.043503 | 0.043503 | 0 | 0 | 1.0216 | 1.844 | 0 | 2.8656
1832 | 2018-03-18 07:00 | 3 | März | 7 | 77 | 0.43503 | 0.43503 | 0.43503 | 0 | 0 | 0.78197 | 1.5651 | 0 | 2.3471
1833 | 2018-03-18 08:00 | 3 | März | 8 | 77 | 1.0441 | 1.0441 | 1.0441 | 0 | 0 | 0.81948 | 1.364 | 0 | 2.1835
1834 | 2018-03-18 09:00 | 3 | März | 9 | 77 | 1.5661 | 1.5661 | 1.5661 | 0 | 0 | 1.1362 | 1.3894 | 0 | 2.5256
1835 | 2018-03-18 10:00 | 3 | März | 10 | 77 | 2.0011 | 2.0011 | 2.0011 | 0 | 0 | 1.2999 | 1.1747 | 0 | 2.4746
1836 | 2018-03-18 11:00 | 3 | März | 11 | 77 | 2.0011 | 2.0011 | 2.0011 | 0 | 0 | 1.7798 | 1.4994 | 0 | 3.2793
1837 | 2018-03-18 12:00 | 3 | März | 12 | 77 | 2.0011 | 2.0011 | 2.0011 | 0 | 0 | 1.8457 | 1.4994 | 0 | 3.3451
1838 | 2018-03-18 13:00 | 3 | März | 13 | 77 | 2.0881 | 2.0881 | 2.0881 | 0 | 0 | 1.1935 | 1.3371 | 0 | 2.5306
1839 | 2018-03-18 14:00 | 3 | März | 14 | 77 | 1.4791 | 1.4791 | 1.4791 | 0 | 0 | 1.1833 | 1.0124 | 0 | 2.1957
1840 | 2018-03-18 15:00 | 3 | März | 15 | 77 | 1.2181 | 1.2181 | 1.2181 | 0 | 0 | 1.1166 | 0.85001 | 0 | 1.9667
1841 | 2018-03-18 16:00 | 3 | März | 16 | 77 | 0.60904 | 0.60904 | 0.60904 | 0 | 0 | 1.5595 | 1.0124 | 0 | 2.5719
1842 | 2018-03-18 17:00 | 3 | März | 17 | 77 | 0.087005 | 0.087005 | 0.087005 | 0 | 0 | 2.4004 | 1.1747 | 0 | 3.5752
1843 | 2018-03-18 18:00 | 3 | März | 18 | 77 | 0 | 0 | 0 | 0 | 0 | 3.0027 | 1.1747 | 0 | 4.1774
1844 | 2018-03-18 19:00 | 3 | März | 19 | 77 | 0 | 0 | 0 | 0 | 0 | 3.3362 | 0.85001 | 0 | 4.1862
1845 | 2018-03-18 20:00 | 3 | März | 20 | 77 | 0 | 0 | 0 | 0 | 0 | 3.0652 | 0.85001 | 0 | 3.9152
1846 | 2018-03-18 21:00 | 3 | März | 21 | 77 | 0 | 0 | 0 | 0 | 0 | 2.6523 | 0.51988 | 0 | 3.1722
1847 | 2018-03-18 22:00 | 3 | März | 22 | 77 | 0 | 0 | 0 | 0 | 0 | 2.3037 | 0.51988 | 0 | 2.8235
1848 | 2018-03-18 23:00 | 3 | März | 23 | 77 | 0 | 0 | 0 | 0 | 0 | 1.3563 | 0.35753 | 0 | 1.7138
1849 | 2018-03-19 | 3 | März | 0 | 78 | 0 | 0 | 0 | 0 | 0 | 1.1016 | 0.35753 | 0 | 1.4591
1850 | 2018-03-19 01:00 | 3 | März | 1 | 78 | 0 | 0 | 0 | 0 | 0 | 1.0416 | 1.6611 | 0 | 2.7028
1851 | 2018-03-19 02:00 | 3 | März | 2 | 78 | 0 | 0 | 0 | 0 | 0 | 1.024 | 1.8875 | 0 | 2.9115
1852 | 2018-03-19 03:00 | 3 | März | 3 | 78 | 0 | 0 | 0 | 0 | 0 | 1.0345 | 1.9222 | 0 | 2.9566
1853 | 2018-03-19 04:00 | 3 | März | 4 | 78 | 0 | 0 | 0 | 0 | 0 | 1.1645 | 2.2507 | 0 | 3.4152
1854 | 2018-03-19 05:00 | 3 | März | 5 | 78 | 0 | 0 | 0 | 0 | 0 | 1.8896 | 2.3741 | 0 | 4.2637
1855 | 2018-03-19 06:00 | 3 | März | 6 | 78 | 0.087005 | 0.087005 | 0.087005 | 0 | 0 | 2.4625 | 2.6793 | 0 | 5.1419
1856 | 2018-03-19 07:00 | 3 | März | 7 | 78 | 1.9576 | 1.9576 | 1.9576 | 0 | 0 | 0.66072 | 2.4817 | 0 | 3.1424
1857 | 2018-03-19 08:00 | 3 | März | 8 | 78 | 2.0011 | 2.0011 | 2.0011 | 0 | 0 | 1.4867 | 2.629 | 0 | 4.1158
1858 | 2018-03-19 09:00 | 3 | März | 9 | 78 | 2.6102 | 2.6102 | 2.6102 | 0 | 0 | 1.3387 | 2.2654 | 0 | 3.6041
1859 | 2018-03-19 10:00 | 3 | März | 10 | 78 | 2.6102 | 2.6102 | 2.6102 | 0 | 0 | 1.3739 | 1.4372 | 0 | 2.8111
1860 | 2018-03-19 11:00 | 3 | März | 11 | 78 | 3.7412 | 3.7412 | 3.7412 | 0 | 0 | 0.45055 | 1.7619 | 0 | 2.2125
1861 | 2018-03-19 12:00 | 3 | März | 12 | 78 | 4.2632 | 4.1712 | 4.2632 | 0 | 0 | 0 | 1.9946 | 0 | 1.9946
1862 | 2018-03-19 13:00 | 3 | März | 13 | 78 | 8.831 | 3.9342 | 5.5337 | 0 | 3.2973 | 0 | 0 | 0 | 0
1863 | 2018-03-19 14:00 | 3 | März | 14 | 78 | 9.527 | 3.7575 | 5.027 | 0 | 4.5001 | 0 | 0 | 0 | 0
1864 | 2018-03-19 15:00 | 3 | März | 15 | 78 | 4.9158 | 3.7642 | 4.9158 | 0 | 0 | 0 | 0.11789 | 0 | 0.11789
1865 | 2018-03-19 16:00 | 3 | März | 16 | 78 | 1.8706 | 1.8706 | 1.8706 | 0 | 0 | 2.2868 | 1.5996 | 0 | 3.8863
1866 | 2018-03-19 17:00 | 3 | März | 17 | 78 | 0.52203 | 0.52203 | 0.52203 | 0 | 0 | 3.8008 | 1.4654 | 0 | 5.2662
1867 | 2018-03-19 18:00 | 3 | März | 18 | 78 | 0 | 0 | 0 | 0 | 0 | 4.0951 | 1.3201 | 0 | 5.4152
1868 | 2018-03-19 19:00 | 3 | März | 19 | 78 | 0 | 0 | 0 | 0 | 0 | 3.2011 | 1.0124 | 0 | 4.2135
1869 | 2018-03-19 20:00 | 3 | März | 20 | 78 | 0 | 0 | 0 | 0 | 0 | 2.7438 | 0.85001 | 0 | 3.5938
1870 | 2018-03-19 21:00 | 3 | März | 21 | 78 | 0 | 0 | 0 | 0 | 0 | 2.336 | 0.51988 | 0 | 2.8559
1871 | 2018-03-19 22:00 | 3 | März | 22 | 78 | 0 | 0 | 0 | 0 | 0 | 1.8279 | 0.51988 | 0 | 2.3478
1872 | 2018-03-19 23:00 | 3 | März | 23 | 78 | 0 | 0 | 0 | 0 | 0 | 1.3563 | 0.35753 | 0 | 1.7138
1873 | 2018-03-20 | 3 | März | 0 | 79 | 0 | 0 | 0 | 0 | 0 | 1.1016 | 0.35753 | 0 | 1.4591
1874 | 2018-03-20 01:00 | 3 | März | 1 | 79 | 0 | 0 | 0 | 0 | 0 | 1.0416 | 0.35753 | 0 | 1.3991
1875 | 2018-03-20 02:00 | 3 | März | 2 | 79 | 0 | 0 | 0 | 0 | 0 | 1.024 | 0.51988 | 0 | 1.5439
1876 | 2018-03-20 03:00 | 3 | März | 3 | 79 | 0 | 0 | 0 | 0 | 0 | 1.0345 | 0.51988 | 0 | 1.5544
1877 | 2018-03-20 04:00 | 3 | März | 4 | 79 | 0 | 0 | 0 | 0 | 0 | 1.1645 | 0.85001 | 0 | 2.0146
1878 | 2018-03-20 05:00 | 3 | März | 5 | 79 | 0 | 0 | 0 | 0 | 0 | 1.8896 | 1.1747 | 0 | 3.0643
1879 | 2018-03-20 06:00 | 3 | März | 6 | 79 | 0.087005 | 0.087005 | 0.087005 | 0 | 0 | 2.4625 | 1.8296 | 0 | 4.2921
1880 | 2018-03-20 07:00 | 3 | März | 7 | 79 | 1.2616 | 1.2616 | 1.2616 | 0 | 0 | 1.3568 | 1.8296 | 0 | 3.1863
1881 | 2018-03-20 08:00 | 3 | März | 8 | 79 | 3.7847 | 3.4878 | 3.7847 | 0 | 0 | 0 | 1.6444 | 0 | 1.6444
1882 | 2018-03-20 09:00 | 3 | März | 9 | 79 | 3.3062 | 3.3062 | 3.3062 | 0 | 0 | 0.64265 | 1.5996 | 0 | 2.2422
1883 | 2018-03-20 10:00 | 3 | März | 10 | 79 | 7.0474 | 3.9841 | 5.4213 | 0 | 1.6261 | 0 | 0 | 0 | 0
1884 | 2018-03-20 11:00 | 3 | März | 11 | 79 | 4.0022 | 4.0022 | 4.0022 | 0 | 0 | 0.18953 | 1.7619 | 0 | 1.9515
1885 | 2018-03-20 12:00 | 3 | März | 12 | 79 | 7.8305 | 4.1712 | 6.2578 | 0 | 1.5726 | 0 | 0 | 0 | 0
1886 | 2018-03-20 13:00 | 3 | März | 13 | 79 | 3.9587 | 3.9342 | 3.9587 | 0 | 0 | 0 | 1.575 | 0 | 1.575
1887 | 2018-03-20 14:00 | 3 | März | 14 | 79 | 3.9152 | 3.7575 | 3.9152 | 0 | 0 | 0 | 1.1117 | 0 | 1.1117
1888 | 2018-03-20 15:00 | 3 | März | 15 | 79 | 1.1311 | 1.1311 | 1.1311 | 0 | 0 | 2.6332 | 1.2694 | 0 | 3.9026
1889 | 2018-03-20 16:00 | 3 | März | 16 | 79 | 1.3051 | 1.3051 | 1.3051 | 0 | 0 | 2.8523 | 1.5996 | 0 | 4.4519
1890 | 2018-03-20 17:00 | 3 | März | 17 | 79 | 0.26102 | 0.26102 | 0.26102 | 0 | 0 | 4.0618 | 1.4654 | 0 | 5.5272
1891 | 2018-03-20 18:00 | 3 | März | 18 | 79 | 0 | 0 | 0 | 0 | 0 | 4.0951 | 1.3201 | 0 | 5.4152
1892 | 2018-03-20 19:00 | 3 | März | 19 | 79 | 0 | 0 | 0 | 0 | 0 | 3.2011 | 1.0124 | 0 | 4.2135
1893 | 2018-03-20 20:00 | 3 | März | 20 | 79 | 0 | 0 | 0 | 0 | 0 | 2.7438 | 0.85001 | 0 | 3.5938
1894 | 2018-03-20 21:00 | 3 | März | 21 | 79 | 0 | 0 | 0 | 0 | 0 | 2.336 | 0.51988 | 0 | 2.8559
1895 | 2018-03-20 22:00 | 3 | März | 22 | 79 | 0 | 0 | 0 | 0 | 0 | 1.8279 | 0.51988 | 0 | 2.3478
1896 | 2018-03-20 23:00 | 3 | März | 23 | 79 | 0 | 0 | 0 | 0 | 0 | 1.4956 | 0.35753 | 0 | 1.8531
1897 | 2018-03-21 | 3 | März | 0 | 80 | 0 | 0 | 0 | 0 | 0 | 1.2031 | 0.35753 | 0 | 1.5607
1898 | 2018-03-21 01:00 | 3 | März | 1 | 80 | 0 | 0 | 0 | 0 | 0 | 1.1209 | 0.35753 | 0 | 1.4784
1899 | 2018-03-21 02:00 | 3 | März | 2 | 80 | 0 | 0 | 0 | 0 | 0 | 1.1012 | 0.51988 | 0 | 1.6211
1900 | 2018-03-21 03:00 | 3 | März | 3 | 80 | 0 | 0 | 0 | 0 | 0 | 1.1171 | 0.51988 | 0 | 1.637
1901 | 2018-03-21 04:00 | 3 | März | 4 | 80 | 0 | 0 | 0 | 0 | 0 | 1.261 | 0.85001 | 0 | 2.1111
1902 | 2018-03-21 05:00 | 3 | März | 5 | 80 | 0 | 0 | 0 | 0 | 0 | 1.9374 | 1.748 | 0 | 3.6854
1903 | 2018-03-21 06:00 | 3 | März | 6 | 80 | 0.087005 | 0.087005 | 0.087005 | 0 | 0 | 2.468 | 2.8079 | 0 | 5.2759
1904 | 2018-03-21 07:00 | 3 | März | 7 | 80 | 0.26102 | 0.26102 | 0.26102 | 0 | 0 | 2.424 | 2.3139 | 0 | 4.7379
1905 | 2018-03-21 08:00 | 3 | März | 8 | 80 | 1.0441 | 1.0441 | 1.0441 | 0 | 0 | 2.6578 | 2.2737 | 0 | 4.9315
1906 | 2018-03-21 09:00 | 3 | März | 9 | 80 | 0.60904 | 0.60904 | 0.60904 | 0 | 0 | 3.6054 | 1.6956 | 0 | 5.301
1907 | 2018-03-21 10:00 | 3 | März | 10 | 80 | 0.78305 | 0.78305 | 0.78305 | 0 | 0 | 3.4515 | 1.4372 | 0 | 4.8887
1908 | 2018-03-21 11:00 | 3 | März | 11 | 80 | 2.5231 | 2.5231 | 2.5231 | 0 | 0 | 1.9858 | 1.7619 | 0 | 3.7477
1909 | 2018-03-21 12:00 | 3 | März | 12 | 80 | 8.1785 | 4.4427 | 6.5293 | 0 | 1.6492 | 0 | 0 | 0 | 0
1910 | 2018-03-21 13:00 | 3 | März | 13 | 80 | 6.6994 | 4.1259 | 5.7255 | 0 | 0.97393 | 0 | 0 | 0 | 0
1911 | 2018-03-21 14:00 | 3 | März | 14 | 80 | 10.0926 | 3.9014 | 5.1709 | 0 | 4.9217 | 0 | 0 | 0 | 0
1912 | 2018-03-21 15:00 | 3 | März | 15 | 80 | 7.7869 | 3.7798 | 5.0492 | 0 | 2.7378 | 0 | 0 | 0 | 0
1913 | 2018-03-21 16:00 | 3 | März | 16 | 80 | 4.7418 | 3.9505 | 4.7418 | 0 | 0 | 0 | 1.1602 | 0 | 1.1602
1914 | 2018-03-21 17:00 | 3 | März | 17 | 80 | 1.4356 | 1.4356 | 1.4356 | 0 | 0 | 2.5293 | 2.0417 | 0 | 4.5711
1915 | 2018-03-21 18:00 | 3 | März | 18 | 80 | 0 | 0 | 0 | 0 | 0 | 3.8413 | 1.6492 | 0 | 5.4905
1916 | 2018-03-21 19:00 | 3 | März | 19 | 80 | 0 | 0 | 0 | 0 | 0 | 3.1982 | 1.3992 | 0 | 4.5973
1917 | 2018-03-21 20:00 | 3 | März | 20 | 80 | 0 | 0 | 0 | 0 | 0 | 2.9951 | 1.4509 | 0 | 4.446
1918 | 2018-03-21 21:00 | 3 | März | 21 | 80 | 0 | 0 | 0 | 0 | 0 | 2.6553 | 1.2632 | 0 | 3.9185
1919 | 2018-03-21 22:00 | 3 | März | 22 | 80 | 0 | 0 | 0 | 0 | 0 | 2.0603 | 1.6364 | 0 | 3.6967
1920 | 2018-03-21 23:00 | 3 | März | 23 | 80 | 0 | 0 | 0 | 0 | 0 | 1.4956 | 1.7051 | 0 | 3.2007
1921 | 2018-03-22 | 3 | März | 0 | 81 | 0 | 0 | 0 | 0 | 0 | 1.2031 | 1.8332 | 0 | 3.0363
1922 | 2018-03-22 01:00 | 3 | März | 1 | 81 | 0 | 0 | 0 | 0 | 0 | 1.1209 | 1.8964 | 0 | 3.0173
1923 | 2018-03-22 02:00 | 3 | März | 2 | 81 | 0 | 0 | 0 | 0 | 0 | 1.1012 | 2.0837 | 0 | 3.1849
1924 | 2018-03-22 03:00 | 3 | März | 3 | 81 | 0 | 0 | 0 | 0 | 0 | 1.1171 | 2.0787 | 0 | 3.1958
1925 | 2018-03-22 04:00 | 3 | März | 4 | 81 | 0 | 0 | 0 | 0 | 0 | 1.261 | 2.3832 | 0 | 3.6442
1926 | 2018-03-22 05:00 | 3 | März | 5 | 81 | 0 | 0 | 0 | 0 | 0 | 1.9374 | 2.5177 | 0 | 4.4551
1927 | 2018-03-22 06:00 | 3 | März | 6 | 81 | 0.34802 | 0.34802 | 0.34802 | 0 | 0 | 2.207 | 2.8681 | 0 | 5.075
1928 | 2018-03-22 07:00 | 3 | März | 7 | 81 | 2.6537 | 2.6537 | 2.6537 | 0 | 0 | 0.031393 | 2.52 | 0 | 2.5514
1929 | 2018-03-22 08:00 | 3 | März | 8 | 81 | 4.5678 | 3.7018 | 4.5678 | 0 | 0 | 0 | 1.6547 | 0 | 1.6547
1930 | 2018-03-22 09:00 | 3 | März | 9 | 81 | 6.5254 | 4.2144 | 6.2536 | 0 | 0.27174 | 0 | 0 | 0 | 0
1931 | 2018-03-22 10:00 | 3 | März | 10 | 81 | 8.3525 | 4.2346 | 6.0215 | 0 | 2.331 | 0 | 0 | 0 | 0
1932 | 2018-03-22 11:00 | 3 | März | 11 | 81 | 9.6576 | 4.509 | 6.3359 | 0 | 3.3216 | 0 | 0 | 0 | 0
1933 | 2018-03-22 12:00 | 3 | März | 12 | 81 | 10.0056 | 4.4427 | 6.6503 | 0 | 3.3553 | 0 | 0 | 0 | 0
1934 | 2018-03-22 13:00 | 3 | März | 13 | 81 | 9.4835 | 4.1259 | 5.9708 | 0 | 3.5128 | 0 | 0 | 0 | 0
1935 | 2018-03-22 14:00 | 3 | März | 14 | 81 | 8.0045 | 3.9014 | 5.622 | 0 | 2.3825 | 0 | 0 | 0 | 0
1936 | 2018-03-22 15:00 | 3 | März | 15 | 81 | 6.3514 | 3.7798 | 5.7115 | 0 | 0.63991 | 0 | 0 | 0 | 0
1937 | 2018-03-22 16:00 | 3 | März | 16 | 81 | 3.6977 | 3.6977 | 3.6977 | 0 | 0 | 0.2528 | 2.3823 | 0 | 2.6351
1938 | 2018-03-22 17:00 | 3 | März | 17 | 81 | 1.4356 | 1.4356 | 1.4356 | 0 | 0 | 2.5293 | 2.1735 | 0 | 4.7029
1939 | 2018-03-22 18:00 | 3 | März | 18 | 81 | 0 | 0 | 0 | 0 | 0 | 3.8413 | 1.7355 | 0 | 5.5767
1940 | 2018-03-22 19:00 | 3 | März | 19 | 81 | 0 | 0 | 0 | 0 | 0 | 3.1982 | 1.4855 | 0 | 4.6837
1941 | 2018-03-22 20:00 | 3 | März | 20 | 81 | 0 | 0 | 0 | 0 | 0 | 2.9951 | 1.5573 | 0 | 4.5524
1942 | 2018-03-22 21:00 | 3 | März | 21 | 81 | 0 | 0 | 0 | 0 | 0 | 2.6553 | 1.3893 | 0 | 4.0445
1943 | 2018-03-22 22:00 | 3 | März | 22 | 81 | 0 | 0 | 0 | 0 | 0 | 2.0603 | 1.7834 | 0 | 3.8437
1944 | 2018-03-22 23:00 | 3 | März | 23 | 81 | 0 | 0 | 0 | 0 | 0 | 1.4956 | 1.9293 | 0 | 3.4249
1945 | 2018-03-23 | 3 | März | 0 | 82 | 0 | 0 | 0 | 0 | 0 | 1.2031 | 1.9631 | 0 | 3.1663
1946 | 2018-03-23 01:00 | 3 | März | 1 | 82 | 0 | 0 | 0 | 0 | 0 | 1.1209 | 2.0265 | 0 | 3.1474
1947 | 2018-03-23 02:00 | 3 | März | 2 | 82 | 0 | 0 | 0 | 0 | 0 | 1.1012 | 2.2328 | 0 | 3.334
1948 | 2018-03-23 03:00 | 3 | März | 3 | 82 | 0 | 0 | 0 | 0 | 0 | 1.1171 | 2.2657 | 0 | 3.3828
1949 | 2018-03-23 04:00 | 3 | März | 4 | 82 | 0 | 0 | 0 | 0 | 0 | 1.261 | 2.6459 | 0 | 3.9069
1950 | 2018-03-23 05:00 | 3 | März | 5 | 82 | 0 | 0 | 0 | 0 | 0 | 1.9374 | 2.7031 | 0 | 4.6405
1951 | 2018-03-23 06:00 | 3 | März | 6 | 82 | 0.34802 | 0.34802 | 0.34802 | 0 | 0 | 2.207 | 2.9706 | 0 | 5.1776
1952 | 2018-03-23 07:00 | 3 | März | 7 | 82 | 0.95706 | 0.95706 | 0.95706 | 0 | 0 | 1.728 | 2.6314 | 0 | 4.3594
1953 | 2018-03-23 08:00 | 3 | März | 8 | 82 | 2.6102 | 2.6102 | 2.6102 | 0 | 0 | 1.0917 | 2.6327 | 0 | 3.7244
1954 | 2018-03-23 09:00 | 3 | März | 9 | 82 | 3.0017 | 3.0017 | 3.0017 | 0 | 0 | 1.2127 | 2.2375 | 0 | 3.4502
1955 | 2018-03-23 10:00 | 3 | März | 10 | 82 | 4.8723 | 4.2346 | 4.8723 | 0 | 0 | 0 | 1.305 | 0 | 1.305
1956 | 2018-03-23 11:00 | 3 | März | 11 | 82 | 4.0022 | 4.0022 | 4.0022 | 0 | 0 | 0.50672 | 2.1133 | 0 | 2.6201
1957 | 2018-03-23 12:00 | 3 | März | 12 | 82 | 3.5672 | 3.5672 | 3.5672 | 0 | 0 | 0.87546 | 2.4759 | 0 | 3.3513
1958 | 2018-03-23 13:00 | 3 | März | 13 | 82 | 3.5237 | 3.5237 | 3.5237 | 0 | 0 | 0.60219 | 2.0683 | 0 | 2.6705
1959 | 2018-03-23 14:00 | 3 | März | 14 | 82 | 1.9141 | 1.9141 | 1.9141 | 0 | 0 | 1.9873 | 1.9354 | 0 | 3.9227
1960 | 2018-03-23 15:00 | 3 | März | 15 | 82 | 0.69604 | 0.69604 | 0.69604 | 0 | 0 | 3.0837 | 2.0854 | 0 | 5.1691
1961 | 2018-03-23 16:00 | 3 | März | 16 | 82 | 0.52203 | 0.52203 | 0.52203 | 0 | 0 | 3.4285 | 2.5176 | 0 | 5.9461
1962 | 2018-03-23 17:00 | 3 | März | 17 | 82 | 0.087005 | 0.087005 | 0.087005 | 0 | 0 | 3.8779 | 2.3256 | 0 | 6.2036
1963 | 2018-03-23 18:00 | 3 | März | 18 | 82 | 0 | 0 | 0 | 0 | 0 | 3.8413 | 1.8976 | 0 | 5.7389
1964 | 2018-03-23 19:00 | 3 | März | 19 | 82 | 0 | 0 | 0 | 0 | 0 | 3.1982 | 1.6667 | 0 | 4.8649
1965 | 2018-03-23 20:00 | 3 | März | 20 | 82 | 0 | 0 | 0 | 0 | 0 | 2.9951 | 1.7396 | 0 | 4.7347
1966 | 2018-03-23 21:00 | 3 | März | 21 | 82 | 0 | 0 | 0 | 0 | 0 | 2.6553 | 1.5722 | 0 | 4.2275
1967 | 2018-03-23 22:00 | 3 | März | 22 | 82 | 0 | 0 | 0 | 0 | 0 | 2.0603 | 1.9684 | 0 | 4.0287
1968 | 2018-03-23 23:00 | 3 | März | 23 | 82 | 0 | 0 | 0 | 0 | 0 | 1.4956 | 2.0777 | 0 | 3.5733
1969 | 2018-03-24 | 3 | März | 0 | 83 | 0 | 0 | 0 | 0 | 0 | 1.2031 | 2.3587 | 0 | 3.5618
1970 | 2018-03-24 01:00 | 3 | März | 1 | 83 | 0 | 0 | 0 | 0 | 0 | 1.1209 | 2.593 | 0 | 3.7139
1971 | 2018-03-24 02:00 | 3 | März | 2 | 83 | 0 | 0 | 0 | 0 | 0 | 1.1012 | 2.713 | 0 | 3.8141
1972 | 2018-03-24 03:00 | 3 | März | 3 | 83 | 0 | 0 | 0 | 0 | 0 | 1.1171 | 2.8217 | 0 | 3.9388
1973 | 2018-03-24 04:00 | 3 | März | 4 | 83 | 0 | 0 | 0 | 0 | 0 | 1.261 | 2.8525 | 0 | 4.1135
1974 | 2018-03-24 05:00 | 3 | März | 5 | 83 | 0 | 0 | 0 | 0 | 0 | 1.9374 | 2.822 | 0 | 4.7594
1975 | 2018-03-24 06:00 | 3 | März | 6 | 83 | 0.087005 | 0.087005 | 0.087005 | 0 | 0 | 2.468 | 2.0109 | 0 | 4.4788
1976 | 2018-03-24 07:00 | 3 | März | 7 | 83 | 0.43503 | 0.43503 | 0.43503 | 0 | 0 | 2.25 | 1.7942 | 0 | 4.0442
1977 | 2018-03-24 08:00 | 3 | März | 8 | 83 | 0.87005 | 0.87005 | 0.87005 | 0 | 0 | 1.7894 | 1.1747 | 0 | 2.9641
1978 | 2018-03-24 09:00 | 3 | März | 9 | 83 | 1.3051 | 1.3051 | 1.3051 | 0 | 0 | 1.2889 | 1.0124 | 0 | 2.3013
1979 | 2018-03-24 10:00 | 3 | März | 10 | 83 | 1.5661 | 1.5661 | 1.5661 | 0 | 0 | 1.048 | 0.68765 | 0 | 1.7357
1980 | 2018-03-24 11:00 | 3 | März | 11 | 83 | 1.7401 | 1.7401 | 1.7401 | 0 | 0 | 1.1484 | 1.0124 | 0 | 2.1608
1981 | 2018-03-24 12:00 | 3 | März | 12 | 83 | 1.7401 | 1.7401 | 1.7401 | 0 | 0 | 1.0821 | 1.1747 | 0 | 2.2569
1982 | 2018-03-24 13:00 | 3 | März | 13 | 83 | 1.7401 | 1.7401 | 1.7401 | 0 | 0 | 0.76537 | 1.1747 | 0 | 1.9401
1983 | 2018-03-24 14:00 | 3 | März | 14 | 83 | 1.5661 | 1.5661 | 1.5661 | 0 | 0 | 0.71492 | 1.8597 | 0 | 2.5746
1984 | 2018-03-24 15:00 | 3 | März | 15 | 83 | 1.3051 | 1.3051 | 1.3051 | 0 | 0 | 0.85426 | 2.0605 | 0 | 2.9147
1985 | 2018-03-24 16:00 | 3 | März | 16 | 83 | 0.69604 | 0.69604 | 0.69604 | 0 | 0 | 1.6341 | 2.9947 | 0 | 4.6288
1986 | 2018-03-24 17:00 | 3 | März | 17 | 83 | 0.17401 | 0.17401 | 0.17401 | 0 | 0 | 2.6348 | 2.9961 | 0 | 5.631
1987 | 2018-03-24 18:00 | 3 | März | 18 | 83 | 0 | 0 | 0 | 0 | 0 | 3.2632 | 2.2538 | 0 | 5.517
1988 | 2018-03-24 19:00 | 3 | März | 19 | 83 | 0 | 0 | 0 | 0 | 0 | 3.1982 | 2.3687 | 0 | 5.5669
1989 | 2018-03-24 20:00 | 3 | März | 20 | 83 | 0 | 0 | 0 | 0 | 0 | 2.9951 | 2.3128 | 0 | 5.3079
1990 | 2018-03-24 21:00 | 3 | März | 21 | 83 | 0 | 0 | 0 | 0 | 0 | 2.6553 | 2.4952 | 0 | 5.1505
1991 | 2018-03-24 22:00 | 3 | März | 22 | 83 | 0 | 0 | 0 | 0 | 0 | 2.0603 | 2.9314 | 0 | 4.9917
1992 | 2018-03-24 23:00 | 3 | März | 23 | 83 | 0 | 0 | 0 | 0 | 0 | 1.4956 | 3.08 | 0 | 4.5755
1993 | 2018-03-25 | 3 | März | 0 | 84 | 0 | 0 | 0 | 0 | 0 | 1.2031 | 3.1907 | 0 | 4.3939
1994 | 2018-03-25 01:00 | 3 | März | 1 | 84 | 0 | 0 | 0 | 0 | 0 | 1.1209 | 3.2165 | 0 | 4.3374
1995 | 2018-03-25 02:00 | 3 | März | 2 | 84 | 0 | 0 | 0 | 0 | 0 | 1.1012 | 3.2416 | 0 | 4.3427
1996 | 2018-03-25 03:00 | 3 | März | 3 | 84 | 0 | 0 | 0 | 0 | 0 | 1.1171 | 3.2364 | 0 | 4.3536
1997 | 2018-03-25 04:00 | 3 | März | 4 | 84 | 0 | 0 | 0 | 0 | 0 | 1.261 | 3.21 | 0 | 4.471
1998 | 2018-03-25 05:00 | 3 | März | 5 | 84 | 0 | 0 | 0 | 0 | 0 | 1.9374 | 2.9779 | 0 | 4.9153
1999 | 2018-03-25 06:00 | 3 | März | 6 | 84 | 0.26102 | 0.26102 | 0.26102 | 0 | 0 | 2.294 | 1.2943 | 0 | 3.5882
2000 | 2018-03-25 07:00 | 3 | März | 7 | 84 | 1.0441 | 1.0441 | 1.0441 | 0 | 0 | 1.641 | 0.51988 | 0 | 2.1609
2001 | 2018-03-25 08:00 | 3 | März | 8 | 84 | 1.9141 | 1.9141 | 1.9141 | 0 | 0 | 0.74534 | 0.68765 | 0 | 1.433
2002 | 2018-03-25 09:00 | 3 | März | 9 | 84 | 2.8712 | 2.594 | 2.8712 | 0 | 0 | 0 | 0.89756 | 0 | 0.89756
2003 | 2018-03-25 10:00 | 3 | März | 10 | 84 | 2.0881 | 2.0881 | 2.0881 | 0 | 0 | 0.52602 | 1.1747 | 0 | 1.7007
2004 | 2018-03-25 11:00 | 3 | März | 11 | 84 | 2.2621 | 2.2621 | 2.2621 | 0 | 0 | 0.6264 | 1.4994 | 0 | 2.1258
2005 | 2018-03-25 12:00 | 3 | März | 12 | 84 | 3.2192 | 2.8222 | 3.2192 | 0 | 0 | 0 | 1.1025 | 0 | 1.1025
2006 | 2018-03-25 13:00 | 3 | März | 13 | 84 | 2.9582 | 2.5055 | 2.9582 | 0 | 0 | 0 | 0.88439 | 0 | 0.88439
2007 | 2018-03-25 14:00 | 3 | März | 14 | 84 | 2.0011 | 2.0011 | 2.0011 | 0 | 0 | 0.27989 | 1.0124 | 0 | 1.2923
2008 | 2018-03-25 15:00 | 3 | März | 15 | 84 | 1.9141 | 1.9141 | 1.9141 | 0 | 0 | 0.24522 | 0.85001 | 0 | 1.0952
2009 | 2018-03-25 16:00 | 3 | März | 16 | 84 | 0.78305 | 0.78305 | 0.78305 | 0 | 0 | 1.547 | 1.0124 | 0 | 2.5594
2010 | 2018-03-25 17:00 | 3 | März | 17 | 84 | 0.26102 | 0.26102 | 0.26102 | 0 | 0 | 2.5478 | 1.1747 | 0 | 3.7225
2011 | 2018-03-25 18:00 | 3 | März | 18 | 84 | 0 | 0 | 0 | 0 | 0 | 3.2632 | 1.1747 | 0 | 4.4379
2012 | 2018-03-25 19:00 | 3 | März | 19 | 84 | 0 | 0 | 0 | 0 | 0 | 3.1982 | 0.85001 | 0 | 4.0482
2013 | 2018-03-25 20:00 | 3 | März | 20 | 84 | 0 | 0 | 0 | 0 | 0 | 2.9951 | 0.85001 | 0 | 3.8451
2014 | 2018-03-25 21:00 | 3 | März | 21 | 84 | 0 | 0 | 0 | 0 | 0 | 2.6553 | 0.51988 | 0 | 3.1751
2015 | 2018-03-25 22:00 | 3 | März | 22 | 84 | 0 | 0 | 0 | 0 | 0 | 2.0603 | 0.51988 | 0 | 2.5802
2016 | 2018-03-25 23:00 | 3 | März | 23 | 84 | 0 | 0 | 0 | 0 | 0 | 1.4956 | 0.35753 | 0 | 1.8531
2017 | 2018-03-26 | 3 | März | 0 | 85 | 0 | 0 | 0 | 0 | 0 | 1.3227 | 0.35753 | 0 | 1.6802
2018 | 2018-03-26 01:00 | 3 | März | 1 | 85 | 0 | 0 | 0 | 0 | 0 | 1.1574 | 0.35753 | 0 | 1.5149
2019 | 2018-03-26 02:00 | 3 | März | 2 | 85 | 0 | 0 | 0 | 0 | 0 | 1.1125 | 0.51988 | 0 | 1.6324
2020 | 2018-03-26 03:00 | 3 | März | 3 | 85 | 0 | 0 | 0 | 0 | 0 | 1.102 | 0.51988 | 0 | 1.6219
2021 | 2018-03-26 04:00 | 3 | März | 4 | 85 | 0 | 0 | 0 | 0 | 0 | 1.1356 | 0.85001 | 0 | 1.9856
2022 | 2018-03-26 05:00 | 3 | März | 5 | 85 | 0 | 0 | 0 | 0 | 0 | 1.3609 | 1.1747 | 0 | 2.5356
2023 | 2018-03-26 06:00 | 3 | März | 6 | 85 | 1.0441 | 1.0441 | 1.0441 | 0 | 0 | 0.89878 | 1.8296 | 0 | 2.7283
2024 | 2018-03-26 07:00 | 3 | März | 7 | 85 | 2.6102 | 2.5541 | 2.6102 | 0 | 0 | 0 | 1.7736 | 0 | 1.7736
2025 | 2018-03-26 08:00 | 3 | März | 8 | 85 | 4.6983 | 3.9439 | 4.6983 | 0 | 0 | 0 | 1.1869 | 0 | 1.1869
2026 | 2018-03-26 09:00 | 3 | März | 9 | 85 | 7.5259 | 4.7385 | 6.338 | 0 | 1.1879 | 0 | 0 | 0 | 0
2027 | 2018-03-26 10:00 | 3 | März | 10 | 85 | 9.179 | 4.8819 | 6.3192 | 0 | 2.8599 | 0 | 0 | 0 | 0
2028 | 2018-03-26 11:00 | 3 | März | 11 | 85 | 9.266 | 5.0422 | 6.8041 | 0 | 2.4619 | 0 | 0 | 0 | 0
2029 | 2018-03-26 12:00 | 3 | März | 12 | 85 | 9.7446 | 4.9763 | 7.063 | 0 | 2.6816 | 0 | 0 | 0 | 0
2030 | 2018-03-26 13:00 | 3 | März | 13 | 85 | 7.961 | 4.7049 | 6.3045 | 0 | 1.6565 | 0 | 0 | 0 | 0
2031 | 2018-03-26 14:00 | 3 | März | 14 | 85 | 7.3954 | 4.4934 | 5.7629 | 0 | 1.6326 | 0 | 0 | 0 | 0
2032 | 2018-03-26 15:00 | 3 | März | 15 | 85 | 5.2203 | 4.4573 | 5.2203 | 0 | 0 | 0 | 0.50649 | 0 | 0.50649
2033 | 2018-03-26 16:00 | 3 | März | 16 | 85 | 2.7842 | 2.7842 | 2.7842 | 0 | 0 | 1.8888 | 1.5996 | 0 | 3.4884
2034 | 2018-03-26 17:00 | 3 | März | 17 | 85 | 0.73954 | 0.73954 | 0.73954 | 0 | 0 | 3.8703 | 1.4654 | 0 | 5.3357
2035 | 2018-03-26 18:00 | 3 | März | 18 | 85 | 0 | 0 | 0 | 0 | 0 | 4.2797 | 1.3201 | 0 | 5.5998
2036 | 2018-03-26 19:00 | 3 | März | 19 | 85 | 0 | 0 | 0 | 0 | 0 | 3.405 | 1.0124 | 0 | 4.4174
2037 | 2018-03-26 20:00 | 3 | März | 20 | 85 | 0 | 0 | 0 | 0 | 0 | 2.8504 | 0.85001 | 0 | 3.7004
2038 | 2018-03-26 21:00 | 3 | März | 21 | 85 | 0 | 0 | 0 | 0 | 0 | 2.7035 | 0.51988 | 0 | 3.2234
2039 | 2018-03-26 22:00 | 3 | März | 22 | 85 | 0 | 0 | 0 | 0 | 0 | 2.333 | 0.51988 | 0 | 2.8529
2040 | 2018-03-26 23:00 | 3 | März | 23 | 85 | 0 | 0 | 0 | 0 | 0 | 1.6055 | 0.35753 | 0 | 1.963
2041 | 2018-03-27 | 3 | März | 0 | 86 | 0 | 0 | 0 | 0 | 0 | 1.7922 | 0.35753 | 0 | 2.1497
2042 | 2018-03-27 01:00 | 3 | März | 1 | 86 | 0 | 0 | 0 | 0 | 0 | 1.4217 | 0.35753 | 0 | 1.7793
2043 | 2018-03-27 02:00 | 3 | März | 2 | 86 | 0 | 0 | 0 | 0 | 0 | 1.1981 | 0.51988 | 0 | 1.718
2044 | 2018-03-27 03:00 | 3 | März | 3 | 86 | 0 | 0 | 0 | 0 | 0 | 1.1209 | 0.51988 | 0 | 1.6408
2045 | 2018-03-27 04:00 | 3 | März | 4 | 86 | 0 | 0 | 0 | 0 | 0 | 1.1025 | 0.85001 | 0 | 1.9525
2046 | 2018-03-27 05:00 | 3 | März | 5 | 86 | 0 | 0 | 0 | 0 | 0 | 1.1041 | 1.1747 | 0 | 2.2789
2047 | 2018-03-27 06:00 | 3 | März | 6 | 86 | 0.91355 | 0.91355 | 0.91355 | 0 | 0 | 0.23169 | 1.8296 | 0 | 2.0613
2048 | 2018-03-27 07:00 | 3 | März | 7 | 86 | 2.4361 | 1.478 | 2.4361 | 0 | 0 | 0 | 0.87139 | 0 | 0.87139
2049 | 2018-03-27 08:00 | 3 | März | 8 | 86 | 6.0033 | 3.2869 | 5.2282 | 0 | 0.77519 | 0 | 0 | 0 | 0
2050 | 2018-03-27 09:00 | 3 | März | 9 | 86 | 7.6129 | 4.6755 | 6.2751 | 0 | 1.3378 | 0 | 0 | 0 | 0
2051 | 2018-03-27 10:00 | 3 | März | 10 | 86 | 8.309 | 5.1043 | 6.5415 | 0 | 1.7675 | 0 | 0 | 0 | 0
2052 | 2018-03-27 11:00 | 3 | März | 11 | 86 | 9.0485 | 5.4416 | 7.2036 | 0 | 1.845 | 0 | 0 | 0 | 0
2053 | 2018-03-27 12:00 | 3 | März | 12 | 86 | 9.1355 | 5.4857 | 7.5723 | 0 | 1.5632 | 0 | 0 | 0 | 0
2054 | 2018-03-27 13:00 | 3 | März | 13 | 86 | 6.3514 | 4.8282 | 6.3514 | 0 | 0 | 0 | 0.076445 | 0 | 0.076445
2055 | 2018-03-27 14:00 | 3 | März | 14 | 86 | 4.6113 | 4.2849 | 4.6113 | 0 | 0 | 0 | 0.94308 | 0 | 0.94308
2056 | 2018-03-27 15:00 | 3 | März | 15 | 86 | 2.3926 | 2.3926 | 2.3926 | 0 | 0 | 1.6368 | 1.2694 | 0 | 2.9062
2057 | 2018-03-27 16:00 | 3 | März | 16 | 86 | 0.78305 | 0.78305 | 0.78305 | 0 | 0 | 3.016 | 1.5996 | 0 | 4.6156
2058 | 2018-03-27 17:00 | 3 | März | 17 | 86 | 0.087005 | 0.087005 | 0.087005 | 0 | 0 | 3.3224 | 1.4654 | 0 | 4.7879
2059 | 2018-03-27 18:00 | 3 | März | 18 | 86 | 0 | 0 | 0 | 0 | 0 | 3.2644 | 1.3201 | 0 | 4.5844
2060 | 2018-03-27 19:00 | 3 | März | 19 | 86 | 0 | 0 | 0 | 0 | 0 | 3.0786 | 1.0124 | 0 | 4.091
2061 | 2018-03-27 20:00 | 3 | März | 20 | 86 | 0 | 0 | 0 | 0 | 0 | 2.975 | 0.85001 | 0 | 3.825
2062 | 2018-03-27 21:00 | 3 | März | 21 | 86 | 0 | 0 | 0 | 0 | 0 | 2.7933 | 0.51988 | 0 | 3.3132
2063 | 2018-03-27 22:00 | 3 | März | 22 | 86 | 0 | 0 | 0 | 0 | 0 | 2.5197 | 0.51988 | 0 | 3.0396
2064 | 2018-03-27 23:00 | 3 | März | 23 | 86 | 0 | 0 | 0 | 0 | 0 | 1.4956 | 0.35753 | 0 | 1.8531
2065 | 2018-03-28 | 3 | März | 0 | 87 | 0 | 0 | 0 | 0 | 0 | 1.2031 | 0.35753 | 0 | 1.5607
2066 | 2018-03-28 01:00 | 3 | März | 1 | 87 | 0 | 0 | 0 | 0 | 0 | 1.1209 | 0.35753 | 0 | 1.4784
2067 | 2018-03-28 02:00 | 3 | März | 2 | 87 | 0 | 0 | 0 | 0 | 0 | 1.1012 | 0.51988 | 0 | 1.6211
2068 | 2018-03-28 03:00 | 3 | März | 3 | 87 | 0 | 0 | 0 | 0 | 0 | 1.1171 | 0.51988 | 0 | 1.637
2069 | 2018-03-28 04:00 | 3 | März | 4 | 87 | 0 | 0 | 0 | 0 | 0 | 1.261 | 0.85001 | 0 | 2.1111
2070 | 2018-03-28 05:00 | 3 | März | 5 | 87 | 0 | 0 | 0 | 0 | 0 | 1.9374 | 1.1747 | 0 | 3.1121
2071 | 2018-03-28 06:00 | 3 | März | 6 | 87 | 1.2616 | 1.2616 | 1.2616 | 0 | 0 | 1.2934 | 1.8296 | 0 | 3.123
2072 | 2018-03-28 07:00 | 3 | März | 7 | 87 | 3.0887 | 2.685 | 3.0887 | 0 | 0 | 0 | 1.4259 | 0 | 1.4259
2073 | 2018-03-28 08:00 | 3 | März | 8 | 87 | 5.4378 | 3.7018 | 5.4378 | 0 | 0 | 0 | 0.20529 | 0 | 0.20529
2074 | 2018-03-28 09:00 | 3 | März | 9 | 87 | 7.7434 | 4.2144 | 5.814 | 0 | 1.9295 | 0 | 0 | 0 | 0
2075 | 2018-03-28 10:00 | 3 | März | 10 | 87 | 9.5706 | 4.2346 | 5.6718 | 0 | 3.8988 | 0 | 0 | 0 | 0
2076 | 2018-03-28 11:00 | 3 | März | 11 | 87 | 10.6581 | 4.509 | 6.2709 | 0 | 4.3872 | 0 | 0 | 0 | 0
2077 | 2018-03-28 12:00 | 3 | März | 12 | 87 | 10.9626 | 4.4427 | 6.5293 | 0 | 4.4333 | 0 | 0 | 0 | 0
2078 | 2018-03-28 13:00 | 3 | März | 13 | 87 | 10.3971 | 4.1259 | 5.7255 | 0 | 4.6716 | 0 | 0 | 0 | 0
2079 | 2018-03-28 14:00 | 3 | März | 14 | 87 | 9.0485 | 3.9014 | 5.1709 | 0 | 3.8777 | 0 | 0 | 0 | 0
2080 | 2018-03-28 15:00 | 3 | März | 15 | 87 | 7.0039 | 3.7798 | 5.0492 | 0 | 1.9547 | 0 | 0 | 0 | 0
2081 | 2018-03-28 16:00 | 3 | März | 16 | 87 | 4.4373 | 3.9505 | 4.4373 | 0 | 0 | 0 | 1.1128 | 0 | 1.1128
2082 | 2018-03-28 17:00 | 3 | März | 17 | 87 | 1.8706 | 1.8706 | 1.8706 | 0 | 0 | 2.0943 | 1.4654 | 0 | 3.5598
2083 | 2018-03-28 18:00 | 3 | März | 18 | 87 | 0 | 0 | 0 | 0 | 0 | 3.8413 | 1.3201 | 0 | 5.1613
2084 | 2018-03-28 19:00 | 3 | März | 19 | 87 | 0 | 0 | 0 | 0 | 0 | 3.1982 | 1.0124 | 0 | 4.2105
2085 | 2018-03-28 20:00 | 3 | März | 20 | 87 | 0 | 0 | 0 | 0 | 0 | 2.9951 | 0.85001 | 0 | 3.8451
2086 | 2018-03-28 21:00 | 3 | März | 21 | 87 | 0 | 0 | 0 | 0 | 0 | 2.6553 | 0.51988 | 0 | 3.1751
2087 | 2018-03-28 22:00 | 3 | März | 22 | 87 | 0 | 0 | 0 | 0 | 0 | 2.0603 | 0.51988 | 0 | 2.5802
2088 | 2018-03-28 23:00 | 3 | März | 23 | 87 | 0 | 0 | 0 | 0 | 0 | 1.4956 | 1.5933 | 0 | 3.0889
2089 | 2018-03-29 | 3 | März | 0 | 88 | 0 | 0 | 0 | 0 | 0 | 1.2031 | 3.4824 | 0 | 4.6855
2090 | 2018-03-29 01:00 | 3 | März | 1 | 88 | 0 | 0 | 0 | 0 | 0 | 1.1209 | 3.7175 | 0 | 4.8384
2091 | 2018-03-29 02:00 | 3 | März | 2 | 88 | 0 | 0 | 0 | 0 | 0 | 1.1012 | 4 | 0 | 5.1011
2092 | 2018-03-29 03:00 | 3 | März | 3 | 88 | 0 | 0 | 0 | 0 | 0 | 1.1171 | 4.1086 | 0 | 5.2257
2093 | 2018-03-29 04:00 | 3 | März | 4 | 88 | 0 | 0 | 0 | 0 | 0 | 1.261 | 4.4681 | 0 | 5.7291
2094 | 2018-03-29 05:00 | 3 | März | 5 | 88 | 0 | 0 | 0 | 0 | 0 | 1.9374 | 4.5744 | 0 | 6.5118
2095 | 2018-03-29 06:00 | 3 | März | 6 | 88 | 1.0876 | 1.0876 | 1.0876 | 0 | 0 | 1.4674 | 3.786 | 0 | 5.2534
2096 | 2018-03-29 07:00 | 3 | März | 7 | 88 | 2.6102 | 2.6102 | 2.6102 | 0 | 0 | 0.074895 | 2.0509 | 0 | 2.1258
2097 | 2018-03-29 08:00 | 3 | März | 8 | 88 | 2.8277 | 2.8277 | 2.8277 | 0 | 0 | 0.87415 | 1.9413 | 0 | 2.8154
2098 | 2018-03-29 09:00 | 3 | März | 9 | 88 | 4.2632 | 4.2144 | 4.2632 | 0 | 0 | 0 | 1.5507 | 0 | 1.5507
2099 | 2018-03-29 10:00 | 3 | März | 10 | 88 | 6.4819 | 4.2346 | 5.6718 | 0 | 0.8101 | 0 | 0 | 0 | 0
2100 | 2018-03-29 11:00 | 3 | März | 11 | 88 | 9.266 | 4.509 | 6.2709 | 0 | 2.9952 | 0 | 0 | 0 | 0
2101 | 2018-03-29 12:00 | 3 | März | 12 | 88 | 8.0045 | 4.4427 | 6.5293 | 0 | 1.4752 | 0 | 0 | 0 | 0
2102 | 2018-03-29 13:00 | 3 | März | 13 | 88 | 7.6129 | 4.1259 | 5.7255 | 0 | 1.8875 | 0 | 0 | 0 | 0
2103 | 2018-03-29 14:00 | 3 | März | 14 | 88 | 5.2203 | 3.9014 | 5.1709 | 0 | 0.049434 | 0 | 0 | 0 | 0
2104 | 2018-03-29 15:00 | 3 | März | 15 | 88 | 5.6553 | 3.7798 | 5.0492 | 0 | 0.60613 | 0 | 0 | 0 | 0
2105 | 2018-03-29 16:00 | 3 | März | 16 | 88 | 4.1762 | 3.9505 | 4.1762 | 0 | 0 | 0 | 1.3738 | 0 | 1.3738
2106 | 2018-03-29 17:00 | 3 | März | 17 | 88 | 2.0446 | 2.0446 | 2.0446 | 0 | 0 | 1.9203 | 1.4654 | 0 | 3.3857
2107 | 2018-03-29 18:00 | 3 | März | 18 | 88 | 0 | 0 | 0 | 0 | 0 | 3.8413 | 1.3201 | 0 | 5.1613
2108 | 2018-03-29 19:00 | 3 | März | 19 | 88 | 0 | 0 | 0 | 0 | 0 | 3.1982 | 1.0124 | 0 | 4.2105
2109 | 2018-03-29 20:00 | 3 | März | 20 | 88 | 0 | 0 | 0 | 0 | 0 | 2.9951 | 0.85001 | 0 | 3.8451
2110 | 2018-03-29 21:00 | 3 | März | 21 | 88 | 0 | 0 | 0 | 0 | 0 | 2.6553 | 0.51988 | 0 | 3.1751
2111 | 2018-03-29 22:00 | 3 | März | 22 | 88 | 0 | 0 | 0 | 0 | 0 | 2.0603 | 0.51988 | 0 | 2.5802
2112 | 2018-03-29 23:00 | 3 | März | 23 | 88 | 0 | 0 | 0 | 0 | 0 | 1.4956 | 0.35753 | 0 | 1.8531
2113 | 2018-03-30 | 3 | März | 0 | 89 | 0 | 0 | 0 | 0 | 0 | 1.2031 | 0.35753 | 0 | 1.5607
2114 | 2018-03-30 01:00 | 3 | März | 1 | 89 | 0 | 0 | 0 | 0 | 0 | 1.1209 | 2.2186 | 0 | 3.3395
2115 | 2018-03-30 02:00 | 3 | März | 2 | 89 | 0 | 0 | 0 | 0 | 0 | 1.1012 | 3.9971 | 0 | 5.0983
2116 | 2018-03-30 03:00 | 3 | März | 3 | 89 | 0 | 0 | 0 | 0 | 0 | 1.1171 | 4.0487 | 0 | 5.1659
2117 | 2018-03-30 04:00 | 3 | März | 4 | 89 | 0 | 0 | 0 | 0 | 0 | 1.261 | 4.37 | 0 | 5.6311
2118 | 2018-03-30 05:00 | 3 | März | 5 | 89 | 0 | 0 | 0 | 0 | 0 | 1.9374 | 4.4751 | 0 | 6.4124
2119 | 2018-03-30 06:00 | 3 | März | 6 | 89 | 0.087005 | 0.087005 | 0.087005 | 0 | 0 | 2.468 | 2.7649 | 0 | 5.2328
2120 | 2018-03-30 07:00 | 3 | März | 7 | 89 | 1.5661 | 1.5661 | 1.5661 | 0 | 0 | 1.119 | 1.8296 | 0 | 2.9485
2121 | 2018-03-30 08:00 | 3 | März | 8 | 89 | 0.78305 | 0.78305 | 0.78305 | 0 | 0 | 2.9188 | 1.9413 | 0 | 4.8601
2122 | 2018-03-30 09:00 | 3 | März | 9 | 89 | 2.4361 | 2.4361 | 2.4361 | 0 | 0 | 1.7783 | 1.5996 | 0 | 3.3778
2123 | 2018-03-30 10:00 | 3 | März | 10 | 89 | 2.6972 | 2.6972 | 2.6972 | 0 | 0 | 1.5374 | 1.4372 | 0 | 2.9746
2124 | 2018-03-30 11:00 | 3 | März | 11 | 89 | 3.4802 | 3.4802 | 3.4802 | 0 | 0 | 1.0288 | 1.7619 | 0 | 2.7907
2125 | 2018-03-30 12:00 | 3 | März | 12 | 89 | 7.2214 | 4.4427 | 6.5293 | 0 | 0.69211 | 0 | 0 | 0 | 0
2126 | 2018-03-30 13:00 | 3 | März | 13 | 89 | 9.44 | 4.1259 | 5.7255 | 0 | 3.7146 | 0 | 0 | 0 | 0
2127 | 2018-03-30 14:00 | 3 | März | 14 | 89 | 6.5254 | 3.9014 | 5.1709 | 0 | 1.3545 | 0 | 0 | 0 | 0
2128 | 2018-03-30 15:00 | 3 | März | 15 | 89 | 5.7858 | 3.7798 | 5.0492 | 0 | 0.73664 | 0 | 0 | 0 | 0
2129 | 2018-03-30 16:00 | 3 | März | 16 | 89 | 1.9141 | 1.9141 | 1.9141 | 0 | 0 | 2.0364 | 1.5996 | 0 | 3.636
2130 | 2018-03-30 17:00 | 3 | März | 17 | 89 | 0.65254 | 0.65254 | 0.65254 | 0 | 0 | 3.3124 | 1.4654 | 0 | 4.7778
2131 | 2018-03-30 18:00 | 3 | März | 18 | 89 | 0 | 0 | 0 | 0 | 0 | 3.8413 | 1.3201 | 0 | 5.1613
2132 | 2018-03-30 19:00 | 3 | März | 19 | 89 | 0 | 0 | 0 | 0 | 0 | 3.1982 | 1.0124 | 0 | 4.2105
2133 | 2018-03-30 20:00 | 3 | März | 20 | 89 | 0 | 0 | 0 | 0 | 0 | 2.9951 | 0.85001 | 0 | 3.8451
2134 | 2018-03-30 21:00 | 3 | März | 21 | 89 | 0 | 0 | 0 | 0 | 0 | 2.6553 | 0.51988 | 0 | 3.1751
2135 | 2018-03-30 22:00 | 3 | März | 22 | 89 | 0 | 0 | 0 | 0 | 0 | 2.0603 | 0.51988 | 0 | 2.5802
2136 | 2018-03-30 23:00 | 3 | März | 23 | 89 | 0 | 0 | 0 | 0 | 0 | 1.4956 | 0.35753 | 0 | 1.8531
2137 | 2018-03-31 | 3 | März | 0 | 90 | 0 | 0 | 0 | 0 | 0 | 1.2031 | 0.35753 | 0 | 1.5607
2138 | 2018-03-31 01:00 | 3 | März | 1 | 90 | 0 | 0 | 0 | 0 | 0 | 1.1209 | 0.35753 | 0 | 1.4784
2139 | 2018-03-31 02:00 | 3 | März | 2 | 90 | 0 | 0 | 0 | 0 | 0 | 1.1012 | 0.35753 | 0 | 1.4587
2140 | 2018-03-31 03:00 | 3 | März | 3 | 90 | 0 | 0 | 0 | 0 | 0 | 1.1171 | 2.5324 | 0 | 3.6496
2141 | 2018-03-31 04:00 | 3 | März | 4 | 90 | 0 | 0 | 0 | 0 | 0 | 1.261 | 3.343 | 0 | 4.604
2142 | 2018-03-31 05:00 | 3 | März | 5 | 90 | 0 | 0 | 0 | 0 | 0 | 1.9374 | 3.2843 | 0 | 5.2217
2143 | 2018-03-31 06:00 | 3 | März | 6 | 90 | 0.34802 | 0.34802 | 0.34802 | 0 | 0 | 2.207 | 1.2308 | 0 | 3.4378
2144 | 2018-03-31 07:00 | 3 | März | 7 | 90 | 1.7836 | 1.7836 | 1.7836 | 0 | 0 | 0.90144 | 1.1747 | 0 | 2.0762
2145 | 2018-03-31 08:00 | 3 | März | 8 | 90 | 6.3079 | 2.6595 | 3.8342 | 0 | 2.4737 | 0 | 0 | 0 | 0
2146 | 2018-03-31 09:00 | 3 | März | 9 | 90 | 8.7875 | 2.594 | 3.6064 | 0 | 5.1811 | 0 | 0 | 0 | 0
2147 | 2018-03-31 10:00 | 3 | März | 10 | 90 | 6.1774 | 2.6141 | 3.3018 | 0 | 2.8756 | 0 | 0 | 0 | 0
2148 | 2018-03-31 11:00 | 3 | März | 11 | 90 | 6.4819 | 2.8885 | 3.9009 | 0 | 2.581 | 0 | 0 | 0 | 0
2149 | 2018-03-31 12:00 | 3 | März | 12 | 90 | 4.0892 | 2.8222 | 3.997 | 0 | 0.092267 | 0 | 0 | 0 | 0
2150 | 2018-03-31 13:00 | 3 | März | 13 | 90 | 3.8717 | 2.5055 | 3.6802 | 0 | 0.19152 | 0 | 0 | 0 | 0
2151 | 2018-03-31 14:00 | 3 | März | 14 | 90 | 3.9587 | 2.281 | 3.2934 | 0 | 0.66535 | 0 | 0 | 0 | 0
2152 | 2018-03-31 15:00 | 3 | März | 15 | 90 | 4.7418 | 2.1593 | 3.1717 | 0 | 1.5701 | 0 | 0 | 0 | 0
2153 | 2018-03-31 16:00 | 3 | März | 16 | 90 | 1.6096 | 1.6096 | 1.6096 | 0 | 0 | 0.7205 | 1.6672 | 0 | 2.3877
2154 | 2018-03-31 17:00 | 3 | März | 17 | 90 | 0.26102 | 0.26102 | 0.26102 | 0 | 0 | 2.5478 | 1.3371 | 0 | 3.8849
2155 | 2018-03-31 18:00 | 3 | März | 18 | 90 | 0 | 0 | 0 | 0 | 0 | 3.2632 | 0.85001 | 0 | 4.1132
2156 | 2018-03-31 19:00 | 3 | März | 19 | 90 | 0 | 0 | 0 | 0 | 0 | 3.1982 | 0.85001 | 0 | 4.0482
2157 | 2018-03-31 20:00 | 3 | März | 20 | 90 | 0 | 0 | 0 | 0 | 0 | 2.9951 | 0.51988 | 0 | 3.515
2158 | 2018-03-31 21:00 | 3 | März | 21 | 90 | 0 | 0 | 0 | 0 | 0 | 2.6553 | 0.51988 | 0 | 3.1751
2159 | 2018-03-31 22:00 | 3 | März | 22 | 90 | 0 | 0 | 0 | 0 | 0 | 2.0603 | 0.51988 | 0 | 2.5802
2160 | 2018-03-31 23:00 | 3 | März | 23 | 90 | 0 | 0 | 0 | 0 | 0 | 1.4956 | 0.35753 | 0 | 1.8531
2161 | 2018-04-01 | 4 | April | 0 | 91 | 0 | 0 | 0 | 0 | 0 | 1.2031 | 0.35753 | 0 | 1.5607
2162 | 2018-04-01 01:00 | 4 | April | 1 | 91 | 0 | 0 | 0 | 0 | 0 | 1.1209 | 0.35753 | 0 | 1.4784
2163 | 2018-04-01 02:00 | 4 | April | 2 | 91 | 0 | 0 | 0 | 0 | 0 | 1.1012 | 0.35753 | 0 | 1.4587
2164 | 2018-04-01 03:00 | 4 | April | 3 | 91 | 0 | 0 | 0 | 0 | 0 | 1.1171 | 0.35753 | 0 | 1.4747
2165 | 2018-04-01 04:00 | 4 | April | 4 | 91 | 0 | 0 | 0 | 0 | 0 | 1.261 | 0.35753 | 0 | 1.6186
2166 | 2018-04-01 05:00 | 4 | April | 5 | 91 | 0 | 0 | 0 | 0 | 0 | 1.9374 | 0.35753 | 0 | 2.2949
2167 | 2018-04-01 06:00 | 4 | April | 6 | 91 | 0.69604 | 0.69604 | 0.69604 | 0 | 0 | 1.8589 | 0.35753 | 0 | 2.2165
2168 | 2018-04-01 07:00 | 4 | April | 7 | 91 | 1.1311 | 1.1311 | 1.1311 | 0 | 0 | 1.554 | 0.51988 | 0 | 2.0739
2169 | 2018-04-01 08:00 | 4 | April | 8 | 91 | 2.0881 | 2.0881 | 2.0881 | 0 | 0 | 0.57133 | 0.68765 | 0 | 1.259
2170 | 2018-04-01 09:00 | 4 | April | 9 | 91 | 3.0017 | 2.594 | 3.0017 | 0 | 0 | 0 | 0.76705 | 0 | 0.76705
2171 | 2018-04-01 10:00 | 4 | April | 10 | 91 | 1.4791 | 1.4791 | 1.4791 | 0 | 0 | 1.1351 | 1.1747 | 0 | 2.3098
2172 | 2018-04-01 11:00 | 4 | April | 11 | 91 | 2.6102 | 2.6102 | 2.6102 | 0 | 0 | 0.27838 | 1.4994 | 0 | 1.7778
2173 | 2018-04-01 12:00 | 4 | April | 12 | 91 | 1.7401 | 1.7401 | 1.7401 | 0 | 0 | 1.0821 | 1.4994 | 0 | 2.5816
2174 | 2018-04-01 13:00 | 4 | April | 13 | 91 | 4.5678 | 2.5055 | 3.8426 | 0 | 0.72521 | 0 | 0 | 0 | 0
2175 | 2018-04-01 14:00 | 4 | April | 14 | 91 | 7.0474 | 2.281 | 3.2934 | 0 | 3.754 | 0 | 0 | 0 | 0
2176 | 2018-04-01 15:00 | 4 | April | 15 | 91 | 3.9587 | 2.1593 | 3.0093 | 0 | 0.94939 | 0 | 0 | 0 | 0
2177 | 2018-04-01 16:00 | 4 | April | 16 | 91 | 3.9152 | 2.3301 | 3.3425 | 0 | 0.57276 | 0 | 0 | 0 | 0
2178 | 2018-04-01 17:00 | 4 | April | 17 | 91 | 1.0006 | 1.0006 | 1.0006 | 0 | 0 | 1.8083 | 1.1747 | 0 | 2.983
2179 | 2018-04-01 18:00 | 4 | April | 18 | 91 | 0 | 0 | 0 | 0 | 0 | 3.2632 | 1.1747 | 0 | 4.4379
2180 | 2018-04-01 19:00 | 4 | April | 19 | 91 | 0 | 0 | 0 | 0 | 0 | 3.1982 | 0.85001 | 0 | 4.0482
2181 | 2018-04-01 20:00 | 4 | April | 20 | 91 | 0 | 0 | 0 | 0 | 0 | 2.9951 | 0.85001 | 0 | 3.8451
2182 | 2018-04-01 21:00 | 4 | April | 21 | 91 | 0 | 0 | 0 | 0 | 0 | 2.6553 | 0.51988 | 0 | 3.1751
2183 | 2018-04-01 22:00 | 4 | April | 22 | 91 | 0 | 0 | 0 | 0 | 0 | 2.0603 | 0.51988 | 0 | 2.5802
2184 | 2018-04-01 23:00 | 4 | April | 23 | 91 | 0 | 0 | 0 | 0 | 0 | 1.4956 | 0.35753 | 0 | 1.8531
2185 | 2018-04-02 | 4 | April | 0 | 92 | 0 | 0 | 0 | 0 | 0 | 1.3227 | 0.35753 | 0 | 1.6802
2186 | 2018-04-02 01:00 | 4 | April | 1 | 92 | 0 | 0 | 0 | 0 | 0 | 1.1574 | 0.35753 | 0 | 1.5149
2187 | 2018-04-02 02:00 | 4 | April | 2 | 92 | 0 | 0 | 0 | 0 | 0 | 1.1125 | 0.51988 | 0 | 1.6324
2188 | 2018-04-02 03:00 | 4 | April | 3 | 92 | 0 | 0 | 0 | 0 | 0 | 1.102 | 0.51988 | 0 | 1.6219
2189 | 2018-04-02 04:00 | 4 | April | 4 | 92 | 0 | 0 | 0 | 0 | 0 | 1.1356 | 0.85001 | 0 | 1.9856
2190 | 2018-04-02 05:00 | 4 | April | 5 | 92 | 0 | 0 | 0 | 0 | 0 | 1.3609 | 1.1747 | 0 | 2.5356
2191 | 2018-04-02 06:00 | 4 | April | 6 | 92 | 0.78305 | 0.78305 | 0.78305 | 0 | 0 | 1.1598 | 1.8296 | 0 | 2.9894
2192 | 2018-04-02 07:00 | 4 | April | 7 | 92 | 2.1751 | 2.1751 | 2.1751 | 0 | 0 | 0.37902 | 1.8296 | 0 | 2.2086
2193 | 2018-04-02 08:00 | 4 | April | 8 | 92 | 3.7847 | 3.7847 | 3.7847 | 0 | 0 | 0.15919 | 1.9413 | 0 | 2.1005
2194 | 2018-04-02 09:00 | 4 | April | 9 | 92 | 5.2203 | 4.7385 | 5.2203 | 0 | 0 | 0 | 1.1177 | 0 | 1.1177
2195 | 2018-04-02 10:00 | 4 | April | 10 | 92 | 5.6988 | 4.8819 | 5.6988 | 0 | 0 | 0 | 0.62033 | 0 | 0.62033
2196 | 2018-04-02 11:00 | 4 | April | 11 | 92 | 5.5683 | 5.0422 | 5.5683 | 0 | 0 | 0 | 1.2358 | 0 | 1.2358
2197 | 2018-04-02 12:00 | 4 | April | 12 | 92 | 5.7423 | 4.9763 | 5.7423 | 0 | 0 | 0 | 1.3207 | 0 | 1.3207
2198 | 2018-04-02 13:00 | 4 | April | 13 | 92 | 5.7423 | 4.7049 | 5.7423 | 0 | 0 | 0 | 0.56213 | 0 | 0.56213
2199 | 2018-04-02 14:00 | 4 | April | 14 | 92 | 4.1327 | 4.1327 | 4.1327 | 0 | 0 | 0.36069 | 1.2694 | 0 | 1.6301
2200 | 2018-04-02 15:00 | 4 | April | 15 | 92 | 3.0452 | 3.0452 | 3.0452 | 0 | 0 | 1.4122 | 1.2694 | 0 | 2.6816
2201 | 2018-04-02 16:00 | 4 | April | 16 | 92 | 1.7401 | 1.7401 | 1.7401 | 0 | 0 | 2.9329 | 1.5996 | 0 | 4.5325
2202 | 2018-04-02 17:00 | 4 | April | 17 | 92 | 0.60904 | 0.60904 | 0.60904 | 0 | 0 | 4.0008 | 1.4654 | 0 | 5.4662
2203 | 2018-04-02 18:00 | 4 | April | 18 | 92 | 0 | 0 | 0 | 0 | 0 | 4.2797 | 1.3201 | 0 | 5.5998
2204 | 2018-04-02 19:00 | 4 | April | 19 | 92 | 0 | 0 | 0 | 0 | 0 | 3.405 | 1.0124 | 0 | 4.4174
2205 | 2018-04-02 20:00 | 4 | April | 20 | 92 | 0 | 0 | 0 | 0 | 0 | 2.8504 | 0.85001 | 0 | 3.7004
2206 | 2018-04-02 21:00 | 4 | April | 21 | 92 | 0 | 0 | 0 | 0 | 0 | 2.7035 | 0.51988 | 0 | 3.2234
2207 | 2018-04-02 22:00 | 4 | April | 22 | 92 | 0 | 0 | 0 | 0 | 0 | 2.333 | 0.51988 | 0 | 2.8529
2208 | 2018-04-02 23:00 | 4 | April | 23 | 92 | 0 | 0 | 0 | 0 | 0 | 1.6055 | 0.35753 | 0 | 1.963
2209 | 2018-04-03 | 4 | April | 0 | 93 | 0 | 0 | 0 | 0 | 0 | 1.7922 | 0.35753 | 0 | 2.1497
2210 | 2018-04-03 01:00 | 4 | April | 1 | 93 | 0 | 0 | 0 | 0 | 0 | 1.4217 | 0.35753 | 0 | 1.7793
2211 | 2018-04-03 02:00 | 4 | April | 2 | 93 | 0 | 0 | 0 | 0 | 0 | 1.1981 | 0.51988 | 0 | 1.718
2212 | 2018-04-03 03:00 | 4 | April | 3 | 93 | 0 | 0 | 0 | 0 | 0 | 1.1209 | 0.51988 | 0 | 1.6408
2213 | 2018-04-03 04:00 | 4 | April | 4 | 93 | 0 | 0 | 0 | 0 | 0 | 1.1025 | 0.85001 | 0 | 1.9525
2214 | 2018-04-03 05:00 | 4 | April | 5 | 93 | 0 | 0 | 0 | 0 | 0 | 1.1041 | 1.1747 | 0 | 2.2789
2215 | 2018-04-03 06:00 | 4 | April | 6 | 93 | 1.3921 | 1.1452 | 1.3921 | 0 | 0 | 0 | 1.5827 | 0 | 1.5827
2216 | 2018-04-03 07:00 | 4 | April | 7 | 93 | 3.1322 | 1.478 | 3.1322 | 0 | 0 | 0 | 0.17535 | 0 | 0.17535
2217 | 2018-04-03 08:00 | 4 | April | 8 | 93 | 5.2203 | 3.2869 | 5.2203 | 0 | 0 | 0 | 0.0078516 | 0 | 0.0078516
2218 | 2018-04-03 09:00 | 4 | April | 9 | 93 | 7.7869 | 4.6755 | 6.2751 | 0 | 1.5119 | 0 | 0 | 0 | 0
2219 | 2018-04-03 10:00 | 4 | April | 10 | 93 | 8.8745 | 5.1043 | 6.5415 | 0 | 2.333 | 0 | 0 | 0 | 0
2220 | 2018-04-03 11:00 | 4 | April | 11 | 93 | 11.0496 | 5.4416 | 7.2036 | 0 | 3.8461 | 0 | 0 | 0 | 0
2221 | 2018-04-03 12:00 | 4 | April | 12 | 93 | 9.8751 | 5.4857 | 7.5723 | 0 | 2.3027 | 0 | 0 | 0 | 0
2222 | 2018-04-03 13:00 | 4 | April | 13 | 93 | 8.657 | 4.8282 | 6.4278 | 0 | 2.2292 | 0 | 0 | 0 | 0
2223 | 2018-04-03 14:00 | 4 | April | 14 | 93 | 6.8299 | 4.2849 | 5.5543 | 0 | 1.2755 | 0 | 0 | 0 | 0
2224 | 2018-04-03 15:00 | 4 | April | 15 | 93 | 5.5248 | 4.0294 | 5.2988 | 0 | 0.22598 | 0 | 0 | 0 | 0
2225 | 2018-04-03 16:00 | 4 | April | 16 | 93 | 4.0457 | 3.7991 | 4.0457 | 0 | 0 | 0 | 1.3529 | 0 | 1.3529
2226 | 2018-04-03 17:00 | 4 | April | 17 | 93 | 1.9576 | 1.9576 | 1.9576 | 0 | 0 | 1.4518 | 1.4654 | 0 | 2.9173
2227 | 2018-04-03 18:00 | 4 | April | 18 | 93 | 0 | 0 | 0 | 0 | 0 | 3.2644 | 1.3201 | 0 | 4.5844
2228 | 2018-04-03 19:00 | 4 | April | 19 | 93 | 0 | 0 | 0 | 0 | 0 | 3.0786 | 1.0124 | 0 | 4.091
2229 | 2018-04-03 20:00 | 4 | April | 20 | 93 | 0 | 0 | 0 | 0 | 0 | 2.975 | 0.85001 | 0 | 3.825
2230 | 2018-04-03 21:00 | 4 | April | 21 | 93 | 0 | 0 | 0 | 0 | 0 | 2.7933 | 0.51988 | 0 | 3.3132
2231 | 2018-04-03 22:00 | 4 | April | 22 | 93 | 0 | 0 | 0 | 0 | 0 | 2.5197 | 0.51988 | 0 | 3.0396
2232 | 2018-04-03 23:00 | 4 | April | 23 | 93 | 0 | 0 | 0 | 0 | 0 | 1.4956 | 0.35753 | 0 | 1.8531
2233 | 2018-04-04 | 4 | April | 0 | 94 | 0 | 0 | 0 | 0 | 0 | 1.2031 | 0.35753 | 0 | 1.5607
2234 | 2018-04-04 01:00 | 4 | April | 1 | 94 | 0 | 0 | 0 | 0 | 0 | 1.1209 | 0.35753 | 0 | 1.4784
2235 | 2018-04-04 02:00 | 4 | April | 2 | 94 | 0 | 0 | 0 | 0 | 0 | 1.1012 | 0.51988 | 0 | 1.6211
2236 | 2018-04-04 03:00 | 4 | April | 3 | 94 | 0 | 0 | 0 | 0 | 0 | 1.1171 | 0.51988 | 0 | 1.637
2237 | 2018-04-04 04:00 | 4 | April | 4 | 94 | 0 | 0 | 0 | 0 | 0 | 1.261 | 0.85001 | 0 | 2.1111
2238 | 2018-04-04 05:00 | 4 | April | 5 | 94 | 0 | 0 | 0 | 0 | 0 | 1.9374 | 1.1747 | 0 | 3.1121
2239 | 2018-04-04 06:00 | 4 | April | 6 | 94 | 1.4356 | 1.4356 | 1.4356 | 0 | 0 | 1.1194 | 1.8296 | 0 | 2.949
2240 | 2018-04-04 07:00 | 4 | April | 7 | 94 | 3.1757 | 2.685 | 3.1757 | 0 | 0 | 0 | 1.3389 | 0 | 1.3389
2241 | 2018-04-04 08:00 | 4 | April | 8 | 94 | 5.1768 | 3.7018 | 5.1768 | 0 | 0 | 0 | 0.4663 | 0 | 0.4663
2242 | 2018-04-04 09:00 | 4 | April | 9 | 94 | 7.0474 | 4.2144 | 5.814 | 0 | 1.2334 | 0 | 0 | 0 | 0
2243 | 2018-04-04 10:00 | 4 | April | 10 | 94 | 8.309 | 4.2346 | 5.6718 | 0 | 2.6372 | 0 | 0 | 0 | 0
2244 | 2018-04-04 11:00 | 4 | April | 11 | 94 | 9.005 | 4.509 | 6.2709 | 0 | 2.7341 | 0 | 0 | 0 | 0
2245 | 2018-04-04 12:00 | 4 | April | 12 | 94 | 9.092 | 4.4427 | 6.5293 | 0 | 2.5627 | 0 | 0 | 0 | 0
2246 | 2018-04-04 13:00 | 4 | April | 13 | 94 | 8.396 | 4.1259 | 5.7255 | 0 | 2.6705 | 0 | 0 | 0 | 0
2247 | 2018-04-04 14:00 | 4 | April | 14 | 94 | 7.1344 | 3.9014 | 5.1709 | 0 | 1.9635 | 0 | 0 | 0 | 0
2248 | 2018-04-04 15:00 | 4 | April | 15 | 94 | 5.6118 | 3.7798 | 5.0492 | 0 | 0.56263 | 0 | 0 | 0 | 0
2249 | 2018-04-04 16:00 | 4 | April | 16 | 94 | 3.4802 | 3.4802 | 3.4802 | 0 | 0 | 0.47031 | 1.5996 | 0 | 2.0699
2250 | 2018-04-04 17:00 | 4 | April | 17 | 94 | 1.4356 | 1.4356 | 1.4356 | 0 | 0 | 2.5293 | 1.4654 | 0 | 3.9948
2251 | 2018-04-04 18:00 | 4 | April | 18 | 94 | 0 | 0 | 0 | 0 | 0 | 3.8413 | 1.3201 | 0 | 5.1613
2252 | 2018-04-04 19:00 | 4 | April | 19 | 94 | 0 | 0 | 0 | 0 | 0 | 3.1982 | 1.0124 | 0 | 4.2105
2253 | 2018-04-04 20:00 | 4 | April | 20 | 94 | 0 | 0 | 0 | 0 | 0 | 2.9951 | 0.85001 | 0 | 3.8451
2254 | 2018-04-04 21:00 | 4 | April | 21 | 94 | 0 | 0 | 0 | 0 | 0 | 2.6553 | 0.51988 | 0 | 3.1751
2255 | 2018-04-04 22:00 | 4 | April | 22 | 94 | 0 | 0 | 0 | 0 | 0 | 2.0603 | 0.51988 | 0 | 2.5802
2256 | 2018-04-04 23:00 | 4 | April | 23 | 94 | 0 | 0 | 0 | 0 | 0 | 1.4956 | 0.35753 | 0 | 1.8531
2257 | 2018-04-05 | 4 | April | 0 | 95 | 0 | 0 | 0 | 0 | 0 | 1.2031 | 0.35753 | 0 | 1.5607
2258 | 2018-04-05 01:00 | 4 | April | 1 | 95 | 0 | 0 | 0 | 0 | 0 | 1.1209 | 0.35753 | 0 | 1.4784
2259 | 2018-04-05 02:00 | 4 | April | 2 | 95 | 0 | 0 | 0 | 0 | 0 | 1.1012 | 0.51988 | 0 | 1.6211
2260 | 2018-04-05 03:00 | 4 | April | 3 | 95 | 0 | 0 | 0 | 0 | 0 | 1.1171 | 0.51988 | 0 | 1.637
2261 | 2018-04-05 04:00 | 4 | April | 4 | 95 | 0 | 0 | 0 | 0 | 0 | 1.261 | 0.85001 | 0 | 2.1111
2262 | 2018-04-05 05:00 | 4 | April | 5 | 95 | 0 | 0 | 0 | 0 | 0 | 1.9374 | 1.1747 | 0 | 3.1121
2263 | 2018-04-05 06:00 | 4 | April | 6 | 95 | 1.3051 | 1.3051 | 1.3051 | 0 | 0 | 1.2499 | 1.8296 | 0 | 3.0795
2264 | 2018-04-05 07:00 | 4 | April | 7 | 95 | 2.8277 | 2.685 | 2.8277 | 0 | 0 | 0 | 1.687 | 0 | 1.687
2265 | 2018-04-05 08:00 | 4 | April | 8 | 95 | 4.6113 | 3.7018 | 4.6113 | 0 | 0 | 0 | 1.0318 | 0 | 1.0318
2266 | 2018-04-05 09:00 | 4 | April | 9 | 95 | 6.0904 | 4.2144 | 5.814 | 0 | 0.27636 | 0 | 0 | 0 | 0
2267 | 2018-04-05 10:00 | 4 | April | 10 | 95 | 7.0909 | 4.2346 | 5.6718 | 0 | 1.4191 | 0 | 0 | 0 | 0
2268 | 2018-04-05 11:00 | 4 | April | 11 | 95 | 7.6999 | 4.509 | 6.2709 | 0 | 1.4291 | 0 | 0 | 0 | 0
2269 | 2018-04-05 12:00 | 4 | April | 12 | 95 | 7.7434 | 4.4427 | 6.5293 | 0 | 1.2141 | 0 | 0 | 0 | 0
2270 | 2018-04-05 13:00 | 4 | April | 13 | 95 | 6.6994 | 4.1259 | 5.7255 | 0 | 0.97393 | 0 | 0 | 0 | 0
2271 | 2018-04-05 14:00 | 4 | April | 14 | 95 | 5.2638 | 3.9014 | 5.1709 | 0 | 0.092937 | 0 | 0 | 0 | 0
2272 | 2018-04-05 15:00 | 4 | April | 15 | 95 | 4.0892 | 3.7798 | 4.0892 | 0 | 0 | 0 | 0.95996 | 0 | 0.95996
2273 | 2018-04-05 16:00 | 4 | April | 16 | 95 | 2.6102 | 2.6102 | 2.6102 | 0 | 0 | 1.3404 | 1.5996 | 0 | 2.9399
2274 | 2018-04-05 17:00 | 4 | April | 17 | 95 | 0.78305 | 0.78305 | 0.78305 | 0 | 0 | 3.1819 | 1.4654 | 0 | 4.6473
2275 | 2018-04-05 18:00 | 4 | April | 18 | 95 | 0 | 0 | 0 | 0 | 0 | 3.8413 | 1.3201 | 0 | 5.1613
2276 | 2018-04-05 19:00 | 4 | April | 19 | 95 | 0 | 0 | 0 | 0 | 0 | 3.1982 | 1.0124 | 0 | 4.2105
2277 | 2018-04-05 20:00 | 4 | April | 20 | 95 | 0 | 0 | 0 | 0 | 0 | 2.9951 | 0.85001 | 0 | 3.8451
2278 | 2018-04-05 21:00 | 4 | April | 21 | 95 | 0 | 0 | 0 | 0 | 0 | 2.6553 | 0.51988 | 0 | 3.1751
2279 | 2018-04-05 22:00 | 4 | April | 22 | 95 | 0 | 0 | 0 | 0 | 0 | 2.0603 | 0.51988 | 0 | 2.5802
2280 | 2018-04-05 23:00 | 4 | April | 23 | 95 | 0 | 0 | 0 | 0 | 0 | 1.4956 | 0.35753 | 0 | 1.8531
2281 | 2018-04-06 | 4 | April | 0 | 96 | 0 | 0 | 0 | 0 | 0 | 1.2031 | 0.35753 | 0 | 1.5607
2282 | 2018-04-06 01:00 | 4 | April | 1 | 96 | 0 | 0 | 0 | 0 | 0 | 1.1209 | 0.35753 | 0 | 1.4784
2283 | 2018-04-06 02:00 | 4 | April | 2 | 96 | 0 | 0 | 0 | 0 | 0 | 1.1012 | 0.51988 | 0 | 1.6211
2284 | 2018-04-06 03:00 | 4 | April | 3 | 96 | 0 | 0 | 0 | 0 | 0 | 1.1171 | 0.51988 | 0 | 1.637
2285 | 2018-04-06 04:00 | 4 | April | 4 | 96 | 0 | 0 | 0 | 0 | 0 | 1.261 | 0.85001 | 0 | 2.1111
2286 | 2018-04-06 05:00 | 4 | April | 5 | 96 | 0 | 0 | 0 | 0 | 0 | 1.9374 | 1.1747 | 0 | 3.1121
2287 | 2018-04-06 06:00 | 4 | April | 6 | 96 | 0.60904 | 0.60904 | 0.60904 | 0 | 0 | 1.9459 | 1.8296 | 0 | 3.7755
2288 | 2018-04-06 07:00 | 4 | April | 7 | 96 | 1.4791 | 1.4791 | 1.4791 | 0 | 0 | 1.206 | 1.8296 | 0 | 3.0355
2289 | 2018-04-06 08:00 | 4 | April | 8 | 96 | 2.6537 | 2.6537 | 2.6537 | 0 | 0 | 1.0482 | 1.9413 | 0 | 2.9894
2290 | 2018-04-06 09:00 | 4 | April | 9 | 96 | 3.3497 | 3.3497 | 3.3497 | 0 | 0 | 0.86473 | 1.5996 | 0 | 2.4643
2291 | 2018-04-06 10:00 | 4 | April | 10 | 96 | 3.9152 | 3.9152 | 3.9152 | 0 | 0 | 0.31933 | 1.4372 | 0 | 1.7565
2292 | 2018-04-06 11:00 | 4 | April | 11 | 96 | 4.3503 | 4.3503 | 4.3503 | 0 | 0 | 0.1587 | 1.7619 | 0 | 1.9206
2293 | 2018-04-06 12:00 | 4 | April | 12 | 96 | 4.1327 | 4.1327 | 4.1327 | 0 | 0 | 0.30992 | 2.0866 | 0 | 2.3966
2294 | 2018-04-06 13:00 | 4 | April | 13 | 96 | 3.7412 | 3.7412 | 3.7412 | 0 | 0 | 0.38468 | 1.5996 | 0 | 1.9842
2295 | 2018-04-06 14:00 | 4 | April | 14 | 96 | 3.1322 | 3.1322 | 3.1322 | 0 | 0 | 0.76924 | 1.2694 | 0 | 2.0387
2296 | 2018-04-06 15:00 | 4 | April | 15 | 96 | 2.2186 | 2.2186 | 2.2186 | 0 | 0 | 1.5611 | 1.2694 | 0 | 2.8306
2297 | 2018-04-06 16:00 | 4 | April | 16 | 96 | 1.3921 | 1.3921 | 1.3921 | 0 | 0 | 2.5584 | 1.5996 | 0 | 4.158
2298 | 2018-04-06 17:00 | 4 | April | 17 | 96 | 0.52203 | 0.52203 | 0.52203 | 0 | 0 | 3.4429 | 1.4654 | 0 | 4.9083
2299 | 2018-04-06 18:00 | 4 | April | 18 | 96 | 0 | 0 | 0 | 0 | 0 | 3.8413 | 1.3201 | 0 | 5.1613
2300 | 2018-04-06 19:00 | 4 | April | 19 | 96 | 0 | 0 | 0 | 0 | 0 | 3.1982 | 1.0124 | 0 | 4.2105
2301 | 2018-04-06 20:00 | 4 | April | 20 | 96 | 0 | 0 | 0 | 0 | 0 | 2.9951 | 0.85001 | 0 | 3.8451
2302 | 2018-04-06 21:00 | 4 | April | 21 | 96 | 0 | 0 | 0 | 0 | 0 | 2.6553 | 0.51988 | 0 | 3.1751
2303 | 2018-04-06 22:00 | 4 | April | 22 | 96 | 0 | 0 | 0 | 0 | 0 | 2.0603 | 0.51988 | 0 | 2.5802
2304 | 2018-04-06 23:00 | 4 | April | 23 | 96 | 0 | 0 | 0 | 0 | 0 | 1.4956 | 0.35753 | 0 | 1.8531
2305 | 2018-04-07 | 4 | April | 0 | 97 | 0 | 0 | 0 | 0 | 0 | 1.2031 | 0.35753 | 0 | 1.5607
2306 | 2018-04-07 01:00 | 4 | April | 1 | 97 | 0 | 0 | 0 | 0 | 0 | 1.1209 | 0.35753 | 0 | 1.4784
2307 | 2018-04-07 02:00 | 4 | April | 2 | 97 | 0 | 0 | 0 | 0 | 0 | 1.1012 | 0.35753 | 0 | 1.4587
2308 | 2018-04-07 03:00 | 4 | April | 3 | 97 | 0 | 0 | 0 | 0 | 0 | 1.1171 | 0.35753 | 0 | 1.4747
2309 | 2018-04-07 04:00 | 4 | April | 4 | 97 | 0 | 0 | 0 | 0 | 0 | 1.261 | 0.35753 | 0 | 1.6186
2310 | 2018-04-07 05:00 | 4 | April | 5 | 97 | 0 | 0 | 0 | 0 | 0 | 1.9374 | 0.51988 | 0 | 2.4573
2311 | 2018-04-07 06:00 | 4 | April | 6 | 97 | 0.91355 | 0.91355 | 0.91355 | 0 | 0 | 1.6414 | 0.85001 | 0 | 2.4914
2312 | 2018-04-07 07:00 | 4 | April | 7 | 97 | 2.2186 | 2.2186 | 2.2186 | 0 | 0 | 0.46642 | 1.1747 | 0 | 1.6411
2313 | 2018-04-07 08:00 | 4 | April | 8 | 97 | 3.6107 | 2.6595 | 3.6107 | 0 | 0 | 0 | 0.22347 | 0 | 0.22347
2314 | 2018-04-07 09:00 | 4 | April | 9 | 97 | 4.6548 | 2.594 | 3.6064 | 0 | 1.0484 | 0 | 0 | 0 | 0
2315 | 2018-04-07 10:00 | 4 | April | 10 | 97 | 5.0898 | 2.6141 | 3.3018 | 0 | 1.788 | 0 | 0 | 0 | 0
2316 | 2018-04-07 11:00 | 4 | April | 11 | 97 | 5.4378 | 2.8885 | 3.9009 | 0 | 1.5369 | 0 | 0 | 0 | 0
2317 | 2018-04-07 12:00 | 4 | April | 12 | 97 | 5.3943 | 2.8222 | 3.997 | 0 | 1.3973 | 0 | 0 | 0 | 0
2318 | 2018-04-07 13:00 | 4 | April | 13 | 97 | 4.9158 | 2.5055 | 3.6802 | 0 | 1.2356 | 0 | 0 | 0 | 0
2319 | 2018-04-07 14:00 | 4 | April | 14 | 97 | 4.0892 | 2.281 | 3.2934 | 0 | 0.79586 | 0 | 0 | 0 | 0
2320 | 2018-04-07 15:00 | 4 | April | 15 | 97 | 3.0017 | 2.1593 | 3.0017 | 0 | 0 | 0 | 0.17003 | 0 | 0.17003
2321 | 2018-04-07 16:00 | 4 | April | 16 | 97 | 1.9576 | 1.9576 | 1.9576 | 0 | 0 | 0.37248 | 1.6672 | 0 | 2.0397
2322 | 2018-04-07 17:00 | 4 | April | 17 | 97 | 0.82655 | 0.82655 | 0.82655 | 0 | 0 | 1.9823 | 1.3371 | 0 | 3.3194
2323 | 2018-04-07 18:00 | 4 | April | 18 | 97 | 0 | 0 | 0 | 0 | 0 | 3.2632 | 0.85001 | 0 | 4.1132
2324 | 2018-04-07 19:00 | 4 | April | 19 | 97 | 0 | 0 | 0 | 0 | 0 | 3.1982 | 0.85001 | 0 | 4.0482
2325 | 2018-04-07 20:00 | 4 | April | 20 | 97 | 0 | 0 | 0 | 0 | 0 | 2.9951 | 0.51988 | 0 | 3.515
2326 | 2018-04-07 21:00 | 4 | April | 21 | 97 | 0 | 0 | 0 | 0 | 0 | 2.6553 | 0.51988 | 0 | 3.1751
2327 | 2018-04-07 22:00 | 4 | April | 22 | 97 | 0 | 0 | 0 | 0 | 0 | 2.0603 | 0.51988 | 0 | 2.5802
2328 | 2018-04-07 23:00 | 4 | April | 23 | 97 | 0 | 0 | 0 | 0 | 0 | 1.4956 | 0.35753 | 0 | 1.8531
2329 | 2018-04-08 | 4 | April | 0 | 98 | 0 | 0 | 0 | 0 | 0 | 1.2031 | 0.35753 | 0 | 1.5607
2330 | 2018-04-08 01:00 | 4 | April | 1 | 98 | 0 | 0 | 0 | 0 | 0 | 1.1209 | 0.35753 | 0 | 1.4784
2331 | 2018-04-08 02:00 | 4 | April | 2 | 98 | 0 | 0 | 0 | 0 | 0 | 1.1012 | 0.35753 | 0 | 1.4587
2332 | 2018-04-08 03:00 | 4 | April | 3 | 98 | 0 | 0 | 0 | 0 | 0 | 1.1171 | 0.35753 | 0 | 1.4747
2333 | 2018-04-08 04:00 | 4 | April | 4 | 98 | 0 | 0 | 0 | 0 | 0 | 1.261 | 0.35753 | 0 | 1.6186
2334 | 2018-04-08 05:00 | 4 | April | 5 | 98 | 0 | 0 | 0 | 0 | 0 | 1.9374 | 0.35753 | 0 | 2.2949
2335 | 2018-04-08 06:00 | 4 | April | 6 | 98 | 1.7401 | 1.7401 | 1.7401 | 0 | 0 | 0.81488 | 0.35753 | 0 | 1.1724
2336 | 2018-04-08 07:00 | 4 | April | 7 | 98 | 3.7412 | 2.685 | 3.2049 | 0 | 0.53629 | 0 | 0 | 0 | 0
2337 | 2018-04-08 08:00 | 4 | April | 8 | 98 | 6.0468 | 2.6595 | 3.3471 | 0 | 2.6997 | 0 | 0 | 0 | 0
2338 | 2018-04-08 09:00 | 4 | April | 9 | 98 | 8.0915 | 2.594 | 3.7687 | 0 | 4.3227 | 0 | 0 | 0 | 0
2339 | 2018-04-08 10:00 | 4 | April | 10 | 98 | 9.6576 | 2.6141 | 3.7889 | 0 | 5.8687 | 0 | 0 | 0 | 0
2340 | 2018-04-08 11:00 | 4 | April | 11 | 98 | 10.3536 | 2.8885 | 4.388 | 0 | 5.9656 | 0 | 0 | 0 | 0
2341 | 2018-04-08 12:00 | 4 | April | 12 | 98 | 10.7886 | 2.8222 | 4.3217 | 0 | 6.4669 | 0 | 0 | 0 | 0
2342 | 2018-04-08 13:00 | 4 | April | 13 | 98 | 9.44 | 2.5055 | 3.8426 | 0 | 5.5975 | 0 | 0 | 0 | 0
2343 | 2018-04-08 14:00 | 4 | April | 14 | 98 | 8.396 | 2.281 | 3.2934 | 0 | 5.1026 | 0 | 0 | 0 | 0
2344 | 2018-04-08 15:00 | 4 | April | 15 | 98 | 6.3514 | 2.1593 | 3.0093 | 0 | 3.342 | 0 | 0 | 0 | 0
2345 | 2018-04-08 16:00 | 4 | April | 16 | 98 | 4.4808 | 2.3301 | 3.3425 | 0 | 1.1383 | 0 | 0 | 0 | 0
2346 | 2018-04-08 17:00 | 4 | April | 17 | 98 | 2.0446 | 2.0446 | 2.0446 | 0 | 0 | 0.7642 | 1.1747 | 0 | 1.9389
2347 | 2018-04-08 18:00 | 4 | April | 18 | 98 | 0 | 0 | 0 | 0 | 0 | 3.2632 | 1.1747 | 0 | 4.4379
2348 | 2018-04-08 19:00 | 4 | April | 19 | 98 | 0 | 0 | 0 | 0 | 0 | 3.1982 | 0.85001 | 0 | 4.0482
2349 | 2018-04-08 20:00 | 4 | April | 20 | 98 | 0 | 0 | 0 | 0 | 0 | 2.9951 | 0.85001 | 0 | 3.8451
2350 | 2018-04-08 21:00 | 4 | April | 21 | 98 | 0 | 0 | 0 | 0 | 0 | 2.6553 | 0.51988 | 0 | 3.1751
2351 | 2018-04-08 22:00 | 4 | April | 22 | 98 | 0 | 0 | 0 | 0 | 0 | 2.0603 | 0.51988 | 0 | 2.5802
2352 | 2018-04-08 23:00 | 4 | April | 23 | 98 | 0 | 0 | 0 | 0 | 0 | 1.4956 | 0.35753 | 0 | 1.8531
2353 | 2018-04-09 | 4 | April | 0 | 99 | 0 | 0 | 0 | 0 | 0 | 1.3227 | 0.35753 | 0 | 1.6802
2354 | 2018-04-09 01:00 | 4 | April | 1 | 99 | 0 | 0 | 0 | 0 | 0 | 1.1574 | 0.35753 | 0 | 1.5149
2355 | 2018-04-09 02:00 | 4 | April | 2 | 99 | 0 | 0 | 0 | 0 | 0 | 1.1125 | 0.51988 | 0 | 1.6324
2356 | 2018-04-09 03:00 | 4 | April | 3 | 99 | 0 | 0 | 0 | 0 | 0 | 1.102 | 0.51988 | 0 | 1.6219
2357 | 2018-04-09 04:00 | 4 | April | 4 | 99 | 0 | 0 | 0 | 0 | 0 | 1.1356 | 0.85001 | 0 | 1.9856
2358 | 2018-04-09 05:00 | 4 | April | 5 | 99 | 0.087005 | 0.087005 | 0.087005 | 0 | 0 | 1.2739 | 1.1747 | 0 | 2.4486
2359 | 2018-04-09 06:00 | 4 | April | 6 | 99 | 1.2616 | 1.2616 | 1.2616 | 0 | 0 | 0.68126 | 1.8296 | 0 | 2.5108
2360 | 2018-04-09 07:00 | 4 | April | 7 | 99 | 2.2186 | 2.2186 | 2.2186 | 0 | 0 | 0.33551 | 1.8296 | 0 | 2.1651
2361 | 2018-04-09 08:00 | 4 | April | 8 | 99 | 5.0463 | 3.9439 | 5.0463 | 0 | 0 | 0 | 0.8389 | 0 | 0.8389
2362 | 2018-04-09 09:00 | 4 | April | 9 | 99 | 7.6564 | 4.7385 | 6.338 | 0 | 1.3184 | 0 | 0 | 0 | 0
2363 | 2018-04-09 10:00 | 4 | April | 10 | 99 | 11.8762 | 4.8819 | 6.3192 | 0 | 5.557 | 0 | 0 | 0 | 0
2364 | 2018-04-09 11:00 | 4 | April | 11 | 99 | 8.135 | 5.0422 | 6.8041 | 0 | 1.3308 | 0 | 0 | 0 | 0
2365 | 2018-04-09 12:00 | 4 | April | 12 | 99 | 11.4847 | 4.9763 | 7.063 | 0 | 4.4217 | 0 | 0 | 0 | 0
2366 | 2018-04-09 13:00 | 4 | April | 13 | 99 | 3.4802 | 3.4802 | 3.4802 | 0 | 0 | 1.2247 | 1.5996 | 0 | 2.8243
2367 | 2018-04-09 14:00 | 4 | April | 14 | 99 | 1.6531 | 1.6531 | 1.6531 | 0 | 0 | 2.8403 | 1.2694 | 0 | 4.1098
2368 | 2018-04-09 15:00 | 4 | April | 15 | 99 | 0.52203 | 0.52203 | 0.52203 | 0 | 0 | 3.9353 | 1.2694 | 0 | 5.2048
2369 | 2018-04-09 16:00 | 4 | April | 16 | 99 | 0.78305 | 0.78305 | 0.78305 | 0 | 0 | 3.89 | 1.5996 | 0 | 5.4895
2370 | 2018-04-09 17:00 | 4 | April | 17 | 99 | 0.087005 | 0.087005 | 0.087005 | 0 | 0 | 4.5228 | 1.4654 | 0 | 5.9882
2371 | 2018-04-09 18:00 | 4 | April | 18 | 99 | 0 | 0 | 0 | 0 | 0 | 4.2797 | 1.3201 | 0 | 5.5998
2372 | 2018-04-09 19:00 | 4 | April | 19 | 99 | 0 | 0 | 0 | 0 | 0 | 3.405 | 1.0124 | 0 | 4.4174
2373 | 2018-04-09 20:00 | 4 | April | 20 | 99 | 0 | 0 | 0 | 0 | 0 | 2.8504 | 0.85001 | 0 | 3.7004
2374 | 2018-04-09 21:00 | 4 | April | 21 | 99 | 0 | 0 | 0 | 0 | 0 | 2.7035 | 0.51988 | 0 | 3.2234
2375 | 2018-04-09 22:00 | 4 | April | 22 | 99 | 0 | 0 | 0 | 0 | 0 | 2.333 | 0.51988 | 0 | 2.8529
2376 | 2018-04-09 23:00 | 4 | April | 23 | 99 | 0 | 0 | 0 | 0 | 0 | 1.6055 | 0.35753 | 0 | 1.963
2377 | 2018-04-10 | 4 | April | 0 | 100 | 0 | 0 | 0 | 0 | 0 | 1.7922 | 0.35753 | 0 | 2.1497
2378 | 2018-04-10 01:00 | 4 | April | 1 | 100 | 0 | 0 | 0 | 0 | 0 | 1.4217 | 0.35753 | 0 | 1.7793
2379 | 2018-04-10 02:00 | 4 | April | 2 | 100 | 0 | 0 | 0 | 0 | 0 | 1.1981 | 0.51988 | 0 | 1.718
2380 | 2018-04-10 03:00 | 4 | April | 3 | 100 | 0 | 0 | 0 | 0 | 0 | 1.1209 | 0.51988 | 0 | 1.6408
2381 | 2018-04-10 04:00 | 4 | April | 4 | 100 | 0 | 0 | 0 | 0 | 0 | 1.1025 | 0.85001 | 0 | 1.9525
2382 | 2018-04-10 05:00 | 4 | April | 5 | 100 | 0 | 0 | 0 | 0 | 0 | 1.1041 | 1.1747 | 0 | 2.2789
2383 | 2018-04-10 06:00 | 4 | April | 6 | 100 | 0.60904 | 0.60904 | 0.60904 | 0 | 0 | 0.53621 | 1.8296 | 0 | 2.3658
2384 | 2018-04-10 07:00 | 4 | April | 7 | 100 | 1.3051 | 1.3051 | 1.3051 | 0 | 0 | 0.17289 | 1.8296 | 0 | 2.0025
2385 | 2018-04-10 08:00 | 4 | April | 8 | 100 | 2.0011 | 2.0011 | 2.0011 | 0 | 0 | 1.2858 | 1.9413 | 0 | 3.227
2386 | 2018-04-10 09:00 | 4 | April | 9 | 100 | 2.7842 | 2.7842 | 2.7842 | 0 | 0 | 1.8914 | 1.5996 | 0 | 3.4909
2387 | 2018-04-10 10:00 | 4 | April | 10 | 100 | 3.2192 | 3.2192 | 3.2192 | 0 | 0 | 1.8851 | 1.4372 | 0 | 3.3223
2388 | 2018-04-10 11:00 | 4 | April | 11 | 100 | 3.5237 | 3.5237 | 3.5237 | 0 | 0 | 1.9179 | 1.7619 | 0 | 3.6799
2389 | 2018-04-10 12:00 | 4 | April | 12 | 100 | 3.3932 | 3.3932 | 3.3932 | 0 | 0 | 2.0925 | 2.0866 | 0 | 4.1791
2390 | 2018-04-10 13:00 | 4 | April | 13 | 100 | 3.1322 | 3.1322 | 3.1322 | 0 | 0 | 1.6961 | 1.5996 | 0 | 3.2956
2391 | 2018-04-10 14:00 | 4 | April | 14 | 100 | 2.6972 | 2.6972 | 2.6972 | 0 | 0 | 1.5878 | 1.2694 | 0 | 2.8572
2392 | 2018-04-10 15:00 | 4 | April | 15 | 100 | 2.0011 | 2.0011 | 2.0011 | 0 | 0 | 2.0283 | 1.2694 | 0 | 3.2977
2393 | 2018-04-10 16:00 | 4 | April | 16 | 100 | 1.3051 | 1.3051 | 1.3051 | 0 | 0 | 2.494 | 1.5996 | 0 | 4.0935
2394 | 2018-04-10 17:00 | 4 | April | 17 | 100 | 0.52203 | 0.52203 | 0.52203 | 0 | 0 | 2.8874 | 1.4654 | 0 | 4.3528
2395 | 2018-04-10 18:00 | 4 | April | 18 | 100 | 0 | 0 | 0 | 0 | 0 | 3.2644 | 1.3201 | 0 | 4.5844
2396 | 2018-04-10 19:00 | 4 | April | 19 | 100 | 0 | 0 | 0 | 0 | 0 | 3.0786 | 1.0124 | 0 | 4.091
2397 | 2018-04-10 20:00 | 4 | April | 20 | 100 | 0 | 0 | 0 | 0 | 0 | 2.975 | 0.85001 | 0 | 3.825
2398 | 2018-04-10 21:00 | 4 | April | 21 | 100 | 0 | 0 | 0 | 0 | 0 | 2.7933 | 0.51988 | 0 | 3.3132
2399 | 2018-04-10 22:00 | 4 | April | 22 | 100 | 0 | 0 | 0 | 0 | 0 | 2.5197 | 0.51988 | 0 | 3.0396
2400 | 2018-04-10 23:00 | 4 | April | 23 | 100 | 0 | 0 | 0 | 0 | 0 | 1.4956 | 0.35753 | 0 | 1.8531
2401 | 2018-04-11 | 4 | April | 0 | 101 | 0 | 0 | 0 | 0 | 0 | 1.2031 | 0.35753 | 0 | 1.5607
2402 | 2018-04-11 01:00 | 4 | April | 1 | 101 | 0 | 0 | 0 | 0 | 0 | 1.1209 | 0.35753 | 0 | 1.4784
2403 | 2018-04-11 02:00 | 4 | April | 2 | 101 | 0 | 0 | 0 | 0 | 0 | 1.1012 | 0.51988 | 0 | 1.6211
2404 | 2018-04-11 03:00 | 4 | April | 3 | 101 | 0 | 0 | 0 | 0 | 0 | 1.1171 | 0.51988 | 0 | 1.637
2405 | 2018-04-11 04:00 | 4 | April | 4 | 101 | 0 | 0 | 0 | 0 | 0 | 1.261 | 0.85001 | 0 | 2.1111
2406 | 2018-04-11 05:00 | 4 | April | 5 | 101 | 0.087005 | 0.087005 | 0.087005 | 0 | 0 | 1.8504 | 1.1747 | 0 | 3.0251
2407 | 2018-04-11 06:00 | 4 | April | 6 | 101 | 1.3486 | 1.3486 | 1.3486 | 0 | 0 | 1.2064 | 1.8296 | 0 | 3.036
2408 | 2018-04-11 07:00 | 4 | April | 7 | 101 | 3.3062 | 2.685 | 3.3062 | 0 | 0 | 0 | 1.2084 | 0 | 1.2084
2409 | 2018-04-11 08:00 | 4 | April | 8 | 101 | 5.1768 | 3.7018 | 5.1768 | 0 | 0 | 0 | 0.4663 | 0 | 0.4663
2410 | 2018-04-11 09:00 | 4 | April | 9 | 101 | 6.4384 | 4.2144 | 5.814 | 0 | 0.62438 | 0 | 0 | 0 | 0
2411 | 2018-04-11 10:00 | 4 | April | 10 | 101 | 7.6999 | 4.2346 | 5.6718 | 0 | 2.0282 | 0 | 0 | 0 | 0
2412 | 2018-04-11 11:00 | 4 | April | 11 | 101 | 8.309 | 4.509 | 6.2709 | 0 | 2.0381 | 0 | 0 | 0 | 0
2413 | 2018-04-11 12:00 | 4 | April | 12 | 101 | 7.3954 | 4.4427 | 6.5293 | 0 | 0.86612 | 0 | 0 | 0 | 0
2414 | 2018-04-11 13:00 | 4 | April | 13 | 101 | 6.5689 | 4.1259 | 5.7255 | 0 | 0.84342 | 0 | 0 | 0 | 0
2415 | 2018-04-11 14:00 | 4 | April | 14 | 101 | 5.3943 | 3.9014 | 5.1709 | 0 | 0.22344 | 0 | 0 | 0 | 0
2416 | 2018-04-11 15:00 | 4 | April | 15 | 101 | 5.5248 | 3.7798 | 5.0492 | 0 | 0.47563 | 0 | 0 | 0 | 0
2417 | 2018-04-11 16:00 | 4 | April | 16 | 101 | 2.6972 | 2.6972 | 2.6972 | 0 | 0 | 1.2534 | 1.5996 | 0 | 2.8529
2418 | 2018-04-11 17:00 | 4 | April | 17 | 101 | 1.6531 | 1.6531 | 1.6531 | 0 | 0 | 2.3118 | 1.4654 | 0 | 3.7773
2419 | 2018-04-11 18:00 | 4 | April | 18 | 101 | 0 | 0 | 0 | 0 | 0 | 3.8413 | 1.3201 | 0 | 5.1613
2420 | 2018-04-11 19:00 | 4 | April | 19 | 101 | 0 | 0 | 0 | 0 | 0 | 3.1982 | 1.0124 | 0 | 4.2105
2421 | 2018-04-11 20:00 | 4 | April | 20 | 101 | 0 | 0 | 0 | 0 | 0 | 2.9951 | 0.85001 | 0 | 3.8451
2422 | 2018-04-11 21:00 | 4 | April | 21 | 101 | 0 | 0 | 0 | 0 | 0 | 2.6553 | 0.51988 | 0 | 3.1751
2423 | 2018-04-11 22:00 | 4 | April | 22 | 101 | 0 | 0 | 0 | 0 | 0 | 2.0603 | 0.51988 | 0 | 2.5802
2424 | 2018-04-11 23:00 | 4 | April | 23 | 101 | 0 | 0 | 0 | 0 | 0 | 1.4956 | 0.35753 | 0 | 1.8531
2425 | 2018-04-12 | 4 | April | 0 | 102 | 0 | 0 | 0 | 0 | 0 | 1.2031 | 0.35753 | 0 | 1.5607
2426 | 2018-04-12 01:00 | 4 | April | 1 | 102 | 0 | 0 | 0 | 0 | 0 | 1.1209 | 0.35753 | 0 | 1.4784
2427 | 2018-04-12 02:00 | 4 | April | 2 | 102 | 0 | 0 | 0 | 0 | 0 | 1.1012 | 0.51988 | 0 | 1.6211
2428 | 2018-04-12 03:00 | 4 | April | 3 | 102 | 0 | 0 | 0 | 0 | 0 | 1.1171 | 0.51988 | 0 | 1.637
2429 | 2018-04-12 04:00 | 4 | April | 4 | 102 | 0 | 0 | 0 | 0 | 0 | 1.261 | 0.85001 | 0 | 2.1111
2430 | 2018-04-12 05:00 | 4 | April | 5 | 102 | 0.087005 | 0.087005 | 0.087005 | 0 | 0 | 1.8504 | 1.1747 | 0 | 3.0251
2431 | 2018-04-12 06:00 | 4 | April | 6 | 102 | 2.2621 | 2.2621 | 2.2621 | 0 | 0 | 0.29285 | 1.8296 | 0 | 2.1224
2432 | 2018-04-12 07:00 | 4 | April | 7 | 102 | 4.0892 | 2.685 | 4.0892 | 0 | 0 | 0 | 0.42538 | 0 | 0.42538
2433 | 2018-04-12 08:00 | 4 | April | 8 | 102 | 6.6124 | 3.7018 | 5.6431 | 0 | 0.96928 | 0 | 0 | 0 | 0
2434 | 2018-04-12 09:00 | 4 | April | 9 | 102 | 8.8745 | 4.2144 | 5.814 | 0 | 3.0605 | 0 | 0 | 0 | 0
2435 | 2018-04-12 10:00 | 4 | April | 10 | 102 | 10.5711 | 4.2346 | 5.6718 | 0 | 4.8993 | 0 | 0 | 0 | 0
2436 | 2018-04-12 11:00 | 4 | April | 11 | 102 | 11.5282 | 4.509 | 6.2709 | 0 | 5.2573 | 0 | 0 | 0 | 0
2437 | 2018-04-12 12:00 | 4 | April | 12 | 102 | 11.7022 | 4.4427 | 6.5293 | 0 | 5.1729 | 0 | 0 | 0 | 0
2438 | 2018-04-12 13:00 | 4 | April | 13 | 102 | 11.1801 | 4.1259 | 5.7255 | 0 | 5.4547 | 0 | 0 | 0 | 0
2439 | 2018-04-12 14:00 | 4 | April | 14 | 102 | 9.9186 | 3.9014 | 5.1709 | 0 | 4.7477 | 0 | 0 | 0 | 0
2440 | 2018-04-12 15:00 | 4 | April | 15 | 102 | 7.874 | 3.7798 | 5.0492 | 0 | 2.8248 | 0 | 0 | 0 | 0
2441 | 2018-04-12 16:00 | 4 | April | 16 | 102 | 5.3943 | 3.9505 | 5.3943 | 0 | 0 | 0 | 0.15577 | 0 | 0.15577
2442 | 2018-04-12 17:00 | 4 | April | 17 | 102 | 2.3491 | 2.3491 | 2.3491 | 0 | 0 | 1.6158 | 1.4654 | 0 | 3.0812
2443 | 2018-04-12 18:00 | 4 | April | 18 | 102 | 0.087005 | 0.087005 | 0.087005 | 0 | 0 | 3.7543 | 1.3201 | 0 | 5.0743
2444 | 2018-04-12 19:00 | 4 | April | 19 | 102 | 0 | 0 | 0 | 0 | 0 | 3.1982 | 1.0124 | 0 | 4.2105
2445 | 2018-04-12 20:00 | 4 | April | 20 | 102 | 0 | 0 | 0 | 0 | 0 | 2.9951 | 0.85001 | 0 | 3.8451
2446 | 2018-04-12 21:00 | 4 | April | 21 | 102 | 0 | 0 | 0 | 0 | 0 | 2.6553 | 0.51988 | 0 | 3.1751
2447 | 2018-04-12 22:00 | 4 | April | 22 | 102 | 0 | 0 | 0 | 0 | 0 | 2.0603 | 0.51988 | 0 | 2.5802
2448 | 2018-04-12 23:00 | 4 | April | 23 | 102 | 0 | 0 | 0 | 0 | 0 | 1.4956 | 0.35753 | 0 | 1.8531
2449 | 2018-04-13 | 4 | April | 0 | 103 | 0 | 0 | 0 | 0 | 0 | 1.2031 | 0.35753 | 0 | 1.5607
2450 | 2018-04-13 01:00 | 4 | April | 1 | 103 | 0 | 0 | 0 | 0 | 0 | 1.1209 | 0.35753 | 0 | 1.4784
2451 | 2018-04-13 02:00 | 4 | April | 2 | 103 | 0 | 0 | 0 | 0 | 0 | 1.1012 | 0.51988 | 0 | 1.6211
2452 | 2018-04-13 03:00 | 4 | April | 3 | 103 | 0 | 0 | 0 | 0 | 0 | 1.1171 | 0.51988 | 0 | 1.637
2453 | 2018-04-13 04:00 | 4 | April | 4 | 103 | 0 | 0 | 0 | 0 | 0 | 1.261 | 0.85001 | 0 | 2.1111
2454 | 2018-04-13 05:00 | 4 | April | 5 | 103 | 0.17401 | 0.17401 | 0.17401 | 0 | 0 | 1.7634 | 1.1747 | 0 | 2.9381
2455 | 2018-04-13 06:00 | 4 | April | 6 | 103 | 2.3926 | 2.3926 | 2.3926 | 0 | 0 | 0.16234 | 1.8296 | 0 | 1.9919
2456 | 2018-04-13 07:00 | 4 | April | 7 | 103 | 4.3067 | 2.685 | 4.3067 | 0 | 0 | 0 | 0.20787 | 0 | 0.20787
2457 | 2018-04-13 08:00 | 4 | April | 8 | 103 | 6.9169 | 3.7018 | 5.6431 | 0 | 1.2738 | 0 | 0 | 0 | 0
2458 | 2018-04-13 09:00 | 4 | April | 9 | 103 | 9.266 | 4.2144 | 5.814 | 0 | 3.452 | 0 | 0 | 0 | 0
2459 | 2018-04-13 10:00 | 4 | April | 10 | 103 | 11.0061 | 4.2346 | 5.6718 | 0 | 5.3344 | 0 | 0 | 0 | 0
2460 | 2018-04-13 11:00 | 4 | April | 11 | 103 | 12.0502 | 4.509 | 6.2709 | 0 | 5.7793 | 0 | 0 | 0 | 0
2461 | 2018-04-13 12:00 | 4 | April | 12 | 103 | 12.3112 | 4.4427 | 6.5293 | 0 | 5.7819 | 0 | 0 | 0 | 0
2462 | 2018-04-13 13:00 | 4 | April | 13 | 103 | 11.7022 | 4.1259 | 5.7255 | 0 | 5.9767 | 0 | 0 | 0 | 0
2463 | 2018-04-13 14:00 | 4 | April | 14 | 103 | 10.4406 | 3.9014 | 5.1709 | 0 | 5.2697 | 0 | 0 | 0 | 0
2464 | 2018-04-13 15:00 | 4 | April | 15 | 103 | 8.396 | 3.7798 | 5.0492 | 0 | 3.3468 | 0 | 0 | 0 | 0
2465 | 2018-04-13 16:00 | 4 | April | 16 | 103 | 5.7423 | 3.9505 | 5.5501 | 0 | 0.19225 | 0 | 0 | 0 | 0
2466 | 2018-04-13 17:00 | 4 | April | 17 | 103 | 2.6102 | 2.6102 | 2.6102 | 0 | 0 | 1.3548 | 1.4654 | 0 | 2.8202
2467 | 2018-04-13 18:00 | 4 | April | 18 | 103 | 0.087005 | 0.087005 | 0.087005 | 0 | 0 | 3.7543 | 1.3201 | 0 | 5.0743
2468 | 2018-04-13 19:00 | 4 | April | 19 | 103 | 0 | 0 | 0 | 0 | 0 | 3.1982 | 1.0124 | 0 | 4.2105
2469 | 2018-04-13 20:00 | 4 | April | 20 | 103 | 0 | 0 | 0 | 0 | 0 | 2.9951 | 0.85001 | 0 | 3.8451
2470 | 2018-04-13 21:00 | 4 | April | 21 | 103 | 0 | 0 | 0 | 0 | 0 | 2.6553 | 0.51988 | 0 | 3.1751
2471 | 2018-04-13 22:00 | 4 | April | 22 | 103 | 0 | 0 | 0 | 0 | 0 | 2.0603 | 0.51988 | 0 | 2.5802
2472 | 2018-04-13 23:00 | 4 | April | 23 | 103 | 0 | 0 | 0 | 0 | 0 | 1.4956 | 0.35753 | 0 | 1.8531
2473 | 2018-04-14 | 4 | April | 0 | 104 | 0 | 0 | 0 | 0 | 0 | 1.2031 | 0.35753 | 0 | 1.5607
2474 | 2018-04-14 01:00 | 4 | April | 1 | 104 | 0 | 0 | 0 | 0 | 0 | 1.1209 | 0.35753 | 0 | 1.4784
2475 | 2018-04-14 02:00 | 4 | April | 2 | 104 | 0 | 0 | 0 | 0 | 0 | 1.1012 | 0.35753 | 0 | 1.4587
2476 | 2018-04-14 03:00 | 4 | April | 3 | 104 | 0 | 0 | 0 | 0 | 0 | 1.1171 | 0.35753 | 0 | 1.4747
2477 | 2018-04-14 04:00 | 4 | April | 4 | 104 | 0 | 0 | 0 | 0 | 0 | 1.261 | 0.35753 | 0 | 1.6186
2478 | 2018-04-14 05:00 | 4 | April | 5 | 104 | 0.17401 | 0.17401 | 0.17401 | 0 | 0 | 1.7634 | 0.51988 | 0 | 2.2833
2479 | 2018-04-14 06:00 | 4 | April | 6 | 104 | 2.3491 | 2.3491 | 2.3491 | 0 | 0 | 0.20585 | 0.85001 | 0 | 1.0559
2480 | 2018-04-14 07:00 | 4 | April | 7 | 104 | 4.3067 | 2.685 | 3.8598 | 0 | 0.44698 | 0 | 0 | 0 | 0
2481 | 2018-04-14 08:00 | 4 | April | 8 | 104 | 6.7429 | 2.6595 | 3.8342 | 0 | 2.9087 | 0 | 0 | 0 | 0
2482 | 2018-04-14 09:00 | 4 | April | 9 | 104 | 8.918 | 2.594 | 3.6064 | 0 | 5.3116 | 0 | 0 | 0 | 0
2483 | 2018-04-14 10:00 | 4 | April | 10 | 104 | 10.6146 | 2.6141 | 3.3018 | 0 | 7.3128 | 0 | 0 | 0 | 0
2484 | 2018-04-14 11:00 | 4 | April | 11 | 104 | 11.5282 | 2.8885 | 3.9009 | 0 | 7.6273 | 0 | 0 | 0 | 0
2485 | 2018-04-14 12:00 | 4 | April | 12 | 104 | 11.5282 | 2.8222 | 3.997 | 0 | 7.5312 | 0 | 0 | 0 | 0
2486 | 2018-04-14 13:00 | 4 | April | 13 | 104 | 10.8756 | 2.5055 | 3.6802 | 0 | 7.1954 | 0 | 0 | 0 | 0
2487 | 2018-04-14 14:00 | 4 | April | 14 | 104 | 9.527 | 2.281 | 3.2934 | 0 | 6.2337 | 0 | 0 | 0 | 0
2488 | 2018-04-14 15:00 | 4 | April | 15 | 104 | 7.5694 | 2.1593 | 3.1717 | 0 | 4.3977 | 0 | 0 | 0 | 0
2489 | 2018-04-14 16:00 | 4 | April | 16 | 104 | 5.1333 | 2.3301 | 3.9973 | 0 | 1.136 | 0 | 0 | 0 | 0
2490 | 2018-04-14 17:00 | 4 | April | 17 | 104 | 2.3056 | 2.3056 | 2.3056 | 0 | 0 | 0.50318 | 1.3371 | 0 | 1.8403
2491 | 2018-04-14 18:00 | 4 | April | 18 | 104 | 0.087005 | 0.087005 | 0.087005 | 0 | 0 | 3.1762 | 0.85001 | 0 | 4.0262
2492 | 2018-04-14 19:00 | 4 | April | 19 | 104 | 0 | 0 | 0 | 0 | 0 | 3.1982 | 0.85001 | 0 | 4.0482
2493 | 2018-04-14 20:00 | 4 | April | 20 | 104 | 0 | 0 | 0 | 0 | 0 | 2.9951 | 0.51988 | 0 | 3.515
2494 | 2018-04-14 21:00 | 4 | April | 21 | 104 | 0 | 0 | 0 | 0 | 0 | 2.6553 | 0.51988 | 0 | 3.1751
2495 | 2018-04-14 22:00 | 4 | April | 22 | 104 | 0 | 0 | 0 | 0 | 0 | 2.0603 | 0.51988 | 0 | 2.5802
2496 | 2018-04-14 23:00 | 4 | April | 23 | 104 | 0 | 0 | 0 | 0 | 0 | 1.4956 | 0.35753 | 0 | 1.8531
2497 | 2018-04-15 | 4 | April | 0 | 105 | 0 | 0 | 0 | 0 | 0 | 1.2031 | 0.35753 | 0 | 1.5607
2498 | 2018-04-15 01:00 | 4 | April | 1 | 105 | 0 | 0 | 0 | 0 | 0 | 1.1209 | 0.35753 | 0 | 1.4784
2499 | 2018-04-15 02:00 | 4 | April | 2 | 105 | 0 | 0 | 0 | 0 | 0 | 1.1012 | 0.35753 | 0 | 1.4587
2500 | 2018-04-15 03:00 | 4 | April | 3 | 105 | 0 | 0 | 0 | 0 | 0 | 1.1171 | 0.35753 | 0 | 1.4747
2501 | 2018-04-15 04:00 | 4 | April | 4 | 105 | 0 | 0 | 0 | 0 | 0 | 1.261 | 0.35753 | 0 | 1.6186
2502 | 2018-04-15 05:00 | 4 | April | 5 | 105 | 0.087005 | 0.087005 | 0.087005 | 0 | 0 | 1.8504 | 0.35753 | 0 | 2.2079
2503 | 2018-04-15 06:00 | 4 | April | 6 | 105 | 1.8271 | 1.8271 | 1.8271 | 0 | 0 | 0.72788 | 0.35753 | 0 | 1.0854
2504 | 2018-04-15 07:00 | 4 | April | 7 | 105 | 3.6107 | 2.685 | 3.2049 | 0 | 0.40578 | 0 | 0 | 0 | 0
2505 | 2018-04-15 08:00 | 4 | April | 8 | 105 | 5.5683 | 2.6595 | 3.3471 | 0 | 2.2212 | 0 | 0 | 0 | 0
2506 | 2018-04-15 09:00 | 4 | April | 9 | 105 | 7.0474 | 2.594 | 3.7687 | 0 | 3.2787 | 0 | 0 | 0 | 0
2507 | 2018-04-15 10:00 | 4 | April | 10 | 105 | 8.0915 | 2.6141 | 3.7889 | 0 | 4.3026 | 0 | 0 | 0 | 0
2508 | 2018-04-15 11:00 | 4 | April | 11 | 105 | 9.4835 | 2.8885 | 4.388 | 0 | 5.0956 | 0 | 0 | 0 | 0
2509 | 2018-04-15 12:00 | 4 | April | 12 | 105 | 8.831 | 2.8222 | 4.3217 | 0 | 4.5093 | 0 | 0 | 0 | 0
2510 | 2018-04-15 13:00 | 4 | April | 13 | 105 | 7.874 | 2.5055 | 3.8426 | 0 | 4.0314 | 0 | 0 | 0 | 0
2511 | 2018-04-15 14:00 | 4 | April | 14 | 105 | 6.3514 | 2.281 | 3.2934 | 0 | 3.058 | 0 | 0 | 0 | 0
2512 | 2018-04-15 15:00 | 4 | April | 15 | 105 | 5.0463 | 2.1593 | 3.0093 | 0 | 2.0369 | 0 | 0 | 0 | 0
2513 | 2018-04-15 16:00 | 4 | April | 16 | 105 | 2.7842 | 2.3301 | 2.7842 | 0 | 0 | 0 | 0.5583 | 0 | 0.5583
2514 | 2018-04-15 17:00 | 4 | April | 17 | 105 | 1.3051 | 1.3051 | 1.3051 | 0 | 0 | 1.5037 | 1.1747 | 0 | 2.6785
2515 | 2018-04-15 18:00 | 4 | April | 18 | 105 | 0 | 0 | 0 | 0 | 0 | 3.2632 | 1.1747 | 0 | 4.4379
2516 | 2018-04-15 19:00 | 4 | April | 19 | 105 | 0 | 0 | 0 | 0 | 0 | 3.1982 | 0.85001 | 0 | 4.0482
2517 | 2018-04-15 20:00 | 4 | April | 20 | 105 | 0 | 0 | 0 | 0 | 0 | 2.9951 | 0.85001 | 0 | 3.8451
2518 | 2018-04-15 21:00 | 4 | April | 21 | 105 | 0 | 0 | 0 | 0 | 0 | 2.6553 | 0.51988 | 0 | 3.1751
2519 | 2018-04-15 22:00 | 4 | April | 22 | 105 | 0 | 0 | 0 | 0 | 0 | 2.0603 | 0.51988 | 0 | 2.5802
2520 | 2018-04-15 23:00 | 4 | April | 23 | 105 | 0 | 0 | 0 | 0 | 0 | 1.4956 | 0.35753 | 0 | 1.8531
2521 | 2018-04-16 | 4 | April | 0 | 106 | 0 | 0 | 0 | 0 | 0 | 1.3227 | 0.35753 | 0 | 1.6802
2522 | 2018-04-16 01:00 | 4 | April | 1 | 106 | 0 | 0 | 0 | 0 | 0 | 1.1574 | 0.35753 | 0 | 1.5149
2523 | 2018-04-16 02:00 | 4 | April | 2 | 106 | 0 | 0 | 0 | 0 | 0 | 1.1125 | 0.51988 | 0 | 1.6324
2524 | 2018-04-16 03:00 | 4 | April | 3 | 106 | 0 | 0 | 0 | 0 | 0 | 1.102 | 0.51988 | 0 | 1.6219
2525 | 2018-04-16 04:00 | 4 | April | 4 | 106 | 0 | 0 | 0 | 0 | 0 | 1.1356 | 0.85001 | 0 | 1.9856
2526 | 2018-04-16 05:00 | 4 | April | 5 | 106 | 0.087005 | 0.087005 | 0.087005 | 0 | 0 | 1.2739 | 1.1747 | 0 | 2.4486
2527 | 2018-04-16 06:00 | 4 | April | 6 | 106 | 1.2616 | 1.2616 | 1.2616 | 0 | 0 | 0.68126 | 1.8296 | 0 | 2.5108
2528 | 2018-04-16 07:00 | 4 | April | 7 | 106 | 2.4361 | 2.4361 | 2.4361 | 0 | 0 | 0.118 | 1.8296 | 0 | 1.9476
2529 | 2018-04-16 08:00 | 4 | April | 8 | 106 | 3.6107 | 3.6107 | 3.6107 | 0 | 0 | 0.3332 | 1.9413 | 0 | 2.2745
2530 | 2018-04-16 09:00 | 4 | April | 9 | 106 | 5.2203 | 4.7385 | 5.2203 | 0 | 0 | 0 | 1.1177 | 0 | 1.1177
2531 | 2018-04-16 10:00 | 4 | April | 10 | 106 | 6.0904 | 4.8819 | 6.0904 | 0 | 0 | 0 | 0.22881 | 0 | 0.22881
2532 | 2018-04-16 11:00 | 4 | April | 11 | 106 | 6.4819 | 5.0422 | 6.4819 | 0 | 0 | 0 | 0.32227 | 0 | 0.32227
2533 | 2018-04-16 12:00 | 4 | April | 12 | 106 | 6.4819 | 4.9763 | 6.4819 | 0 | 0 | 0 | 0.58112 | 0 | 0.58112
2534 | 2018-04-16 13:00 | 4 | April | 13 | 106 | 5.5248 | 4.7049 | 5.5248 | 0 | 0 | 0 | 0.77964 | 0 | 0.77964
2535 | 2018-04-16 14:00 | 4 | April | 14 | 106 | 4.1327 | 4.1327 | 4.1327 | 0 | 0 | 0.36069 | 1.2694 | 0 | 1.6301
2536 | 2018-04-16 15:00 | 4 | April | 15 | 106 | 3.2627 | 3.2627 | 3.2627 | 0 | 0 | 1.1947 | 1.2694 | 0 | 2.4641
2537 | 2018-04-16 16:00 | 4 | April | 16 | 106 | 1.9141 | 1.9141 | 1.9141 | 0 | 0 | 2.7589 | 1.5996 | 0 | 4.3585
2538 | 2018-04-16 17:00 | 4 | April | 17 | 106 | 0.78305 | 0.78305 | 0.78305 | 0 | 0 | 3.8268 | 1.4654 | 0 | 5.2922
2539 | 2018-04-16 18:00 | 4 | April | 18 | 106 | 0 | 0 | 0 | 0 | 0 | 4.2797 | 1.3201 | 0 | 5.5998
2540 | 2018-04-16 19:00 | 4 | April | 19 | 106 | 0 | 0 | 0 | 0 | 0 | 3.405 | 1.0124 | 0 | 4.4174
2541 | 2018-04-16 20:00 | 4 | April | 20 | 106 | 0 | 0 | 0 | 0 | 0 | 2.8504 | 0.85001 | 0 | 3.7004
2542 | 2018-04-16 21:00 | 4 | April | 21 | 106 | 0 | 0 | 0 | 0 | 0 | 2.7035 | 0.51988 | 0 | 3.2234
2543 | 2018-04-16 22:00 | 4 | April | 22 | 106 | 0 | 0 | 0 | 0 | 0 | 2.333 | 0.51988 | 0 | 2.8529
2544 | 2018-04-16 23:00 | 4 | April | 23 | 106 | 0 | 0 | 0 | 0 | 0 | 1.6055 | 0.35753 | 0 | 1.963
2545 | 2018-04-17 | 4 | April | 0 | 107 | 0 | 0 | 0 | 0 | 0 | 1.7922 | 0.35753 | 0 | 2.1497
2546 | 2018-04-17 01:00 | 4 | April | 1 | 107 | 0 | 0 | 0 | 0 | 0 | 1.4217 | 0.35753 | 0 | 1.7793
2547 | 2018-04-17 02:00 | 4 | April | 2 | 107 | 0 | 0 | 0 | 0 | 0 | 1.1981 | 0.51988 | 0 | 1.718
2548 | 2018-04-17 03:00 | 4 | April | 3 | 107 | 0 | 0 | 0 | 0 | 0 | 1.1209 | 0.51988 | 0 | 1.6408
2549 | 2018-04-17 04:00 | 4 | April | 4 | 107 | 0 | 0 | 0 | 0 | 0 | 1.1025 | 0.85001 | 0 | 1.9525
2550 | 2018-04-17 05:00 | 4 | April | 5 | 107 | 0.17401 | 0.17401 | 0.17401 | 0 | 0 | 0.93012 | 1.1747 | 0 | 2.1048
2551 | 2018-04-17 06:00 | 4 | April | 6 | 107 | 2.3926 | 1.1452 | 2.3926 | 0 | 0 | 0 | 0.58218 | 0 | 0.58218
2552 | 2018-04-17 07:00 | 4 | April | 7 | 107 | 4.3503 | 1.478 | 3.3075 | 0 | 1.0427 | 0 | 0 | 0 | 0
2553 | 2018-04-17 08:00 | 4 | April | 8 | 107 | 6.6994 | 3.2869 | 5.2282 | 0 | 1.4712 | 0 | 0 | 0 | 0
2554 | 2018-04-17 09:00 | 4 | April | 9 | 107 | 8.831 | 4.6755 | 6.2751 | 0 | 2.5559 | 0 | 0 | 0 | 0
2555 | 2018-04-17 10:00 | 4 | April | 10 | 107 | 10.4841 | 5.1043 | 6.5415 | 0 | 3.9426 | 0 | 0 | 0 | 0
2556 | 2018-04-17 11:00 | 4 | April | 11 | 107 | 11.3542 | 5.4416 | 7.2036 | 0 | 4.1506 | 0 | 0 | 0 | 0
2557 | 2018-04-17 12:00 | 4 | April | 12 | 107 | 11.7022 | 5.4857 | 7.5723 | 0 | 4.1298 | 0 | 0 | 0 | 0
2558 | 2018-04-17 13:00 | 4 | April | 13 | 107 | 10.8756 | 4.8282 | 6.4278 | 0 | 4.4478 | 0 | 0 | 0 | 0
2559 | 2018-04-17 14:00 | 4 | April | 14 | 107 | 9.6576 | 4.2849 | 5.5543 | 0 | 4.1032 | 0 | 0 | 0 | 0
2560 | 2018-04-17 15:00 | 4 | April | 15 | 107 | 7.961 | 4.0294 | 5.2988 | 0 | 2.6621 | 0 | 0 | 0 | 0
2561 | 2018-04-17 16:00 | 4 | April | 16 | 107 | 5.4378 | 3.7991 | 5.3986 | 0 | 0.039193 | 0 | 0 | 0 | 0
2562 | 2018-04-17 17:00 | 4 | April | 17 | 107 | 2.5666 | 2.5666 | 2.5666 | 0 | 0 | 0.84278 | 1.4654 | 0 | 2.3082
2563 | 2018-04-17 18:00 | 4 | April | 18 | 107 | 0.087005 | 0.087005 | 0.087005 | 0 | 0 | 3.1774 | 1.3201 | 0 | 4.4974
2564 | 2018-04-17 19:00 | 4 | April | 19 | 107 | 0 | 0 | 0 | 0 | 0 | 3.0786 | 1.0124 | 0 | 4.091
2565 | 2018-04-17 20:00 | 4 | April | 20 | 107 | 0 | 0 | 0 | 0 | 0 | 2.975 | 0.85001 | 0 | 3.825
2566 | 2018-04-17 21:00 | 4 | April | 21 | 107 | 0 | 0 | 0 | 0 | 0 | 2.7933 | 0.51988 | 0 | 3.3132
2567 | 2018-04-17 22:00 | 4 | April | 22 | 107 | 0 | 0 | 0 | 0 | 0 | 2.5197 | 0.51988 | 0 | 3.0396
2568 | 2018-04-17 23:00 | 4 | April | 23 | 107 | 0 | 0 | 0 | 0 | 0 | 1.4956 | 0.35753 | 0 | 1.8531
2569 | 2018-04-18 | 4 | April | 0 | 108 | 0 | 0 | 0 | 0 | 0 | 1.2031 | 0.35753 | 0 | 1.5607
2570 | 2018-04-18 01:00 | 4 | April | 1 | 108 | 0 | 0 | 0 | 0 | 0 | 1.1209 | 0.35753 | 0 | 1.4784
2571 | 2018-04-18 02:00 | 4 | April | 2 | 108 | 0 | 0 | 0 | 0 | 0 | 1.1012 | 0.51988 | 0 | 1.6211
2572 | 2018-04-18 03:00 | 4 | April | 3 | 108 | 0 | 0 | 0 | 0 | 0 | 1.1171 | 0.51988 | 0 | 1.637
2573 | 2018-04-18 04:00 | 4 | April | 4 | 108 | 0 | 0 | 0 | 0 | 0 | 1.261 | 0.85001 | 0 | 2.1111
2574 | 2018-04-18 05:00 | 4 | April | 5 | 108 | 0.26102 | 0.26102 | 0.26102 | 0 | 0 | 1.6764 | 1.1747 | 0 | 2.8511
2575 | 2018-04-18 06:00 | 4 | April | 6 | 108 | 2.2621 | 2.2621 | 2.2621 | 0 | 0 | 0.29285 | 1.8296 | 0 | 2.1224
2576 | 2018-04-18 07:00 | 4 | April | 7 | 108 | 4.1762 | 2.685 | 4.1762 | 0 | 0 | 0 | 0.33837 | 0 | 0.33837
2577 | 2018-04-18 08:00 | 4 | April | 8 | 108 | 6.6124 | 3.7018 | 5.6431 | 0 | 0.96928 | 0 | 0 | 0 | 0
2578 | 2018-04-18 09:00 | 4 | April | 9 | 108 | 8.7005 | 4.2144 | 5.814 | 0 | 2.8865 | 0 | 0 | 0 | 0
2579 | 2018-04-18 10:00 | 4 | April | 10 | 108 | 10.2666 | 4.2346 | 5.6718 | 0 | 4.5948 | 0 | 0 | 0 | 0
2580 | 2018-04-18 11:00 | 4 | April | 11 | 108 | 11.1366 | 4.509 | 6.2709 | 0 | 4.8658 | 0 | 0 | 0 | 0
2581 | 2018-04-18 12:00 | 4 | April | 12 | 108 | 11.3542 | 4.4427 | 6.5293 | 0 | 4.8249 | 0 | 0 | 0 | 0
2582 | 2018-04-18 13:00 | 4 | April | 13 | 108 | 10.0491 | 4.1259 | 5.7255 | 0 | 4.3236 | 0 | 0 | 0 | 0
2583 | 2018-04-18 14:00 | 4 | April | 14 | 108 | 8.8745 | 3.9014 | 5.1709 | 0 | 3.7036 | 0 | 0 | 0 | 0
2584 | 2018-04-18 15:00 | 4 | April | 15 | 108 | 6.5254 | 3.7798 | 5.0492 | 0 | 1.4762 | 0 | 0 | 0 | 0
2585 | 2018-04-18 16:00 | 4 | April | 16 | 108 | 4.4373 | 3.9505 | 4.4373 | 0 | 0 | 0 | 1.1128 | 0 | 1.1128
2586 | 2018-04-18 17:00 | 4 | April | 17 | 108 | 1.8271 | 1.8271 | 1.8271 | 0 | 0 | 2.1378 | 1.4654 | 0 | 3.6033
2587 | 2018-04-18 18:00 | 4 | April | 18 | 108 | 0 | 0 | 0 | 0 | 0 | 3.8413 | 1.3201 | 0 | 5.1613
2588 | 2018-04-18 19:00 | 4 | April | 19 | 108 | 0 | 0 | 0 | 0 | 0 | 3.1982 | 1.0124 | 0 | 4.2105
2589 | 2018-04-18 20:00 | 4 | April | 20 | 108 | 0 | 0 | 0 | 0 | 0 | 2.9951 | 0.85001 | 0 | 3.8451
2590 | 2018-04-18 21:00 | 4 | April | 21 | 108 | 0 | 0 | 0 | 0 | 0 | 2.6553 | 0.51988 | 0 | 3.1751
2591 | 2018-04-18 22:00 | 4 | April | 22 | 108 | 0 | 0 | 0 | 0 | 0 | 2.0603 | 0.51988 | 0 | 2.5802
2592 | 2018-04-18 23:00 | 4 | April | 23 | 108 | 0 | 0 | 0 | 0 | 0 | 1.4956 | 0.35753 | 0 | 1.8531
2593 | 2018-04-19 | 4 | April | 0 | 109 | 0 | 0 | 0 | 0 | 0 | 1.2031 | 0.35753 | 0 | 1.5607
2594 | 2018-04-19 01:00 | 4 | April | 1 | 109 | 0 | 0 | 0 | 0 | 0 | 1.1209 | 0.35753 | 0 | 1.4784
2595 | 2018-04-19 02:00 | 4 | April | 2 | 109 | 0 | 0 | 0 | 0 | 0 | 1.1012 | 0.51988 | 0 | 1.6211
2596 | 2018-04-19 03:00 | 4 | April | 3 | 109 | 0 | 0 | 0 | 0 | 0 | 1.1171 | 0.51988 | 0 | 1.637
2597 | 2018-04-19 04:00 | 4 | April | 4 | 109 | 0 | 0 | 0 | 0 | 0 | 1.261 | 2.2382 | 0 | 3.4993
2598 | 2018-04-19 05:00 | 4 | April | 5 | 109 | 0.087005 | 0.087005 | 0.087005 | 0 | 0 | 1.8504 | 3.5418 | 0 | 5.3922
2599 | 2018-04-19 06:00 | 4 | April | 6 | 109 | 1.0441 | 1.0441 | 1.0441 | 0 | 0 | 1.5109 | 3.5309 | 0 | 5.0419
2600 | 2018-04-19 07:00 | 4 | April | 7 | 109 | 2.0881 | 2.0881 | 2.0881 | 0 | 0 | 0.59693 | 3.076 | 0 | 3.673
2601 | 2018-04-19 08:00 | 4 | April | 8 | 109 | 3.1322 | 3.1322 | 3.1322 | 0 | 0 | 0.56963 | 2.9806 | 0 | 3.5502
2602 | 2018-04-19 09:00 | 4 | April | 9 | 109 | 3.8717 | 3.8717 | 3.8717 | 0 | 0 | 0.3427 | 2.36 | 0 | 2.7027
2603 | 2018-04-19 10:00 | 4 | April | 10 | 109 | 4.7853 | 4.2346 | 4.7853 | 0 | 0 | 0 | 1.4221 | 0 | 1.4221
2604 | 2018-04-19 11:00 | 4 | April | 11 | 109 | 5.0898 | 4.509 | 5.0898 | 0 | 0 | 0 | 1.5752 | 0 | 1.5752
2605 | 2018-04-19 12:00 | 4 | April | 12 | 109 | 5.3073 | 4.4427 | 5.3073 | 0 | 0 | 0 | 1.7923 | 0 | 1.7923
2606 | 2018-04-19 13:00 | 4 | April | 13 | 109 | 4.7853 | 4.1259 | 4.7853 | 0 | 0 | 0 | 1.5023 | 0 | 1.5023
2607 | 2018-04-19 14:00 | 4 | April | 14 | 109 | 3.7412 | 3.7412 | 3.7412 | 0 | 0 | 0.16021 | 2.0203 | 0 | 2.1805
2608 | 2018-04-19 15:00 | 4 | April | 15 | 109 | 2.9582 | 2.9582 | 2.9582 | 0 | 0 | 0.82158 | 2.4265 | 0 | 3.2481
2609 | 2018-04-19 16:00 | 4 | April | 16 | 109 | 1.7401 | 1.7401 | 1.7401 | 0 | 0 | 2.2104 | 3.0564 | 0 | 5.2668
2610 | 2018-04-19 17:00 | 4 | April | 17 | 109 | 0.78305 | 0.78305 | 0.78305 | 0 | 0 | 3.1819 | 3.0426 | 0 | 6.2245
2611 | 2018-04-19 18:00 | 4 | April | 18 | 109 | 0 | 0 | 0 | 0 | 0 | 3.8413 | 2.7216 | 0 | 6.5628
2612 | 2018-04-19 19:00 | 4 | April | 19 | 109 | 0 | 0 | 0 | 0 | 0 | 3.1982 | 2.5415 | 0 | 5.7397
2613 | 2018-04-19 20:00 | 4 | April | 20 | 109 | 0 | 0 | 0 | 0 | 0 | 2.9951 | 2.7022 | 0 | 5.6973
2614 | 2018-04-19 21:00 | 4 | April | 21 | 109 | 0 | 0 | 0 | 0 | 0 | 2.6553 | 2.6101 | 0 | 5.2653
2615 | 2018-04-19 22:00 | 4 | April | 22 | 109 | 0 | 0 | 0 | 0 | 0 | 2.0603 | 3.122 | 0 | 5.1823
2616 | 2018-04-19 23:00 | 4 | April | 23 | 109 | 0 | 0 | 0 | 0 | 0 | 1.4956 | 3.3064 | 0 | 4.8019
2617 | 2018-04-20 | 4 | April | 0 | 110 | 0 | 0 | 0 | 0 | 0 | 1.2031 | 3.4704 | 0 | 4.6735
2618 | 2018-04-20 01:00 | 4 | April | 1 | 110 | 0 | 0 | 0 | 0 | 0 | 1.1209 | 3.5763 | 0 | 4.6972
2619 | 2018-04-20 02:00 | 4 | April | 2 | 110 | 0 | 0 | 0 | 0 | 0 | 1.1012 | 3.7837 | 0 | 4.8849
2620 | 2018-04-20 03:00 | 4 | April | 3 | 110 | 0 | 0 | 0 | 0 | 0 | 1.1171 | 3.8157 | 0 | 4.9328
2621 | 2018-04-20 04:00 | 4 | April | 4 | 110 | 0 | 0 | 0 | 0 | 0 | 1.261 | 4.1308 | 0 | 5.3919
2622 | 2018-04-20 05:00 | 4 | April | 5 | 110 | 0.087005 | 0.087005 | 0.087005 | 0 | 0 | 1.8504 | 4.0229 | 0 | 5.8733
2623 | 2018-04-20 06:00 | 4 | April | 6 | 110 | 0.52203 | 0.52203 | 0.52203 | 0 | 0 | 2.033 | 1.8296 | 0 | 3.8625
2624 | 2018-04-20 07:00 | 4 | April | 7 | 110 | 1.5661 | 1.5661 | 1.5661 | 0 | 0 | 1.119 | 1.8296 | 0 | 2.9485
2625 | 2018-04-20 08:00 | 4 | April | 8 | 110 | 2.6102 | 2.6102 | 2.6102 | 0 | 0 | 1.0917 | 1.9413 | 0 | 3.033
2626 | 2018-04-20 09:00 | 4 | April | 9 | 110 | 4.7853 | 4.2144 | 4.7853 | 0 | 0 | 0 | 1.0287 | 0 | 1.0287
2627 | 2018-04-20 10:00 | 4 | April | 10 | 110 | 6.6994 | 4.2346 | 5.6718 | 0 | 1.0276 | 0 | 0 | 0 | 0
2628 | 2018-04-20 11:00 | 4 | April | 11 | 110 | 10.4841 | 4.509 | 6.2709 | 0 | 4.2132 | 0 | 0 | 0 | 0
2629 | 2018-04-20 12:00 | 4 | April | 12 | 110 | 8.7005 | 4.4427 | 6.5293 | 0 | 2.1712 | 0 | 0 | 0 | 0
2630 | 2018-04-20 13:00 | 4 | April | 13 | 110 | 6.0468 | 4.1259 | 5.7255 | 0 | 0.32139 | 0 | 0 | 0 | 0
2631 | 2018-04-20 14:00 | 4 | April | 14 | 110 | 7.0909 | 3.9014 | 5.1709 | 0 | 1.92 | 0 | 0 | 0 | 0
2632 | 2018-04-20 15:00 | 4 | April | 15 | 110 | 9.0485 | 3.7798 | 5.0492 | 0 | 3.9993 | 0 | 0 | 0 | 0
2633 | 2018-04-20 16:00 | 4 | April | 16 | 110 | 5.2203 | 3.9505 | 5.2203 | 0 | 0 | 0 | 0.32978 | 0 | 0.32978
2634 | 2018-04-20 17:00 | 4 | April | 17 | 110 | 2.4361 | 2.4361 | 2.4361 | 0 | 0 | 1.5288 | 1.4654 | 0 | 2.9942
2635 | 2018-04-20 18:00 | 4 | April | 18 | 110 | 0.17401 | 0.17401 | 0.17401 | 0 | 0 | 3.6673 | 1.3201 | 0 | 4.9873
2636 | 2018-04-20 19:00 | 4 | April | 19 | 110 | 0 | 0 | 0 | 0 | 0 | 3.1982 | 1.0124 | 0 | 4.2105
2637 | 2018-04-20 20:00 | 4 | April | 20 | 110 | 0 | 0 | 0 | 0 | 0 | 2.9951 | 0.85001 | 0 | 3.8451
2638 | 2018-04-20 21:00 | 4 | April | 21 | 110 | 0 | 0 | 0 | 0 | 0 | 2.6553 | 0.51988 | 0 | 3.1751
2639 | 2018-04-20 22:00 | 4 | April | 22 | 110 | 0 | 0 | 0 | 0 | 0 | 2.0603 | 0.51988 | 0 | 2.5802
2640 | 2018-04-20 23:00 | 4 | April | 23 | 110 | 0 | 0 | 0 | 0 | 0 | 1.4956 | 0.35753 | 0 | 1.8531
2641 | 2018-04-21 | 4 | April | 0 | 111 | 0 | 0 | 0 | 0 | 0 | 1.2031 | 0.35753 | 0 | 1.5607
2642 | 2018-04-21 01:00 | 4 | April | 1 | 111 | 0 | 0 | 0 | 0 | 0 | 1.1209 | 0.35753 | 0 | 1.4784
2643 | 2018-04-21 02:00 | 4 | April | 2 | 111 | 0 | 0 | 0 | 0 | 0 | 1.1012 | 0.35753 | 0 | 1.4587
2644 | 2018-04-21 03:00 | 4 | April | 3 | 111 | 0 | 0 | 0 | 0 | 0 | 1.1171 | 0.35753 | 0 | 1.4747
2645 | 2018-04-21 04:00 | 4 | April | 4 | 111 | 0 | 0 | 0 | 0 | 0 | 1.261 | 0.35753 | 0 | 1.6186
2646 | 2018-04-21 05:00 | 4 | April | 5 | 111 | 0.34802 | 0.34802 | 0.34802 | 0 | 0 | 1.5894 | 0.51988 | 0 | 2.1092
2647 | 2018-04-21 06:00 | 4 | April | 6 | 111 | 2.7842 | 2.555 | 2.7842 | 0 | 0 | 0 | 0.62083 | 0 | 0.62083
2648 | 2018-04-21 07:00 | 4 | April | 7 | 111 | 4.8288 | 2.685 | 3.8598 | 0 | 0.96901 | 0 | 0 | 0 | 0
2649 | 2018-04-21 08:00 | 4 | April | 8 | 111 | 7.4389 | 2.6595 | 3.8342 | 0 | 3.6048 | 0 | 0 | 0 | 0
2650 | 2018-04-21 09:00 | 4 | April | 9 | 111 | 9.7881 | 2.594 | 3.6064 | 0 | 6.1817 | 0 | 0 | 0 | 0
2651 | 2018-04-21 10:00 | 4 | April | 10 | 111 | 11.5717 | 2.6141 | 3.3018 | 0 | 8.2699 | 0 | 0 | 0 | 0
2652 | 2018-04-21 11:00 | 4 | April | 11 | 111 | 12.4852 | 2.8885 | 3.9009 | 0 | 8.5843 | 0 | 0 | 0 | 0
2653 | 2018-04-21 12:00 | 4 | April | 12 | 111 | 12.5287 | 2.8222 | 3.997 | 0 | 8.5318 | 0 | 0 | 0 | 0
2654 | 2018-04-21 13:00 | 4 | April | 13 | 111 | 11.7892 | 2.5055 | 3.6802 | 0 | 8.109 | 0 | 0 | 0 | 0
2655 | 2018-04-21 14:00 | 4 | April | 14 | 111 | 10.4406 | 2.281 | 3.2934 | 0 | 7.1472 | 0 | 0 | 0 | 0
2656 | 2018-04-21 15:00 | 4 | April | 15 | 111 | 8.309 | 2.1593 | 3.1717 | 0 | 5.1373 | 0 | 0 | 0 | 0
2657 | 2018-04-21 16:00 | 4 | April | 16 | 111 | 5.6988 | 2.3301 | 3.9973 | 0 | 1.7015 | 0 | 0 | 0 | 0
2658 | 2018-04-21 17:00 | 4 | April | 17 | 111 | 2.6972 | 2.6972 | 2.6972 | 0 | 0 | 0.11166 | 1.3371 | 0 | 1.4487
2659 | 2018-04-21 18:00 | 4 | April | 18 | 111 | 0.087005 | 0.087005 | 0.087005 | 0 | 0 | 3.1762 | 0.85001 | 0 | 4.0262
2660 | 2018-04-21 19:00 | 4 | April | 19 | 111 | 0 | 0 | 0 | 0 | 0 | 3.1982 | 0.85001 | 0 | 4.0482
2661 | 2018-04-21 20:00 | 4 | April | 20 | 111 | 0 | 0 | 0 | 0 | 0 | 2.9951 | 0.51988 | 0 | 3.515
2662 | 2018-04-21 21:00 | 4 | April | 21 | 111 | 0 | 0 | 0 | 0 | 0 | 2.6553 | 0.51988 | 0 | 3.1751
2663 | 2018-04-21 22:00 | 4 | April | 22 | 111 | 0 | 0 | 0 | 0 | 0 | 2.0603 | 0.51988 | 0 | 2.5802
2664 | 2018-04-21 23:00 | 4 | April | 23 | 111 | 0 | 0 | 0 | 0 | 0 | 1.4956 | 0.35753 | 0 | 1.8531
2665 | 2018-04-22 | 4 | April | 0 | 112 | 0 | 0 | 0 | 0 | 0 | 1.2031 | 0.35753 | 0 | 1.5607
2666 | 2018-04-22 01:00 | 4 | April | 1 | 112 | 0 | 0 | 0 | 0 | 0 | 1.1209 | 0.35753 | 0 | 1.4784
2667 | 2018-04-22 02:00 | 4 | April | 2 | 112 | 0 | 0 | 0 | 0 | 0 | 1.1012 | 0.35753 | 0 | 1.4587
2668 | 2018-04-22 03:00 | 4 | April | 3 | 112 | 0 | 0 | 0 | 0 | 0 | 1.1171 | 0.35753 | 0 | 1.4747
2669 | 2018-04-22 04:00 | 4 | April | 4 | 112 | 0 | 0 | 0 | 0 | 0 | 1.261 | 0.35753 | 0 | 1.6186
2670 | 2018-04-22 05:00 | 4 | April | 5 | 112 | 0.73954 | 0.73954 | 0.73954 | 0 | 0 | 1.1978 | 0.35753 | 0 | 1.5554
2671 | 2018-04-22 06:00 | 4 | April | 6 | 112 | 2.5231 | 2.5231 | 2.5231 | 0 | 0 | 0.031836 | 0.35753 | 0 | 0.38936
2672 | 2018-04-22 07:00 | 4 | April | 7 | 112 | 4.7853 | 2.685 | 3.2049 | 0 | 1.5803 | 0 | 0 | 0 | 0
2673 | 2018-04-22 08:00 | 4 | April | 8 | 112 | 7.1344 | 2.6595 | 3.3471 | 0 | 3.7873 | 0 | 0 | 0 | 0
2674 | 2018-04-22 09:00 | 4 | April | 9 | 112 | 9.0485 | 2.594 | 3.7687 | 0 | 5.2798 | 0 | 0 | 0 | 0
2675 | 2018-04-22 10:00 | 4 | April | 10 | 112 | 10.6146 | 2.6141 | 3.7889 | 0 | 6.8257 | 0 | 0 | 0 | 0
2676 | 2018-04-22 11:00 | 4 | April | 11 | 112 | 10.8756 | 2.8885 | 4.388 | 0 | 6.4877 | 0 | 0 | 0 | 0
2677 | 2018-04-22 12:00 | 4 | April | 12 | 112 | 10.8321 | 2.8222 | 4.3217 | 0 | 6.5104 | 0 | 0 | 0 | 0
2678 | 2018-04-22 13:00 | 4 | April | 13 | 112 | 10.2231 | 2.5055 | 3.8426 | 0 | 6.3805 | 0 | 0 | 0 | 0
2679 | 2018-04-22 14:00 | 4 | April | 14 | 112 | 8.8745 | 2.281 | 3.2934 | 0 | 5.5811 | 0 | 0 | 0 | 0
2680 | 2018-04-22 15:00 | 4 | April | 15 | 112 | 6.8299 | 2.1593 | 3.0093 | 0 | 3.8206 | 0 | 0 | 0 | 0
2681 | 2018-04-22 16:00 | 4 | April | 16 | 112 | 4.3503 | 2.3301 | 3.3425 | 0 | 1.0078 | 0 | 0 | 0 | 0
2682 | 2018-04-22 17:00 | 4 | April | 17 | 112 | 2.0011 | 2.0011 | 2.0011 | 0 | 0 | 0.8077 | 1.1747 | 0 | 1.9824
2683 | 2018-04-22 18:00 | 4 | April | 18 | 112 | 0.087005 | 0.087005 | 0.087005 | 0 | 0 | 3.1762 | 1.1747 | 0 | 4.3509
2684 | 2018-04-22 19:00 | 4 | April | 19 | 112 | 0 | 0 | 0 | 0 | 0 | 3.1982 | 0.85001 | 0 | 4.0482
2685 | 2018-04-22 20:00 | 4 | April | 20 | 112 | 0 | 0 | 0 | 0 | 0 | 2.9951 | 0.85001 | 0 | 3.8451
2686 | 2018-04-22 21:00 | 4 | April | 21 | 112 | 0 | 0 | 0 | 0 | 0 | 2.6553 | 0.51988 | 0 | 3.1751
2687 | 2018-04-22 22:00 | 4 | April | 22 | 112 | 0 | 0 | 0 | 0 | 0 | 2.0603 | 0.51988 | 0 | 2.5802
2688 | 2018-04-22 23:00 | 4 | April | 23 | 112 | 0 | 0 | 0 | 0 | 0 | 1.4956 | 0.35753 | 0 | 1.8531
2689 | 2018-04-23 | 4 | April | 0 | 113 | 0 | 0 | 0 | 0 | 0 | 1.3227 | 0.35753 | 0 | 1.6802
2690 | 2018-04-23 01:00 | 4 | April | 1 | 113 | 0 | 0 | 0 | 0 | 0 | 1.1574 | 0.35753 | 0 | 1.5149
2691 | 2018-04-23 02:00 | 4 | April | 2 | 113 | 0 | 0 | 0 | 0 | 0 | 1.1125 | 0.51988 | 0 | 1.6324
2692 | 2018-04-23 03:00 | 4 | April | 3 | 113 | 0 | 0 | 0 | 0 | 0 | 1.102 | 0.51988 | 0 | 1.6219
2693 | 2018-04-23 04:00 | 4 | April | 4 | 113 | 0 | 0 | 0 | 0 | 0 | 1.1356 | 0.85001 | 0 | 1.9856
2694 | 2018-04-23 05:00 | 4 | April | 5 | 113 | 0.78305 | 0.78305 | 0.78305 | 0 | 0 | 0.57786 | 1.1747 | 0 | 1.7526
2695 | 2018-04-23 06:00 | 4 | April | 6 | 113 | 2.4796 | 1.9428 | 2.4796 | 0 | 0 | 0 | 1.2928 | 0 | 1.2928
2696 | 2018-04-23 07:00 | 4 | April | 7 | 113 | 4.5243 | 2.5541 | 4.3837 | 0 | 0.14055 | 0 | 0 | 0 | 0
2697 | 2018-04-23 08:00 | 4 | April | 8 | 113 | 6.8299 | 3.9439 | 5.8852 | 0 | 0.9447 | 0 | 0 | 0 | 0
2698 | 2018-04-23 09:00 | 4 | April | 9 | 113 | 8.9615 | 4.7385 | 6.338 | 0 | 2.6235 | 0 | 0 | 0 | 0
2699 | 2018-04-23 10:00 | 4 | April | 10 | 113 | 10.6146 | 4.8819 | 6.3192 | 0 | 4.2955 | 0 | 0 | 0 | 0
2700 | 2018-04-23 11:00 | 4 | April | 11 | 113 | 11.3977 | 5.0422 | 6.8041 | 0 | 4.5935 | 0 | 0 | 0 | 0
2701 | 2018-04-23 12:00 | 4 | April | 12 | 113 | 11.2671 | 4.9763 | 7.063 | 0 | 4.2042 | 0 | 0 | 0 | 0
2702 | 2018-04-23 13:00 | 4 | April | 13 | 113 | 10.8756 | 4.7049 | 6.3045 | 0 | 4.5712 | 0 | 0 | 0 | 0
2703 | 2018-04-23 14:00 | 4 | April | 14 | 113 | 9.6576 | 4.4934 | 5.7629 | 0 | 3.8947 | 0 | 0 | 0 | 0
2704 | 2018-04-23 15:00 | 4 | April | 15 | 113 | 7.874 | 4.4573 | 5.7268 | 0 | 2.1472 | 0 | 0 | 0 | 0
2705 | 2018-04-23 16:00 | 4 | April | 16 | 113 | 5.5683 | 4.673 | 5.5683 | 0 | 0 | 0 | 0.70425 | 0 | 0.70425
2706 | 2018-04-23 17:00 | 4 | April | 17 | 113 | 2.7842 | 2.7842 | 2.7842 | 0 | 0 | 1.8256 | 1.4654 | 0 | 3.2911
2707 | 2018-04-23 18:00 | 4 | April | 18 | 113 | 0.17401 | 0.17401 | 0.17401 | 0 | 0 | 4.1057 | 1.3201 | 0 | 5.4258
2708 | 2018-04-23 19:00 | 4 | April | 19 | 113 | 0 | 0 | 0 | 0 | 0 | 3.405 | 1.0124 | 0 | 4.4174
2709 | 2018-04-23 20:00 | 4 | April | 20 | 113 | 0 | 0 | 0 | 0 | 0 | 2.8504 | 0.85001 | 0 | 3.7004
2710 | 2018-04-23 21:00 | 4 | April | 21 | 113 | 0 | 0 | 0 | 0 | 0 | 2.7035 | 0.51988 | 0 | 3.2234
2711 | 2018-04-23 22:00 | 4 | April | 22 | 113 | 0 | 0 | 0 | 0 | 0 | 2.333 | 0.51988 | 0 | 2.8529
2712 | 2018-04-23 23:00 | 4 | April | 23 | 113 | 0 | 0 | 0 | 0 | 0 | 1.6055 | 0.35753 | 0 | 1.963
2713 | 2018-04-24 | 4 | April | 0 | 114 | 0 | 0 | 0 | 0 | 0 | 1.7922 | 0.35753 | 0 | 2.1497
2714 | 2018-04-24 01:00 | 4 | April | 1 | 114 | 0 | 0 | 0 | 0 | 0 | 1.4217 | 0.35753 | 0 | 1.7793
2715 | 2018-04-24 02:00 | 4 | April | 2 | 114 | 0 | 0 | 0 | 0 | 0 | 1.1981 | 0.51988 | 0 | 1.718
2716 | 2018-04-24 03:00 | 4 | April | 3 | 114 | 0 | 0 | 0 | 0 | 0 | 1.1209 | 0.51988 | 0 | 1.6408
2717 | 2018-04-24 04:00 | 4 | April | 4 | 114 | 0 | 0 | 0 | 0 | 0 | 1.1025 | 0.85001 | 0 | 1.9525
2718 | 2018-04-24 05:00 | 4 | April | 5 | 114 | 0.60904 | 0.60904 | 0.60904 | 0 | 0 | 0.49509 | 1.1747 | 0 | 1.6698
2719 | 2018-04-24 06:00 | 4 | April | 6 | 114 | 2.4796 | 1.1452 | 2.4796 | 0 | 0 | 0 | 0.49517 | 0 | 0.49517
2720 | 2018-04-24 07:00 | 4 | April | 7 | 114 | 4.5243 | 1.478 | 3.3075 | 0 | 1.2167 | 0 | 0 | 0 | 0
2721 | 2018-04-24 08:00 | 4 | April | 8 | 114 | 6.5254 | 3.2869 | 5.2282 | 0 | 1.2972 | 0 | 0 | 0 | 0
2722 | 2018-04-24 09:00 | 4 | April | 9 | 114 | 8.7005 | 4.6755 | 6.2751 | 0 | 2.4254 | 0 | 0 | 0 | 0
2723 | 2018-04-24 10:00 | 4 | April | 10 | 114 | 9.7881 | 5.1043 | 6.5415 | 0 | 3.2465 | 0 | 0 | 0 | 0
2724 | 2018-04-24 11:00 | 4 | April | 11 | 114 | 10.5276 | 5.4416 | 7.2036 | 0 | 3.324 | 0 | 0 | 0 | 0
2725 | 2018-04-24 12:00 | 4 | April | 12 | 114 | 9.44 | 5.4857 | 7.5723 | 0 | 1.8677 | 0 | 0 | 0 | 0
2726 | 2018-04-24 13:00 | 4 | April | 13 | 114 | 9.5706 | 4.8282 | 6.4278 | 0 | 3.1427 | 0 | 0 | 0 | 0
2727 | 2018-04-24 14:00 | 4 | April | 14 | 114 | 9.6141 | 4.2849 | 5.5543 | 0 | 4.0597 | 0 | 0 | 0 | 0
2728 | 2018-04-24 15:00 | 4 | April | 15 | 114 | 6.3514 | 4.0294 | 5.2988 | 0 | 1.0525 | 0 | 0 | 0 | 0
2729 | 2018-04-24 16:00 | 4 | April | 16 | 114 | 3.9587 | 3.7991 | 3.9587 | 0 | 0 | 0 | 1.4399 | 0 | 1.4399
2730 | 2018-04-24 17:00 | 4 | April | 17 | 114 | 1.6531 | 1.6531 | 1.6531 | 0 | 0 | 1.7563 | 1.4654 | 0 | 3.2218
2731 | 2018-04-24 18:00 | 4 | April | 18 | 114 | 0.087005 | 0.087005 | 0.087005 | 0 | 0 | 3.1774 | 1.3201 | 0 | 4.4974
2732 | 2018-04-24 19:00 | 4 | April | 19 | 114 | 0 | 0 | 0 | 0 | 0 | 3.0786 | 1.0124 | 0 | 4.091
2733 | 2018-04-24 20:00 | 4 | April | 20 | 114 | 0 | 0 | 0 | 0 | 0 | 2.975 | 0.85001 | 0 | 3.825
2734 | 2018-04-24 21:00 | 4 | April | 21 | 114 | 0 | 0 | 0 | 0 | 0 | 2.7933 | 0.51988 | 0 | 3.3132
2735 | 2018-04-24 22:00 | 4 | April | 22 | 114 | 0 | 0 | 0 | 0 | 0 | 2.5197 | 0.51988 | 0 | 3.0396
2736 | 2018-04-24 23:00 | 4 | April | 23 | 114 | 0 | 0 | 0 | 0 | 0 | 1.4956 | 0.35753 | 0 | 1.8531
2737 | 2018-04-25 | 4 | April | 0 | 115 | 0 | 0 | 0 | 0 | 0 | 1.2031 | 0.35753 | 0 | 1.5607
2738 | 2018-04-25 01:00 | 4 | April | 1 | 115 | 0 | 0 | 0 | 0 | 0 | 1.1209 | 0.35753 | 0 | 1.4784
2739 | 2018-04-25 02:00 | 4 | April | 2 | 115 | 0 | 0 | 0 | 0 | 0 | 1.1012 | 0.51988 | 0 | 1.6211
2740 | 2018-04-25 03:00 | 4 | April | 3 | 115 | 0 | 0 | 0 | 0 | 0 | 1.1171 | 0.51988 | 0 | 1.637
2741 | 2018-04-25 04:00 | 4 | April | 4 | 115 | 0 | 0 | 0 | 0 | 0 | 1.261 | 0.85001 | 0 | 2.1111
2742 | 2018-04-25 05:00 | 4 | April | 5 | 115 | 1.0006 | 1.0006 | 1.0006 | 0 | 0 | 0.93683 | 1.1747 | 0 | 2.1116
2743 | 2018-04-25 06:00 | 4 | April | 6 | 115 | 2.9582 | 2.555 | 2.9582 | 0 | 0 | 0 | 1.4264 | 0 | 1.4264
2744 | 2018-04-25 07:00 | 4 | April | 7 | 115 | 5.6988 | 2.685 | 4.5146 | 0 | 1.1842 | 0 | 0 | 0 | 0
2745 | 2018-04-25 08:00 | 4 | April | 8 | 115 | 9.005 | 3.7018 | 5.6431 | 0 | 3.3619 | 0 | 0 | 0 | 0
2746 | 2018-04-25 09:00 | 4 | April | 9 | 115 | 11.4412 | 4.2144 | 5.814 | 0 | 5.6272 | 0 | 0 | 0 | 0
2747 | 2018-04-25 10:00 | 4 | April | 10 | 115 | 12.5287 | 4.2346 | 5.6718 | 0 | 6.857 | 0 | 0 | 0 | 0
2748 | 2018-04-25 11:00 | 4 | April | 11 | 115 | 4.5678 | 4.509 | 4.5678 | 0 | 0 | 0 | 1.7031 | 0 | 1.7031
2749 | 2018-04-25 12:00 | 4 | April | 12 | 115 | 7.2649 | 4.4427 | 6.5293 | 0 | 0.73561 | 0 | 0 | 0 | 0
2750 | 2018-04-25 13:00 | 4 | April | 13 | 115 | 7.5694 | 4.1259 | 5.7255 | 0 | 1.844 | 0 | 0 | 0 | 0
2751 | 2018-04-25 14:00 | 4 | April | 14 | 115 | 4.6113 | 3.9014 | 4.6113 | 0 | 0 | 0 | 0.5596 | 0 | 0.5596
2752 | 2018-04-25 15:00 | 4 | April | 15 | 115 | 2.3491 | 2.3491 | 2.3491 | 0 | 0 | 1.4306 | 1.2694 | 0 | 2.7001
2753 | 2018-04-25 16:00 | 4 | April | 16 | 115 | 1.3921 | 1.3921 | 1.3921 | 0 | 0 | 2.5584 | 1.5996 | 0 | 4.158
2754 | 2018-04-25 17:00 | 4 | April | 17 | 115 | 0.17401 | 0.17401 | 0.17401 | 0 | 0 | 3.7909 | 1.4654 | 0 | 5.2564
2755 | 2018-04-25 18:00 | 4 | April | 18 | 115 | 0 | 0 | 0 | 0 | 0 | 3.8413 | 1.3201 | 0 | 5.1613
2756 | 2018-04-25 19:00 | 4 | April | 19 | 115 | 0 | 0 | 0 | 0 | 0 | 3.1982 | 1.0124 | 0 | 4.2105
2757 | 2018-04-25 20:00 | 4 | April | 20 | 115 | 0 | 0 | 0 | 0 | 0 | 2.9951 | 0.85001 | 0 | 3.8451
2758 | 2018-04-25 21:00 | 4 | April | 21 | 115 | 0 | 0 | 0 | 0 | 0 | 2.6553 | 0.51988 | 0 | 3.1751
2759 | 2018-04-25 22:00 | 4 | April | 22 | 115 | 0 | 0 | 0 | 0 | 0 | 2.0603 | 0.51988 | 0 | 2.5802
2760 | 2018-04-25 23:00 | 4 | April | 23 | 115 | 0 | 0 | 0 | 0 | 0 | 1.4956 | 0.35753 | 0 | 1.8531
2761 | 2018-04-26 | 4 | April | 0 | 116 | 0 | 0 | 0 | 0 | 0 | 1.2031 | 0.35753 | 0 | 1.5607
2762 | 2018-04-26 01:00 | 4 | April | 1 | 116 | 0 | 0 | 0 | 0 | 0 | 1.1209 | 0.35753 | 0 | 1.4784
2763 | 2018-04-26 02:00 | 4 | April | 2 | 116 | 0 | 0 | 0 | 0 | 0 | 1.1012 | 0.51988 | 0 | 1.6211
2764 | 2018-04-26 03:00 | 4 | April | 3 | 116 | 0 | 0 | 0 | 0 | 0 | 1.1171 | 0.51988 | 0 | 1.637
2765 | 2018-04-26 04:00 | 4 | April | 4 | 116 | 0 | 0 | 0 | 0 | 0 | 1.261 | 0.85001 | 0 | 2.1111
2766 | 2018-04-26 05:00 | 4 | April | 5 | 116 | 0.73954 | 0.73954 | 0.73954 | 0 | 0 | 1.1978 | 1.1747 | 0 | 2.3726
2767 | 2018-04-26 06:00 | 4 | April | 6 | 116 | 2.3491 | 2.3491 | 2.3491 | 0 | 0 | 0.20585 | 1.8296 | 0 | 2.0354
2768 | 2018-04-26 07:00 | 4 | April | 7 | 116 | 4.0892 | 2.685 | 4.0892 | 0 | 0 | 0 | 0.42538 | 0 | 0.42538
2769 | 2018-04-26 08:00 | 4 | April | 8 | 116 | 6.0468 | 3.7018 | 5.6431 | 0 | 0.40375 | 0 | 0 | 0 | 0
2770 | 2018-04-26 09:00 | 4 | April | 9 | 116 | 7.4824 | 4.2144 | 5.814 | 0 | 1.6684 | 0 | 0 | 0 | 0
2771 | 2018-04-26 10:00 | 4 | April | 10 | 116 | 8.396 | 4.2346 | 5.6718 | 0 | 2.7242 | 0 | 0 | 0 | 0
2772 | 2018-04-26 11:00 | 4 | April | 11 | 116 | 9.179 | 4.509 | 6.2709 | 0 | 2.9081 | 0 | 0 | 0 | 0
2773 | 2018-04-26 12:00 | 4 | April | 12 | 116 | 8.9615 | 4.4427 | 6.5293 | 0 | 2.4322 | 0 | 0 | 0 | 0
2774 | 2018-04-26 13:00 | 4 | April | 13 | 116 | 8.1785 | 4.1259 | 5.7255 | 0 | 2.453 | 0 | 0 | 0 | 0
2775 | 2018-04-26 14:00 | 4 | April | 14 | 116 | 7.0909 | 3.9014 | 5.1709 | 0 | 1.92 | 0 | 0 | 0 | 0
2776 | 2018-04-26 15:00 | 4 | April | 15 | 116 | 5.9598 | 3.7798 | 5.0492 | 0 | 0.91065 | 0 | 0 | 0 | 0
2777 | 2018-04-26 16:00 | 4 | April | 16 | 116 | 3.3062 | 3.3062 | 3.3062 | 0 | 0 | 0.64432 | 1.5996 | 0 | 2.2439
2778 | 2018-04-26 17:00 | 4 | April | 17 | 116 | 1.3921 | 1.3921 | 1.3921 | 0 | 0 | 2.5729 | 1.4654 | 0 | 4.0383
2779 | 2018-04-26 18:00 | 4 | April | 18 | 116 | 0 | 0 | 0 | 0 | 0 | 3.8413 | 1.3201 | 0 | 5.1613
2780 | 2018-04-26 19:00 | 4 | April | 19 | 116 | 0 | 0 | 0 | 0 | 0 | 3.1982 | 1.0124 | 0 | 4.2105
2781 | 2018-04-26 20:00 | 4 | April | 20 | 116 | 0 | 0 | 0 | 0 | 0 | 2.9951 | 0.85001 | 0 | 3.8451
2782 | 2018-04-26 21:00 | 4 | April | 21 | 116 | 0 | 0 | 0 | 0 | 0 | 2.6553 | 0.51988 | 0 | 3.1751
2783 | 2018-04-26 22:00 | 4 | April | 22 | 116 | 0 | 0 | 0 | 0 | 0 | 2.0603 | 0.51988 | 0 | 2.5802
2784 | 2018-04-26 23:00 | 4 | April | 23 | 116 | 0 | 0 | 0 | 0 | 0 | 1.4956 | 0.35753 | 0 | 1.8531
2785 | 2018-04-27 | 4 | April | 0 | 117 | 0 | 0 | 0 | 0 | 0 | 1.2031 | 0.35753 | 0 | 1.5607
2786 | 2018-04-27 01:00 | 4 | April | 1 | 117 | 0 | 0 | 0 | 0 | 0 | 1.1209 | 0.35753 | 0 | 1.4784
2787 | 2018-04-27 02:00 | 4 | April | 2 | 117 | 0 | 0 | 0 | 0 | 0 | 1.1012 | 0.51988 | 0 | 1.6211
2788 | 2018-04-27 03:00 | 4 | April | 3 | 117 | 0 | 0 | 0 | 0 | 0 | 1.1171 | 0.51988 | 0 | 1.637
2789 | 2018-04-27 04:00 | 4 | April | 4 | 117 | 0 | 0 | 0 | 0 | 0 | 1.261 | 0.85001 | 0 | 2.1111
2790 | 2018-04-27 05:00 | 4 | April | 5 | 117 | 0.087005 | 0.087005 | 0.087005 | 0 | 0 | 1.8504 | 1.1747 | 0 | 3.0251
2791 | 2018-04-27 06:00 | 4 | April | 6 | 117 | 1.7401 | 1.7401 | 1.7401 | 0 | 0 | 0.81488 | 1.8296 | 0 | 2.6444
2792 | 2018-04-27 07:00 | 4 | April | 7 | 117 | 3.2192 | 2.685 | 3.2192 | 0 | 0 | 0 | 1.2954 | 0 | 1.2954
2793 | 2018-04-27 08:00 | 4 | April | 8 | 117 | 0.69604 | 0.69604 | 0.69604 | 0 | 0 | 3.0058 | 1.9413 | 0 | 4.9471
2794 | 2018-04-27 09:00 | 4 | April | 9 | 117 | 3.4367 | 3.4367 | 3.4367 | 0 | 0 | 0.77772 | 1.5996 | 0 | 2.3773
2795 | 2018-04-27 10:00 | 4 | April | 10 | 117 | 1.1311 | 1.1311 | 1.1311 | 0 | 0 | 3.1035 | 1.4372 | 0 | 4.5407
2796 | 2018-04-27 11:00 | 4 | April | 11 | 117 | 5.7858 | 4.509 | 5.7858 | 0 | 0 | 0 | 0.48505 | 0 | 0.48505
2797 | 2018-04-27 12:00 | 4 | April | 12 | 117 | 8.048 | 4.4427 | 6.5293 | 0 | 1.5187 | 0 | 0 | 0 | 0
2798 | 2018-04-27 13:00 | 4 | April | 13 | 117 | 5.9163 | 4.1259 | 5.7255 | 0 | 0.19088 | 0 | 0 | 0 | 0
2799 | 2018-04-27 14:00 | 4 | April | 14 | 117 | 8.222 | 3.9014 | 5.1709 | 0 | 3.0511 | 0 | 0 | 0 | 0
2800 | 2018-04-27 15:00 | 4 | April | 15 | 117 | 8.309 | 3.7798 | 5.0492 | 0 | 3.2598 | 0 | 0 | 0 | 0
2801 | 2018-04-27 16:00 | 4 | April | 16 | 117 | 3.5237 | 3.5237 | 3.5237 | 0 | 0 | 0.42681 | 1.5996 | 0 | 2.0264
2802 | 2018-04-27 17:00 | 4 | April | 17 | 117 | 3.6542 | 3.6542 | 3.6542 | 0 | 0 | 0.31072 | 1.4654 | 0 | 1.7762
2803 | 2018-04-27 18:00 | 4 | April | 18 | 117 | 0.34802 | 0.34802 | 0.34802 | 0 | 0 | 3.4932 | 1.3201 | 0 | 4.8133
2804 | 2018-04-27 19:00 | 4 | April | 19 | 117 | 0 | 0 | 0 | 0 | 0 | 3.1982 | 1.0124 | 0 | 4.2105
2805 | 2018-04-27 20:00 | 4 | April | 20 | 117 | 0 | 0 | 0 | 0 | 0 | 2.9951 | 0.85001 | 0 | 3.8451
2806 | 2018-04-27 21:00 | 4 | April | 21 | 117 | 0 | 0 | 0 | 0 | 0 | 2.6553 | 0.51988 | 0 | 3.1751
2807 | 2018-04-27 22:00 | 4 | April | 22 | 117 | 0 | 0 | 0 | 0 | 0 | 2.0603 | 0.51988 | 0 | 2.5802
2808 | 2018-04-27 23:00 | 4 | April | 23 | 117 | 0 | 0 | 0 | 0 | 0 | 1.4956 | 0.35753 | 0 | 1.8531
2809 | 2018-04-28 | 4 | April | 0 | 118 | 0 | 0 | 0 | 0 | 0 | 1.2031 | 0.35753 | 0 | 1.5607
2810 | 2018-04-28 01:00 | 4 | April | 1 | 118 | 0 | 0 | 0 | 0 | 0 | 1.1209 | 0.35753 | 0 | 1.4784
2811 | 2018-04-28 02:00 | 4 | April | 2 | 118 | 0 | 0 | 0 | 0 | 0 | 1.1012 | 0.35753 | 0 | 1.4587
2812 | 2018-04-28 03:00 | 4 | April | 3 | 118 | 0 | 0 | 0 | 0 | 0 | 1.1171 | 0.35753 | 0 | 1.4747
2813 | 2018-04-28 04:00 | 4 | April | 4 | 118 | 0 | 0 | 0 | 0 | 0 | 1.261 | 0.35753 | 0 | 1.6186
2814 | 2018-04-28 05:00 | 4 | April | 5 | 118 | 0.95706 | 0.95706 | 0.95706 | 0 | 0 | 0.98033 | 0.51988 | 0 | 1.5002
2815 | 2018-04-28 06:00 | 4 | April | 6 | 118 | 2.6972 | 2.555 | 2.6972 | 0 | 0 | 0 | 0.70784 | 0 | 0.70784
2816 | 2018-04-28 07:00 | 4 | April | 7 | 118 | 4.9158 | 2.685 | 3.8598 | 0 | 1.056 | 0 | 0 | 0 | 0
2817 | 2018-04-28 08:00 | 4 | April | 8 | 118 | 7.3519 | 2.6595 | 3.8342 | 0 | 3.5177 | 0 | 0 | 0 | 0
2818 | 2018-04-28 09:00 | 4 | April | 9 | 118 | 9.3965 | 2.594 | 3.6064 | 0 | 5.7902 | 0 | 0 | 0 | 0
2819 | 2018-04-28 10:00 | 4 | April | 10 | 118 | 10.7886 | 2.6141 | 3.3018 | 0 | 7.4868 | 0 | 0 | 0 | 0
2820 | 2018-04-28 11:00 | 4 | April | 11 | 118 | 11.6152 | 2.8885 | 3.9009 | 0 | 7.7143 | 0 | 0 | 0 | 0
2821 | 2018-04-28 12:00 | 4 | April | 12 | 118 | 11.6587 | 2.8222 | 3.997 | 0 | 7.6617 | 0 | 0 | 0 | 0
2822 | 2018-04-28 13:00 | 4 | April | 13 | 118 | 10.9626 | 2.5055 | 3.6802 | 0 | 7.2824 | 0 | 0 | 0 | 0
2823 | 2018-04-28 14:00 | 4 | April | 14 | 118 | 9.6141 | 2.281 | 3.2934 | 0 | 6.3207 | 0 | 0 | 0 | 0
2824 | 2018-04-28 15:00 | 4 | April | 15 | 118 | 7.6999 | 2.1593 | 3.1717 | 0 | 4.5282 | 0 | 0 | 0 | 0
2825 | 2018-04-28 16:00 | 4 | April | 16 | 118 | 5.3508 | 2.3301 | 3.9973 | 0 | 1.3535 | 0 | 0 | 0 | 0
2826 | 2018-04-28 17:00 | 4 | April | 17 | 118 | 2.7842 | 2.7842 | 2.7842 | 0 | 0 | 0.024657 | 1.3371 | 0 | 1.3617
2827 | 2018-04-28 18:00 | 4 | April | 18 | 118 | 0.26102 | 0.26102 | 0.26102 | 0 | 0 | 3.0022 | 0.85001 | 0 | 3.8522
2828 | 2018-04-28 19:00 | 4 | April | 19 | 118 | 0 | 0 | 0 | 0 | 0 | 3.1982 | 0.85001 | 0 | 4.0482
2829 | 2018-04-28 20:00 | 4 | April | 20 | 118 | 0 | 0 | 0 | 0 | 0 | 2.9951 | 0.51988 | 0 | 3.515
2830 | 2018-04-28 21:00 | 4 | April | 21 | 118 | 0 | 0 | 0 | 0 | 0 | 2.6553 | 0.51988 | 0 | 3.1751
2831 | 2018-04-28 22:00 | 4 | April | 22 | 118 | 0 | 0 | 0 | 0 | 0 | 2.0603 | 0.51988 | 0 | 2.5802
2832 | 2018-04-28 23:00 | 4 | April | 23 | 118 | 0 | 0 | 0 | 0 | 0 | 1.4956 | 0.35753 | 0 | 1.8531
2833 | 2018-04-29 | 4 | April | 0 | 119 | 0 | 0 | 0 | 0 | 0 | 1.2031 | 0.35753 | 0 | 1.5607
2834 | 2018-04-29 01:00 | 4 | April | 1 | 119 | 0 | 0 | 0 | 0 | 0 | 1.1209 | 0.35753 | 0 | 1.4784
2835 | 2018-04-29 02:00 | 4 | April | 2 | 119 | 0 | 0 | 0 | 0 | 0 | 1.1012 | 0.35753 | 0 | 1.4587
2836 | 2018-04-29 03:00 | 4 | April | 3 | 119 | 0 | 0 | 0 | 0 | 0 | 1.1171 | 0.35753 | 0 | 1.4747
2837 | 2018-04-29 04:00 | 4 | April | 4 | 119 | 0 | 0 | 0 | 0 | 0 | 1.261 | 0.35753 | 0 | 1.6186
2838 | 2018-04-29 05:00 | 4 | April | 5 | 119 | 0.26102 | 0.26102 | 0.26102 | 0 | 0 | 1.6764 | 0.35753 | 0 | 2.0339
2839 | 2018-04-29 06:00 | 4 | April | 6 | 119 | 1.0441 | 1.0441 | 1.0441 | 0 | 0 | 1.5109 | 0.35753 | 0 | 1.8684
2840 | 2018-04-29 07:00 | 4 | April | 7 | 119 | 2.3491 | 2.3491 | 2.3491 | 0 | 0 | 0.33591 | 0.51988 | 0 | 0.85579
2841 | 2018-04-29 08:00 | 4 | April | 8 | 119 | 4.6113 | 2.6595 | 3.3471 | 0 | 1.2642 | 0 | 0 | 0 | 0
2842 | 2018-04-29 09:00 | 4 | April | 9 | 119 | 4.3067 | 2.594 | 3.7687 | 0 | 0.53802 | 0 | 0 | 0 | 0
2843 | 2018-04-29 10:00 | 4 | April | 10 | 119 | 4.3503 | 2.6141 | 3.7889 | 0 | 0.56139 | 0 | 0 | 0 | 0
2844 | 2018-04-29 11:00 | 4 | April | 11 | 119 | 3.8282 | 2.8885 | 3.8282 | 0 | 0 | 0 | 0.55975 | 0 | 0.55975
2845 | 2018-04-29 12:00 | 4 | April | 12 | 119 | 4.7853 | 2.8222 | 4.3217 | 0 | 0.46359 | 0 | 0 | 0 | 0
2846 | 2018-04-29 13:00 | 4 | April | 13 | 119 | 4.6548 | 2.5055 | 3.8426 | 0 | 0.81221 | 0 | 0 | 0 | 0
2847 | 2018-04-29 14:00 | 4 | April | 14 | 119 | 5.1333 | 2.281 | 3.2934 | 0 | 1.8399 | 0 | 0 | 0 | 0
2848 | 2018-04-29 15:00 | 4 | April | 15 | 119 | 6.2209 | 2.1593 | 3.0093 | 0 | 3.2115 | 0 | 0 | 0 | 0
2849 | 2018-04-29 16:00 | 4 | April | 16 | 119 | 4.6983 | 2.3301 | 3.3425 | 0 | 1.3558 | 0 | 0 | 0 | 0
2850 | 2018-04-29 17:00 | 4 | April | 17 | 119 | 3.3497 | 2.8088 | 3.3497 | 0 | 0 | 0 | 0.63385 | 0 | 0.63385
2851 | 2018-04-29 18:00 | 4 | April | 18 | 119 | 0.78305 | 0.78305 | 0.78305 | 0 | 0 | 2.4802 | 1.1747 | 0 | 3.6549
2852 | 2018-04-29 19:00 | 4 | April | 19 | 119 | 0 | 0 | 0 | 0 | 0 | 3.1982 | 0.85001 | 0 | 4.0482
2853 | 2018-04-29 20:00 | 4 | April | 20 | 119 | 0 | 0 | 0 | 0 | 0 | 2.9951 | 0.85001 | 0 | 3.8451
2854 | 2018-04-29 21:00 | 4 | April | 21 | 119 | 0 | 0 | 0 | 0 | 0 | 2.6553 | 0.51988 | 0 | 3.1751
2855 | 2018-04-29 22:00 | 4 | April | 22 | 119 | 0 | 0 | 0 | 0 | 0 | 2.0603 | 0.51988 | 0 | 2.5802
2856 | 2018-04-29 23:00 | 4 | April | 23 | 119 | 0 | 0 | 0 | 0 | 0 | 1.4956 | 0.35753 | 0 | 1.8531
2857 | 2018-04-30 | 4 | April | 0 | 120 | 0 | 0 | 0 | 0 | 0 | 1.3227 | 0.35753 | 0 | 1.6802
2858 | 2018-04-30 01:00 | 4 | April | 1 | 120 | 0 | 0 | 0 | 0 | 0 | 1.1574 | 0.35753 | 0 | 1.5149
2859 | 2018-04-30 02:00 | 4 | April | 2 | 120 | 0 | 0 | 0 | 0 | 0 | 1.1125 | 0.51988 | 0 | 1.6324
2860 | 2018-04-30 03:00 | 4 | April | 3 | 120 | 0 | 0 | 0 | 0 | 0 | 1.102 | 0.51988 | 0 | 1.6219
2861 | 2018-04-30 04:00 | 4 | April | 4 | 120 | 0 | 0 | 0 | 0 | 0 | 1.1356 | 0.85001 | 0 | 1.9856
2862 | 2018-04-30 05:00 | 4 | April | 5 | 120 | 0.95706 | 0.95706 | 0.95706 | 0 | 0 | 0.40385 | 1.1747 | 0 | 1.5786
2863 | 2018-04-30 06:00 | 4 | April | 6 | 120 | 2.6102 | 1.9428 | 2.6102 | 0 | 0 | 0 | 1.1623 | 0 | 1.1623
2864 | 2018-04-30 07:00 | 4 | April | 7 | 120 | 4.7418 | 2.5541 | 4.3837 | 0 | 0.35806 | 0 | 0 | 0 | 0
2865 | 2018-04-30 08:00 | 4 | April | 8 | 120 | 6.9169 | 3.9439 | 5.8852 | 0 | 1.0317 | 0 | 0 | 0 | 0
2866 | 2018-04-30 09:00 | 4 | April | 9 | 120 | 8.831 | 4.7385 | 6.338 | 0 | 2.493 | 0 | 0 | 0 | 0
2867 | 2018-04-30 10:00 | 4 | April | 10 | 120 | 9.9621 | 4.8819 | 6.3192 | 0 | 3.6429 | 0 | 0 | 0 | 0
2868 | 2018-04-30 11:00 | 4 | April | 11 | 120 | 10.1796 | 5.0422 | 6.8041 | 0 | 3.3754 | 0 | 0 | 0 | 0
2869 | 2018-04-30 12:00 | 4 | April | 12 | 120 | 10.7451 | 4.9763 | 7.063 | 0 | 3.6821 | 0 | 0 | 0 | 0
2870 | 2018-04-30 13:00 | 4 | April | 13 | 120 | 10.4841 | 4.7049 | 6.3045 | 0 | 4.1796 | 0 | 0 | 0 | 0
2871 | 2018-04-30 14:00 | 4 | April | 14 | 120 | 9.7446 | 4.4934 | 5.7629 | 0 | 3.9817 | 0 | 0 | 0 | 0
2872 | 2018-04-30 15:00 | 4 | April | 15 | 120 | 8.1785 | 4.4573 | 5.7268 | 0 | 2.4517 | 0 | 0 | 0 | 0
2873 | 2018-04-30 16:00 | 4 | April | 16 | 120 | 5.9598 | 4.673 | 5.9598 | 0 | 0 | 0 | 0.31273 | 0 | 0.31273
2874 | 2018-04-30 17:00 | 4 | April | 17 | 120 | 3.3932 | 3.3932 | 3.3932 | 0 | 0 | 1.2166 | 1.4654 | 0 | 2.682
2875 | 2018-04-30 18:00 | 4 | April | 18 | 120 | 0.43503 | 0.43503 | 0.43503 | 0 | 0 | 3.8447 | 1.3201 | 0 | 5.1648
2876 | 2018-04-30 19:00 | 4 | April | 19 | 120 | 0 | 0 | 0 | 0 | 0 | 3.405 | 1.0124 | 0 | 4.4174
2877 | 2018-04-30 20:00 | 4 | April | 20 | 120 | 0 | 0 | 0 | 0 | 0 | 2.8504 | 0.85001 | 0 | 3.7004
2878 | 2018-04-30 21:00 | 4 | April | 21 | 120 | 0 | 0 | 0 | 0 | 0 | 2.7035 | 0.51988 | 0 | 3.2234
2879 | 2018-04-30 22:00 | 4 | April | 22 | 120 | 0 | 0 | 0 | 0 | 0 | 2.333 | 0.51988 | 0 | 2.8529
2880 | 2018-04-30 23:00 | 4 | April | 23 | 120 | 0 | 0 | 0 | 0 | 0 | 1.6055 | 0.35753 | 0 | 1.963
2881 | 2018-05-01 | 5 | Mai | 0 | 121 | 0 | 0 | 0 | 0 | 0 | 1.7922 | 1.483 | 0 | 3.2752
2882 | 2018-05-01 01:00 | 5 | Mai | 1 | 121 | 0 | 0 | 0 | 0 | 0 | 1.4217 | 1.483 | 0 | 2.9047
2883 | 2018-05-01 02:00 | 5 | Mai | 2 | 121 | 0 | 0 | 0 | 0 | 0 | 1.1981 | 1.6454 | 0 | 2.8435
2884 | 2018-05-01 03:00 | 5 | Mai | 3 | 121 | 0 | 0 | 0 | 0 | 0 | 1.1209 | 1.6454 | 0 | 2.7663
2885 | 2018-05-01 04:00 | 5 | Mai | 4 | 121 | 0 | 0 | 0 | 0 | 0 | 1.1025 | 1.9755 | 0 | 3.0779
2886 | 2018-05-01 05:00 | 5 | Mai | 5 | 121 | 0.87005 | 0.87005 | 0.87005 | 0 | 0 | 0.23408 | 2.3002 | 0 | 2.5343
2887 | 2018-05-01 06:00 | 5 | Mai | 6 | 121 | 2.6102 | 1.1452 | 2.6102 | 0 | 0 | 0 | 1.4901 | 0 | 1.4901
2888 | 2018-05-01 07:00 | 5 | Mai | 7 | 121 | 4.7853 | 1.478 | 4.433 | 0 | 0.35227 | 0 | 0 | 0 | 0
2889 | 2018-05-01 08:00 | 5 | Mai | 8 | 121 | 7.0909 | 3.2869 | 6.3536 | 0 | 0.73728 | 0 | 0 | 0 | 0
2890 | 2018-05-01 09:00 | 5 | Mai | 9 | 121 | 9.005 | 4.6755 | 7.4006 | 0 | 1.6045 | 0 | 0 | 0 | 0
2891 | 2018-05-01 10:00 | 5 | Mai | 10 | 121 | 10.3536 | 5.1043 | 7.667 | 0 | 2.6866 | 0 | 0 | 0 | 0
2892 | 2018-05-01 11:00 | 5 | Mai | 11 | 121 | 10.5276 | 5.4416 | 8.329 | 0 | 2.1986 | 0 | 0 | 0 | 0
2893 | 2018-05-01 12:00 | 5 | Mai | 12 | 121 | 9.9621 | 5.4857 | 8.6978 | 0 | 1.2643 | 0 | 0 | 0 | 0
2894 | 2018-05-01 13:00 | 5 | Mai | 13 | 121 | 9.6576 | 4.8282 | 7.5533 | 0 | 2.1043 | 0 | 0 | 0 | 0
2895 | 2018-05-01 14:00 | 5 | Mai | 14 | 121 | 9.6576 | 4.2849 | 6.6798 | 0 | 2.9777 | 0 | 0 | 0 | 0
2896 | 2018-05-01 15:00 | 5 | Mai | 15 | 121 | 6.6994 | 4.0294 | 6.4243 | 0 | 0.27508 | 0 | 0 | 0 | 0
2897 | 2018-05-01 16:00 | 5 | Mai | 16 | 121 | 4.7853 | 3.7991 | 4.7853 | 0 | 0 | 0 | 1.7388 | 0 | 1.7388
2898 | 2018-05-01 17:00 | 5 | Mai | 17 | 121 | 2.0446 | 2.0446 | 2.0446 | 0 | 0 | 1.3648 | 2.5909 | 0 | 3.9557
2899 | 2018-05-01 18:00 | 5 | Mai | 18 | 121 | 0.65254 | 0.65254 | 0.65254 | 0 | 0 | 2.6118 | 2.4456 | 0 | 5.0574
2900 | 2018-05-01 19:00 | 5 | Mai | 19 | 121 | 0 | 0 | 0 | 0 | 0 | 3.0786 | 2.1378 | 0 | 5.2164
2901 | 2018-05-01 20:00 | 5 | Mai | 20 | 121 | 0 | 0 | 0 | 0 | 0 | 2.975 | 1.9755 | 0 | 4.9505
2902 | 2018-05-01 21:00 | 5 | Mai | 21 | 121 | 0 | 0 | 0 | 0 | 0 | 2.7933 | 1.6454 | 0 | 4.4387
2903 | 2018-05-01 22:00 | 5 | Mai | 22 | 121 | 0 | 0 | 0 | 0 | 0 | 2.5197 | 1.6454 | 0 | 4.1651
2904 | 2018-05-01 23:00 | 5 | Mai | 23 | 121 | 0 | 0 | 0 | 0 | 0 | 1.4956 | 1.483 | 0 | 2.9786
2905 | 2018-05-02 | 5 | Mai | 0 | 122 | 0 | 0 | 0 | 0 | 0 | 1.2031 | 1.483 | 0 | 2.6861
2906 | 2018-05-02 01:00 | 5 | Mai | 1 | 122 | 0 | 0 | 0 | 0 | 0 | 1.1209 | 1.483 | 0 | 2.6039
2907 | 2018-05-02 02:00 | 5 | Mai | 2 | 122 | 0 | 0 | 0 | 0 | 0 | 1.1012 | 1.6454 | 0 | 2.7466
2908 | 2018-05-02 03:00 | 5 | Mai | 3 | 122 | 0 | 0 | 0 | 0 | 0 | 1.1171 | 1.6454 | 0 | 2.7625
2909 | 2018-05-02 04:00 | 5 | Mai | 4 | 122 | 0 | 0 | 0 | 0 | 0 | 1.261 | 1.9755 | 0 | 3.2365
2910 | 2018-05-02 05:00 | 5 | Mai | 5 | 122 | 0.087005 | 0.087005 | 0.087005 | 0 | 0 | 1.8504 | 2.3002 | 0 | 4.1506
2911 | 2018-05-02 06:00 | 5 | Mai | 6 | 122 | 2.4361 | 2.4361 | 2.4361 | 0 | 0 | 0.11884 | 2.955 | 0 | 3.0739
2912 | 2018-05-02 07:00 | 5 | Mai | 7 | 122 | 4.3067 | 2.685 | 4.3067 | 0 | 0 | 0 | 1.3333 | 0 | 1.3333
2913 | 2018-05-02 08:00 | 5 | Mai | 8 | 122 | 5.0898 | 3.7018 | 5.0898 | 0 | 0 | 0 | 1.6788 | 0 | 1.6788
2914 | 2018-05-02 09:00 | 5 | Mai | 9 | 122 | 7.7434 | 4.2144 | 6.9395 | 0 | 0.80398 | 0 | 0 | 0 | 0
2915 | 2018-05-02 10:00 | 5 | Mai | 10 | 122 | 3.3062 | 3.3062 | 3.3062 | 0 | 0 | 0.92837 | 2.5627 | 0 | 3.4911
2916 | 2018-05-02 11:00 | 5 | Mai | 11 | 122 | 7.0474 | 4.509 | 7.0474 | 0 | 0 | 0 | 0.34895 | 0 | 0.34895
2917 | 2018-05-02 12:00 | 5 | Mai | 12 | 122 | 9.005 | 4.4427 | 7.6548 | 0 | 1.3502 | 0 | 0 | 0 | 0
2918 | 2018-05-02 13:00 | 5 | Mai | 13 | 122 | 9.8751 | 4.1259 | 6.8509 | 0 | 3.0241 | 0 | 0 | 0 | 0
2919 | 2018-05-02 14:00 | 5 | Mai | 14 | 122 | 7.874 | 3.9014 | 6.2963 | 0 | 1.5776 | 0 | 0 | 0 | 0
2920 | 2018-05-02 15:00 | 5 | Mai | 15 | 122 | 5.0463 | 3.7798 | 5.0463 | 0 | 0 | 0 | 1.1284 | 0 | 1.1284
2921 | 2018-05-02 16:00 | 5 | Mai | 16 | 122 | 3.3062 | 3.3062 | 3.3062 | 0 | 0 | 0.64432 | 2.725 | 0 | 3.3694
2922 | 2018-05-02 17:00 | 5 | Mai | 17 | 122 | 0.52203 | 0.52203 | 0.52203 | 0 | 0 | 3.4429 | 2.5909 | 0 | 6.0338
2923 | 2018-05-02 18:00 | 5 | Mai | 18 | 122 | 0.39152 | 0.39152 | 0.39152 | 0 | 0 | 3.4497 | 2.4456 | 0 | 5.8953
2924 | 2018-05-02 19:00 | 5 | Mai | 19 | 122 | 0 | 0 | 0 | 0 | 0 | 3.1982 | 2.1378 | 0 | 5.336
2925 | 2018-05-02 20:00 | 5 | Mai | 20 | 122 | 0 | 0 | 0 | 0 | 0 | 2.9951 | 1.9755 | 0 | 4.9706
2926 | 2018-05-02 21:00 | 5 | Mai | 21 | 122 | 0 | 0 | 0 | 0 | 0 | 2.6553 | 1.6454 | 0 | 4.3006
2927 | 2018-05-02 22:00 | 5 | Mai | 22 | 122 | 0 | 0 | 0 | 0 | 0 | 2.0603 | 1.6454 | 0 | 3.7057
2928 | 2018-05-02 23:00 | 5 | Mai | 23 | 122 | 0 | 0 | 0 | 0 | 0 | 1.4956 | 1.483 | 0 | 2.9786
2929 | 2018-05-03 | 5 | Mai | 0 | 123 | 0 | 0 | 0 | 0 | 0 | 1.2031 | 1.483 | 0 | 2.6861
2930 | 2018-05-03 01:00 | 5 | Mai | 1 | 123 | 0 | 0 | 0 | 0 | 0 | 1.1209 | 1.483 | 0 | 2.6039
2931 | 2018-05-03 02:00 | 5 | Mai | 2 | 123 | 0 | 0 | 0 | 0 | 0 | 1.1012 | 1.6454 | 0 | 2.7466
2932 | 2018-05-03 03:00 | 5 | Mai | 3 | 123 | 0 | 0 | 0 | 0 | 0 | 1.1171 | 1.6454 | 0 | 2.7625
2933 | 2018-05-03 04:00 | 5 | Mai | 4 | 123 | 0 | 0 | 0 | 0 | 0 | 1.261 | 1.9755 | 0 | 3.2365
2934 | 2018-05-03 05:00 | 5 | Mai | 5 | 123 | 1.4791 | 1.4791 | 1.4791 | 0 | 0 | 0.4583 | 2.3002 | 0 | 2.7585
2935 | 2018-05-03 06:00 | 5 | Mai | 6 | 123 | 3.3062 | 2.555 | 3.3062 | 0 | 0 | 0 | 2.2038 | 0 | 2.2038
2936 | 2018-05-03 07:00 | 5 | Mai | 7 | 123 | 5.7858 | 2.685 | 5.6401 | 0 | 0.14574 | 0 | 0 | 0 | 0
2937 | 2018-05-03 08:00 | 5 | Mai | 8 | 123 | 8.483 | 3.7018 | 6.7686 | 0 | 1.7144 | 0 | 0 | 0 | 0
2938 | 2018-05-03 09:00 | 5 | Mai | 9 | 123 | 10.7016 | 4.2144 | 6.9395 | 0 | 3.7622 | 0 | 0 | 0 | 0
2939 | 2018-05-03 10:00 | 5 | Mai | 10 | 123 | 12.3112 | 4.2346 | 6.7972 | 0 | 5.514 | 0 | 0 | 0 | 0
2940 | 2018-05-03 11:00 | 5 | Mai | 11 | 123 | 13.2248 | 4.509 | 7.3964 | 0 | 5.8284 | 0 | 0 | 0 | 0
2941 | 2018-05-03 12:00 | 5 | Mai | 12 | 123 | 13.3553 | 4.4427 | 7.6548 | 0 | 5.7005 | 0 | 0 | 0 | 0
2942 | 2018-05-03 13:00 | 5 | Mai | 13 | 123 | 12.7462 | 4.1259 | 6.8509 | 0 | 5.8953 | 0 | 0 | 0 | 0
2943 | 2018-05-03 14:00 | 5 | Mai | 14 | 123 | 11.3542 | 3.9014 | 6.2963 | 0 | 5.0578 | 0 | 0 | 0 | 0
2944 | 2018-05-03 15:00 | 5 | Mai | 15 | 123 | 9.353 | 3.7798 | 6.1747 | 0 | 3.1784 | 0 | 0 | 0 | 0
2945 | 2018-05-03 16:00 | 5 | Mai | 16 | 123 | 6.7429 | 3.9505 | 6.6756 | 0 | 0.067331 | 0 | 0 | 0 | 0
2946 | 2018-05-03 17:00 | 5 | Mai | 17 | 123 | 3.9152 | 3.9152 | 3.9152 | 0 | 0 | 0.049706 | 2.5909 | 0 | 2.6406
2947 | 2018-05-03 18:00 | 5 | Mai | 18 | 123 | 1.4791 | 1.4791 | 1.4791 | 0 | 0 | 2.3622 | 2.4456 | 0 | 4.8077
2948 | 2018-05-03 19:00 | 5 | Mai | 19 | 123 | 0 | 0 | 0 | 0 | 0 | 3.1982 | 2.1378 | 0 | 5.336
2949 | 2018-05-03 20:00 | 5 | Mai | 20 | 123 | 0 | 0 | 0 | 0 | 0 | 2.9951 | 1.0735 | 0 | 4.0686
2950 | 2018-05-03 21:00 | 5 | Mai | 21 | 123 | 0 | 0 | 0 | 0 | 0 | 2.6553 | 0.51988 | 0 | 3.1751
2951 | 2018-05-03 22:00 | 5 | Mai | 22 | 123 | 0 | 0 | 0 | 0 | 0 | 2.0603 | 0.51988 | 0 | 2.5802
2952 | 2018-05-03 23:00 | 5 | Mai | 23 | 123 | 0 | 0 | 0 | 0 | 0 | 1.4956 | 0.35753 | 0 | 1.8531
2953 | 2018-05-04 | 5 | Mai | 0 | 124 | 0 | 0 | 0 | 0 | 0 | 1.2031 | 0.35753 | 0 | 1.5607
2954 | 2018-05-04 01:00 | 5 | Mai | 1 | 124 | 0 | 0 | 0 | 0 | 0 | 1.1209 | 0.35753 | 0 | 1.4784
2955 | 2018-05-04 02:00 | 5 | Mai | 2 | 124 | 0 | 0 | 0 | 0 | 0 | 1.1012 | 0.51988 | 0 | 1.6211
2956 | 2018-05-04 03:00 | 5 | Mai | 3 | 124 | 0 | 0 | 0 | 0 | 0 | 1.1171 | 0.51988 | 0 | 1.637
2957 | 2018-05-04 04:00 | 5 | Mai | 4 | 124 | 0 | 0 | 0 | 0 | 0 | 1.261 | 0.85001 | 0 | 2.1111
2958 | 2018-05-04 05:00 | 5 | Mai | 5 | 124 | 1.5226 | 1.5226 | 1.5226 | 0 | 0 | 0.4148 | 1.1747 | 0 | 1.5895
2959 | 2018-05-04 06:00 | 5 | Mai | 6 | 124 | 3.3062 | 2.555 | 3.3062 | 0 | 0 | 0 | 1.0784 | 0 | 1.0784
2960 | 2018-05-04 07:00 | 5 | Mai | 7 | 124 | 5.7423 | 2.685 | 4.5146 | 0 | 1.2277 | 0 | 0 | 0 | 0
2961 | 2018-05-04 08:00 | 5 | Mai | 8 | 124 | 8.3525 | 3.7018 | 5.6431 | 0 | 2.7094 | 0 | 0 | 0 | 0
2962 | 2018-05-04 09:00 | 5 | Mai | 9 | 124 | 10.5276 | 4.2144 | 5.814 | 0 | 4.7136 | 0 | 0 | 0 | 0
2963 | 2018-05-04 10:00 | 5 | Mai | 10 | 124 | 12.0937 | 4.2346 | 5.6718 | 0 | 6.4219 | 0 | 0 | 0 | 0
2964 | 2018-05-04 11:00 | 5 | Mai | 11 | 124 | 13.0073 | 4.509 | 6.8416 | 0 | 6.1656 | 0 | 0 | 0 | 0
2965 | 2018-05-04 12:00 | 5 | Mai | 12 | 124 | 13.0943 | 4.4427 | 7.424 | 0 | 5.6703 | 0 | 0 | 0 | 0
2966 | 2018-05-04 13:00 | 5 | Mai | 13 | 124 | 12.4417 | 4.1259 | 6.6173 | 0 | 5.8245 | 0 | 0 | 0 | 0
2967 | 2018-05-04 14:00 | 5 | Mai | 14 | 124 | 11.0061 | 3.9014 | 6.1318 | 0 | 4.8743 | 0 | 0 | 0 | 0
2968 | 2018-05-04 15:00 | 5 | Mai | 15 | 124 | 8.8745 | 3.7798 | 5.9458 | 0 | 2.9287 | 0 | 0 | 0 | 0
2969 | 2018-05-04 16:00 | 5 | Mai | 16 | 124 | 6.3514 | 3.9505 | 6.3514 | 0 | 0 | 0 | 0.17571 | 0 | 0.17571
2970 | 2018-05-04 17:00 | 5 | Mai | 17 | 124 | 3.5672 | 3.5672 | 3.5672 | 0 | 0 | 0.39773 | 2.2072 | 0 | 2.6049
2971 | 2018-05-04 18:00 | 5 | Mai | 18 | 124 | 1.3486 | 1.3486 | 1.3486 | 0 | 0 | 2.4927 | 2.4388 | 0 | 4.9315
2972 | 2018-05-04 19:00 | 5 | Mai | 19 | 124 | 0 | 0 | 0 | 0 | 0 | 3.1982 | 1.0124 | 0 | 4.2105
2973 | 2018-05-04 20:00 | 5 | Mai | 20 | 124 | 0 | 0 | 0 | 0 | 0 | 2.9951 | 0.85001 | 0 | 3.8451
2974 | 2018-05-04 21:00 | 5 | Mai | 21 | 124 | 0 | 0 | 0 | 0 | 0 | 2.6553 | 0.51988 | 0 | 3.1751
2975 | 2018-05-04 22:00 | 5 | Mai | 22 | 124 | 0 | 0 | 0 | 0 | 0 | 2.0603 | 0.51988 | 0 | 2.5802
2976 | 2018-05-04 23:00 | 5 | Mai | 23 | 124 | 0 | 0 | 0 | 0 | 0 | 1.4956 | 0.35753 | 0 | 1.8531
2977 | 2018-05-05 | 5 | Mai | 0 | 125 | 0 | 0 | 0 | 0 | 0 | 1.2031 | 0.35753 | 0 | 1.5607
2978 | 2018-05-05 01:00 | 5 | Mai | 1 | 125 | 0 | 0 | 0 | 0 | 0 | 1.1209 | 0.35753 | 0 | 1.4784
2979 | 2018-05-05 02:00 | 5 | Mai | 2 | 125 | 0 | 0 | 0 | 0 | 0 | 1.1012 | 0.35753 | 0 | 1.4587
2980 | 2018-05-05 03:00 | 5 | Mai | 3 | 125 | 0 | 0 | 0 | 0 | 0 | 1.1171 | 0.35753 | 0 | 1.4747
2981 | 2018-05-05 04:00 | 5 | Mai | 4 | 125 | 0 | 0 | 0 | 0 | 0 | 1.261 | 0.35753 | 0 | 1.6186
2982 | 2018-05-05 05:00 | 5 | Mai | 5 | 125 | 1.2616 | 1.2616 | 1.2616 | 0 | 0 | 0.67581 | 0.51988 | 0 | 1.1957
2983 | 2018-05-05 06:00 | 5 | Mai | 6 | 125 | 3.0017 | 2.555 | 3.0017 | 0 | 0 | 0 | 0.40332 | 0 | 0.40332
2984 | 2018-05-05 07:00 | 5 | Mai | 7 | 125 | 5.2638 | 2.685 | 3.8598 | 0 | 1.404 | 0 | 0 | 0 | 0
2985 | 2018-05-05 08:00 | 5 | Mai | 8 | 125 | 7.6129 | 2.6595 | 3.8342 | 0 | 3.7788 | 0 | 0 | 0 | 0
2986 | 2018-05-05 09:00 | 5 | Mai | 9 | 125 | 9.7446 | 2.594 | 3.6064 | 0 | 6.1382 | 0 | 0 | 0 | 0
2987 | 2018-05-05 10:00 | 5 | Mai | 10 | 125 | 11.3107 | 2.6141 | 3.3018 | 0 | 8.0089 | 0 | 0 | 0 | 0
2988 | 2018-05-05 11:00 | 5 | Mai | 11 | 125 | 12.2677 | 2.8885 | 3.9009 | 0 | 8.3668 | 0 | 0 | 0 | 0
2989 | 2018-05-05 12:00 | 5 | Mai | 12 | 125 | 12.3112 | 2.8222 | 3.997 | 0 | 8.3142 | 0 | 0 | 0 | 0
2990 | 2018-05-05 13:00 | 5 | Mai | 13 | 125 | 11.8762 | 2.5055 | 3.6802 | 0 | 8.196 | 0 | 0 | 0 | 0
2991 | 2018-05-05 14:00 | 5 | Mai | 14 | 125 | 10.5276 | 2.281 | 3.2934 | 0 | 7.2342 | 0 | 0 | 0 | 0
2992 | 2018-05-05 15:00 | 5 | Mai | 15 | 125 | 8.7005 | 2.1593 | 3.1717 | 0 | 5.5288 | 0 | 0 | 0 | 0
2993 | 2018-05-05 16:00 | 5 | Mai | 16 | 125 | 6.6559 | 2.3301 | 4.1932 | 0 | 2.4626 | 0 | 0 | 0 | 0
2994 | 2018-05-05 17:00 | 5 | Mai | 17 | 125 | 4.0022 | 2.8088 | 4.0022 | 0 | 0 | 0 | 0.32875 | 0 | 0.32875
2995 | 2018-05-05 18:00 | 5 | Mai | 18 | 125 | 1.6096 | 1.6096 | 1.6096 | 0 | 0 | 1.6536 | 0.85186 | 0 | 2.5055
2996 | 2018-05-05 19:00 | 5 | Mai | 19 | 125 | 0 | 0 | 0 | 0 | 0 | 3.1982 | 0.85001 | 0 | 4.0482
2997 | 2018-05-05 20:00 | 5 | Mai | 20 | 125 | 0 | 0 | 0 | 0 | 0 | 2.9951 | 0.51988 | 0 | 3.515
2998 | 2018-05-05 21:00 | 5 | Mai | 21 | 125 | 0 | 0 | 0 | 0 | 0 | 2.6553 | 0.51988 | 0 | 3.1751
2999 | 2018-05-05 22:00 | 5 | Mai | 22 | 125 | 0 | 0 | 0 | 0 | 0 | 2.0603 | 0.51988 | 0 | 2.5802
3000 | 2018-05-05 23:00 | 5 | Mai | 23 | 125 | 0 | 0 | 0 | 0 | 0 | 1.4956 | 0.35753 | 0 | 1.8531
3001 | 2018-05-06 | 5 | Mai | 0 | 126 | 0 | 0 | 0 | 0 | 0 | 1.2031 | 0.35753 | 0 | 1.5607
3002 | 2018-05-06 01:00 | 5 | Mai | 1 | 126 | 0 | 0 | 0 | 0 | 0 | 1.1209 | 0.35753 | 0 | 1.4784
3003 | 2018-05-06 02:00 | 5 | Mai | 2 | 126 | 0 | 0 | 0 | 0 | 0 | 1.1012 | 0.35753 | 0 | 1.4587
3004 | 2018-05-06 03:00 | 5 | Mai | 3 | 126 | 0 | 0 | 0 | 0 | 0 | 1.1171 | 0.35753 | 0 | 1.4747
3005 | 2018-05-06 04:00 | 5 | Mai | 4 | 126 | 0 | 0 | 0 | 0 | 0 | 1.261 | 0.35753 | 0 | 1.6186
3006 | 2018-05-06 05:00 | 5 | Mai | 5 | 126 | 1.4791 | 1.4791 | 1.4791 | 0 | 0 | 0.4583 | 0.35753 | 0 | 0.81582
3007 | 2018-05-06 06:00 | 5 | Mai | 6 | 126 | 3.2192 | 2.555 | 2.9125 | 0 | 0.30668 | 0 | 0 | 0 | 0
3008 | 2018-05-06 07:00 | 5 | Mai | 7 | 126 | 5.3943 | 2.685 | 3.2049 | 0 | 2.1894 | 0 | 0 | 0 | 0
3009 | 2018-05-06 08:00 | 5 | Mai | 8 | 126 | 7.6129 | 2.6595 | 3.3471 | 0 | 4.2658 | 0 | 0 | 0 | 0
3010 | 2018-05-06 09:00 | 5 | Mai | 9 | 126 | 9.179 | 2.594 | 3.7687 | 0 | 5.4103 | 0 | 0 | 0 | 0
3011 | 2018-05-06 10:00 | 5 | Mai | 10 | 126 | 10.3971 | 2.6141 | 3.7889 | 0 | 6.6082 | 0 | 0 | 0 | 0
3012 | 2018-05-06 11:00 | 5 | Mai | 11 | 126 | 11.2671 | 2.8885 | 4.388 | 0 | 6.8792 | 0 | 0 | 0 | 0
3013 | 2018-05-06 12:00 | 5 | Mai | 12 | 126 | 11.4847 | 2.8222 | 4.3217 | 0 | 7.163 | 0 | 0 | 0 | 0
3014 | 2018-05-06 13:00 | 5 | Mai | 13 | 126 | 10.4841 | 2.5055 | 3.8426 | 0 | 6.6415 | 0 | 0 | 0 | 0
3015 | 2018-05-06 14:00 | 5 | Mai | 14 | 126 | 9.8316 | 2.281 | 3.2934 | 0 | 6.5382 | 0 | 0 | 0 | 0
3016 | 2018-05-06 15:00 | 5 | Mai | 15 | 126 | 7.961 | 2.1593 | 3.0093 | 0 | 4.9516 | 0 | 0 | 0 | 0
3017 | 2018-05-06 16:00 | 5 | Mai | 16 | 126 | 5.8293 | 2.3301 | 3.3425 | 0 | 2.4869 | 0 | 0 | 0 | 0
3018 | 2018-05-06 17:00 | 5 | Mai | 17 | 126 | 3.1757 | 2.8088 | 3.1757 | 0 | 0 | 0 | 0.80786 | 0 | 0.80786
3019 | 2018-05-06 18:00 | 5 | Mai | 18 | 126 | 1.0006 | 1.0006 | 1.0006 | 0 | 0 | 2.2626 | 1.1747 | 0 | 3.4374
3020 | 2018-05-06 19:00 | 5 | Mai | 19 | 126 | 0 | 0 | 0 | 0 | 0 | 3.1982 | 0.85001 | 0 | 4.0482
3021 | 2018-05-06 20:00 | 5 | Mai | 20 | 126 | 0 | 0 | 0 | 0 | 0 | 2.9951 | 0.85001 | 0 | 3.8451
3022 | 2018-05-06 21:00 | 5 | Mai | 21 | 126 | 0 | 0 | 0 | 0 | 0 | 2.6553 | 0.51988 | 0 | 3.1751
3023 | 2018-05-06 22:00 | 5 | Mai | 22 | 126 | 0 | 0 | 0 | 0 | 0 | 2.0603 | 0.51988 | 0 | 2.5802
3024 | 2018-05-06 23:00 | 5 | Mai | 23 | 126 | 0 | 0 | 0 | 0 | 0 | 1.4956 | 0.35753 | 0 | 1.8531
3025 | 2018-05-07 | 5 | Mai | 0 | 127 | 0 | 0 | 0 | 0 | 0 | 1.3227 | 0.35753 | 0 | 1.6802
3026 | 2018-05-07 01:00 | 5 | Mai | 1 | 127 | 0 | 0 | 0 | 0 | 0 | 1.1574 | 0.35753 | 0 | 1.5149
3027 | 2018-05-07 02:00 | 5 | Mai | 2 | 127 | 0 | 0 | 0 | 0 | 0 | 1.1125 | 0.51988 | 0 | 1.6324
3028 | 2018-05-07 03:00 | 5 | Mai | 3 | 127 | 0 | 0 | 0 | 0 | 0 | 1.102 | 0.51988 | 0 | 1.6219
3029 | 2018-05-07 04:00 | 5 | Mai | 4 | 127 | 0 | 0 | 0 | 0 | 0 | 1.1356 | 0.85001 | 0 | 1.9856
3030 | 2018-05-07 05:00 | 5 | Mai | 5 | 127 | 1.2181 | 1.2181 | 1.2181 | 0 | 0 | 0.14283 | 1.1747 | 0 | 1.3176
3031 | 2018-05-07 06:00 | 5 | Mai | 6 | 127 | 2.9582 | 1.9428 | 2.9582 | 0 | 0 | 0 | 0.81423 | 0 | 0.81423
3032 | 2018-05-07 07:00 | 5 | Mai | 7 | 127 | 5.3943 | 2.5541 | 4.3837 | 0 | 1.0106 | 0 | 0 | 0 | 0
3033 | 2018-05-07 08:00 | 5 | Mai | 8 | 127 | 7.961 | 3.9439 | 5.8852 | 0 | 2.0758 | 0 | 0 | 0 | 0
3034 | 2018-05-07 09:00 | 5 | Mai | 9 | 127 | 8.7005 | 4.7385 | 6.338 | 0 | 2.3625 | 0 | 0 | 0 | 0
3035 | 2018-05-07 10:00 | 5 | Mai | 10 | 127 | 10.3101 | 4.8819 | 6.3192 | 0 | 3.9909 | 0 | 0 | 0 | 0
3036 | 2018-05-07 11:00 | 5 | Mai | 11 | 127 | 10.9626 | 5.0422 | 6.8041 | 0 | 4.1585 | 0 | 0 | 0 | 0
3037 | 2018-05-07 12:00 | 5 | Mai | 12 | 127 | 11.3977 | 4.9763 | 8.0808 | 0 | 3.3168 | 0 | 0 | 0 | 0
3038 | 2018-05-07 13:00 | 5 | Mai | 13 | 127 | 10.7886 | 4.7049 | 7.4299 | 0 | 3.3587 | 0 | 0 | 0 | 0
3039 | 2018-05-07 14:00 | 5 | Mai | 14 | 127 | 10.0491 | 4.4934 | 6.8883 | 0 | 3.1607 | 0 | 0 | 0 | 0
3040 | 2018-05-07 15:00 | 5 | Mai | 15 | 127 | 7.8305 | 4.4573 | 6.8523 | 0 | 0.97819 | 0 | 0 | 0 | 0
3041 | 2018-05-07 16:00 | 5 | Mai | 16 | 127 | 5.5683 | 4.673 | 5.5683 | 0 | 0 | 0 | 1.6876 | 0 | 1.6876
3042 | 2018-05-07 17:00 | 5 | Mai | 17 | 127 | 3.2627 | 3.2627 | 3.2627 | 0 | 0 | 1.3471 | 2.1239 | 0 | 3.471
3043 | 2018-05-07 18:00 | 5 | Mai | 18 | 127 | 0.95706 | 0.95706 | 0.95706 | 0 | 0 | 3.3227 | 2.4058 | 0 | 5.7285
3044 | 2018-05-07 19:00 | 5 | Mai | 19 | 127 | 0 | 0 | 0 | 0 | 0 | 3.405 | 1.0124 | 0 | 4.4174
3045 | 2018-05-07 20:00 | 5 | Mai | 20 | 127 | 0 | 0 | 0 | 0 | 0 | 2.8504 | 0.85001 | 0 | 3.7004
3046 | 2018-05-07 21:00 | 5 | Mai | 21 | 127 | 0 | 0 | 0 | 0 | 0 | 2.7035 | 0.51988 | 0 | 3.2234
3047 | 2018-05-07 22:00 | 5 | Mai | 22 | 127 | 0 | 0 | 0 | 0 | 0 | 2.333 | 0.51988 | 0 | 2.8529
3048 | 2018-05-07 23:00 | 5 | Mai | 23 | 127 | 0 | 0 | 0 | 0 | 0 | 1.6055 | 0.35753 | 0 | 1.963
3049 | 2018-05-08 | 5 | Mai | 0 | 128 | 0 | 0 | 0 | 0 | 0 | 1.7922 | 0.35753 | 0 | 2.1497
3050 | 2018-05-08 01:00 | 5 | Mai | 1 | 128 | 0 | 0 | 0 | 0 | 0 | 1.4217 | 0.35753 | 0 | 1.7793
3051 | 2018-05-08 02:00 | 5 | Mai | 2 | 128 | 0 | 0 | 0 | 0 | 0 | 1.1981 | 0.51988 | 0 | 1.718
3052 | 2018-05-08 03:00 | 5 | Mai | 3 | 128 | 0 | 0 | 0 | 0 | 0 | 1.1209 | 0.51988 | 0 | 1.6408
3053 | 2018-05-08 04:00 | 5 | Mai | 4 | 128 | 0 | 0 | 0 | 0 | 0 | 1.1025 | 0.85001 | 0 | 1.9525
3054 | 2018-05-08 05:00 | 5 | Mai | 5 | 128 | 1.1746 | 1.1041 | 1.1746 | 0 | 0 | 0 | 1.1043 | 0 | 1.1043
3055 | 2018-05-08 06:00 | 5 | Mai | 6 | 128 | 2.9582 | 1.1452 | 2.9582 | 0 | 0 | 0 | 0.016644 | 0 | 0.016644
3056 | 2018-05-08 07:00 | 5 | Mai | 7 | 128 | 5.5248 | 1.478 | 3.3075 | 0 | 2.2173 | 0 | 0 | 0 | 0
3057 | 2018-05-08 08:00 | 5 | Mai | 8 | 128 | 7.4824 | 3.2869 | 5.2282 | 0 | 2.2543 | 0 | 0 | 0 | 0
3058 | 2018-05-08 09:00 | 5 | Mai | 9 | 128 | 9.6576 | 4.6755 | 6.2751 | 0 | 3.3825 | 0 | 0 | 0 | 0
3059 | 2018-05-08 10:00 | 5 | Mai | 10 | 128 | 10.7451 | 5.1043 | 7.5754 | 0 | 3.1697 | 0 | 0 | 0 | 0
3060 | 2018-05-08 11:00 | 5 | Mai | 11 | 128 | 11.3542 | 5.4416 | 8.329 | 0 | 3.0251 | 0 | 0 | 0 | 0
3061 | 2018-05-08 12:00 | 5 | Mai | 12 | 128 | 11.2236 | 5.4857 | 8.6978 | 0 | 2.5258 | 0 | 0 | 0 | 0
3062 | 2018-05-08 13:00 | 5 | Mai | 13 | 128 | 11.1801 | 4.8282 | 7.5533 | 0 | 3.6269 | 0 | 0 | 0 | 0
3063 | 2018-05-08 14:00 | 5 | Mai | 14 | 128 | 10.0056 | 4.2849 | 6.6798 | 0 | 3.3258 | 0 | 0 | 0 | 0
3064 | 2018-05-08 15:00 | 5 | Mai | 15 | 128 | 8.2655 | 4.0294 | 6.4243 | 0 | 1.8412 | 0 | 0 | 0 | 0
3065 | 2018-05-08 16:00 | 5 | Mai | 16 | 128 | 6.3079 | 3.7991 | 6.3079 | 0 | 0 | 0 | 0.21623 | 0 | 0.21623
3066 | 2018-05-08 17:00 | 5 | Mai | 17 | 128 | 3.5672 | 3.4094 | 3.5672 | 0 | 0 | 0 | 2.4331 | 0 | 2.4331
3067 | 2018-05-08 18:00 | 5 | Mai | 18 | 128 | 1.3921 | 1.3921 | 1.3921 | 0 | 0 | 1.8723 | 2.4456 | 0 | 4.3178
3068 | 2018-05-08 19:00 | 5 | Mai | 19 | 128 | 0 | 0 | 0 | 0 | 0 | 3.0786 | 1.6126 | 0 | 4.6912
3069 | 2018-05-08 20:00 | 5 | Mai | 20 | 128 | 0 | 0 | 0 | 0 | 0 | 2.975 | 0.85001 | 0 | 3.825
3070 | 2018-05-08 21:00 | 5 | Mai | 21 | 128 | 0 | 0 | 0 | 0 | 0 | 2.7933 | 0.51988 | 0 | 3.3132
3071 | 2018-05-08 22:00 | 5 | Mai | 22 | 128 | 0 | 0 | 0 | 0 | 0 | 2.5197 | 0.51988 | 0 | 3.0396
3072 | 2018-05-08 23:00 | 5 | Mai | 23 | 128 | 0 | 0 | 0 | 0 | 0 | 1.4956 | 0.35753 | 0 | 1.8531
3073 | 2018-05-09 | 5 | Mai | 0 | 129 | 0 | 0 | 0 | 0 | 0 | 1.2031 | 0.35753 | 0 | 1.5607
3074 | 2018-05-09 01:00 | 5 | Mai | 1 | 129 | 0 | 0 | 0 | 0 | 0 | 1.1209 | 0.35753 | 0 | 1.4784
3075 | 2018-05-09 02:00 | 5 | Mai | 2 | 129 | 0 | 0 | 0 | 0 | 0 | 1.1012 | 0.51988 | 0 | 1.6211
3076 | 2018-05-09 03:00 | 5 | Mai | 3 | 129 | 0 | 0 | 0 | 0 | 0 | 1.1171 | 0.51988 | 0 | 1.637
3077 | 2018-05-09 04:00 | 5 | Mai | 4 | 129 | 0 | 0 | 0 | 0 | 0 | 1.261 | 0.85001 | 0 | 2.1111
3078 | 2018-05-09 05:00 | 5 | Mai | 5 | 129 | 1.5226 | 1.5226 | 1.5226 | 0 | 0 | 0.4148 | 1.1747 | 0 | 1.5895
3079 | 2018-05-09 06:00 | 5 | Mai | 6 | 129 | 3.2627 | 2.555 | 3.2627 | 0 | 0 | 0 | 1.1219 | 0 | 1.1219
3080 | 2018-05-09 07:00 | 5 | Mai | 7 | 129 | 5.7423 | 2.685 | 4.5146 | 0 | 1.2277 | 0 | 0 | 0 | 0
3081 | 2018-05-09 08:00 | 5 | Mai | 8 | 129 | 8.222 | 3.7018 | 5.6431 | 0 | 2.5789 | 0 | 0 | 0 | 0
3082 | 2018-05-09 09:00 | 5 | Mai | 9 | 129 | 10.3536 | 4.2144 | 6.2852 | 0 | 4.0684 | 0 | 0 | 0 | 0
3083 | 2018-05-09 10:00 | 5 | Mai | 10 | 129 | 11.7892 | 4.2346 | 6.7972 | 0 | 4.9919 | 0 | 0 | 0 | 0
3084 | 2018-05-09 11:00 | 5 | Mai | 11 | 129 | 12.5722 | 4.509 | 7.3964 | 0 | 5.1759 | 0 | 0 | 0 | 0
3085 | 2018-05-09 12:00 | 5 | Mai | 12 | 129 | 12.6157 | 4.4427 | 7.6548 | 0 | 4.9609 | 0 | 0 | 0 | 0
3086 | 2018-05-09 13:00 | 5 | Mai | 13 | 129 | 12.1372 | 4.1259 | 6.8509 | 0 | 5.2863 | 0 | 0 | 0 | 0
3087 | 2018-05-09 14:00 | 5 | Mai | 14 | 129 | 10.8321 | 3.9014 | 6.2963 | 0 | 4.5358 | 0 | 0 | 0 | 0
3088 | 2018-05-09 15:00 | 5 | Mai | 15 | 129 | 8.918 | 3.7798 | 6.1747 | 0 | 2.7433 | 0 | 0 | 0 | 0
3089 | 2018-05-09 16:00 | 5 | Mai | 16 | 129 | 6.6124 | 3.9505 | 6.6124 | 0 | 0 | 0 | 0.063177 | 0 | 0.063177
3090 | 2018-05-09 17:00 | 5 | Mai | 17 | 129 | 3.7847 | 3.7847 | 3.7847 | 0 | 0 | 0.18021 | 2.5909 | 0 | 2.7711
3091 | 2018-05-09 18:00 | 5 | Mai | 18 | 129 | 1.6096 | 1.6096 | 1.6096 | 0 | 0 | 2.2317 | 2.4456 | 0 | 4.6772
3092 | 2018-05-09 19:00 | 5 | Mai | 19 | 129 | 0 | 0 | 0 | 0 | 0 | 3.1982 | 2.1378 | 0 | 5.336
3093 | 2018-05-09 20:00 | 5 | Mai | 20 | 129 | 0 | 0 | 0 | 0 | 0 | 2.9951 | 1.1699 | 0 | 4.165
3094 | 2018-05-09 21:00 | 5 | Mai | 21 | 129 | 0 | 0 | 0 | 0 | 0 | 2.6553 | 0.51988 | 0 | 3.1751
3095 | 2018-05-09 22:00 | 5 | Mai | 22 | 129 | 0 | 0 | 0 | 0 | 0 | 2.0603 | 0.51988 | 0 | 2.5802
3096 | 2018-05-09 23:00 | 5 | Mai | 23 | 129 | 0 | 0 | 0 | 0 | 0 | 1.4956 | 0.35753 | 0 | 1.8531
3097 | 2018-05-10 | 5 | Mai | 0 | 130 | 0 | 0 | 0 | 0 | 0 | 1.2031 | 0.35753 | 0 | 1.5607
3098 | 2018-05-10 01:00 | 5 | Mai | 1 | 130 | 0 | 0 | 0 | 0 | 0 | 1.1209 | 0.35753 | 0 | 1.4784
3099 | 2018-05-10 02:00 | 5 | Mai | 2 | 130 | 0 | 0 | 0 | 0 | 0 | 1.1012 | 0.51988 | 0 | 1.6211
3100 | 2018-05-10 03:00 | 5 | Mai | 3 | 130 | 0 | 0 | 0 | 0 | 0 | 1.1171 | 0.51988 | 0 | 1.637
3101 | 2018-05-10 04:00 | 5 | Mai | 4 | 130 | 0.087005 | 0.087005 | 0.087005 | 0 | 0 | 1.174 | 0.85001 | 0 | 2.0241
3102 | 2018-05-10 05:00 | 5 | Mai | 5 | 130 | 1.6531 | 1.6531 | 1.6531 | 0 | 0 | 0.28429 | 1.1747 | 0 | 1.459
3103 | 2018-05-10 06:00 | 5 | Mai | 6 | 130 | 3.4802 | 2.555 | 3.4802 | 0 | 0 | 0 | 0.90435 | 0 | 0.90435
3104 | 2018-05-10 07:00 | 5 | Mai | 7 | 130 | 6.0033 | 2.685 | 4.5146 | 0 | 1.4887 | 0 | 0 | 0 | 0
3105 | 2018-05-10 08:00 | 5 | Mai | 8 | 130 | 8.657 | 3.7018 | 5.6431 | 0 | 3.0139 | 0 | 0 | 0 | 0
3106 | 2018-05-10 09:00 | 5 | Mai | 9 | 130 | 10.9191 | 4.2144 | 5.8287 | 0 | 5.0904 | 0 | 0 | 0 | 0
3107 | 2018-05-10 10:00 | 5 | Mai | 10 | 130 | 12.4417 | 4.2346 | 6.7619 | 0 | 5.6798 | 0 | 0 | 0 | 0
3108 | 2018-05-10 11:00 | 5 | Mai | 11 | 130 | 13.4423 | 4.509 | 7.3666 | 0 | 6.0757 | 0 | 0 | 0 | 0
3109 | 2018-05-10 12:00 | 5 | Mai | 12 | 130 | 13.5293 | 4.4427 | 7.6548 | 0 | 5.8745 | 0 | 0 | 0 | 0
3110 | 2018-05-10 13:00 | 5 | Mai | 13 | 130 | 12.8767 | 4.1259 | 6.8509 | 0 | 6.0258 | 0 | 0 | 0 | 0
3111 | 2018-05-10 14:00 | 5 | Mai | 14 | 130 | 11.5717 | 3.9014 | 6.2963 | 0 | 5.2753 | 0 | 0 | 0 | 0
3112 | 2018-05-10 15:00 | 5 | Mai | 15 | 130 | 9.5706 | 3.7798 | 6.1747 | 0 | 3.3959 | 0 | 0 | 0 | 0
3113 | 2018-05-10 16:00 | 5 | Mai | 16 | 130 | 7.0039 | 3.9505 | 6.6756 | 0 | 0.32835 | 0 | 0 | 0 | 0
3114 | 2018-05-10 17:00 | 5 | Mai | 17 | 130 | 4.1762 | 3.9649 | 4.1762 | 0 | 0 | 0 | 2.1653 | 0 | 2.1653
3115 | 2018-05-10 18:00 | 5 | Mai | 18 | 130 | 1.6966 | 1.6966 | 1.6966 | 0 | 0 | 2.1447 | 2.4456 | 0 | 4.5902
3116 | 2018-05-10 19:00 | 5 | Mai | 19 | 130 | 0 | 0 | 0 | 0 | 0 | 3.1982 | 1.0124 | 0 | 4.2105
3117 | 2018-05-10 20:00 | 5 | Mai | 20 | 130 | 0 | 0 | 0 | 0 | 0 | 2.9951 | 0.85001 | 0 | 3.8451
3118 | 2018-05-10 21:00 | 5 | Mai | 21 | 130 | 0 | 0 | 0 | 0 | 0 | 2.6553 | 0.51988 | 0 | 3.1751
3119 | 2018-05-10 22:00 | 5 | Mai | 22 | 130 | 0 | 0 | 0 | 0 | 0 | 2.0603 | 0.51988 | 0 | 2.5802
3120 | 2018-05-10 23:00 | 5 | Mai | 23 | 130 | 0 | 0 | 0 | 0 | 0 | 1.4956 | 0.35753 | 0 | 1.8531
3121 | 2018-05-11 | 5 | Mai | 0 | 131 | 0 | 0 | 0 | 0 | 0 | 1.2031 | 0.35753 | 0 | 1.5607
3122 | 2018-05-11 01:00 | 5 | Mai | 1 | 131 | 0 | 0 | 0 | 0 | 0 | 1.1209 | 0.35753 | 0 | 1.4784
3123 | 2018-05-11 02:00 | 5 | Mai | 2 | 131 | 0 | 0 | 0 | 0 | 0 | 1.1012 | 0.51988 | 0 | 1.6211
3124 | 2018-05-11 03:00 | 5 | Mai | 3 | 131 | 0 | 0 | 0 | 0 | 0 | 1.1171 | 0.51988 | 0 | 1.637
3125 | 2018-05-11 04:00 | 5 | Mai | 4 | 131 | 0 | 0 | 0 | 0 | 0 | 1.261 | 0.85001 | 0 | 2.1111
3126 | 2018-05-11 05:00 | 5 | Mai | 5 | 131 | 0.87005 | 0.87005 | 0.87005 | 0 | 0 | 1.0673 | 1.1747 | 0 | 2.2421
3127 | 2018-05-11 06:00 | 5 | Mai | 6 | 131 | 2.3056 | 2.3056 | 2.3056 | 0 | 0 | 0.24935 | 1.8296 | 0 | 2.0789
3128 | 2018-05-11 07:00 | 5 | Mai | 7 | 131 | 4.0022 | 2.685 | 4.0022 | 0 | 0 | 0 | 0.51238 | 0 | 0.51238
3129 | 2018-05-11 08:00 | 5 | Mai | 8 | 131 | 5.4378 | 3.7018 | 5.4378 | 0 | 0 | 0 | 0.20529 | 0 | 0.20529
3130 | 2018-05-11 09:00 | 5 | Mai | 9 | 131 | 6.8299 | 4.2144 | 5.814 | 0 | 1.0159 | 0 | 0 | 0 | 0
3131 | 2018-05-11 10:00 | 5 | Mai | 10 | 131 | 7.2649 | 4.2346 | 6.5009 | 0 | 0.764 | 0 | 0 | 0 | 0
3132 | 2018-05-11 11:00 | 5 | Mai | 11 | 131 | 8.57 | 4.509 | 7.3781 | 0 | 1.1919 | 0 | 0 | 0 | 0
3133 | 2018-05-11 12:00 | 5 | Mai | 12 | 131 | 8.222 | 4.4427 | 7.6548 | 0 | 0.56719 | 0 | 0 | 0 | 0
3134 | 2018-05-11 13:00 | 5 | Mai | 13 | 131 | 8.309 | 4.1259 | 6.8509 | 0 | 1.458 | 0 | 0 | 0 | 0
3135 | 2018-05-11 14:00 | 5 | Mai | 14 | 131 | 7.0909 | 3.9014 | 6.2963 | 0 | 0.79457 | 0 | 0 | 0 | 0
3136 | 2018-05-11 15:00 | 5 | Mai | 15 | 131 | 5.4378 | 3.7798 | 5.4378 | 0 | 0 | 0 | 0.73685 | 0 | 0.73685
3137 | 2018-05-11 16:00 | 5 | Mai | 16 | 131 | 3.5672 | 3.5672 | 3.5672 | 0 | 0 | 0.38331 | 2.725 | 0 | 3.1084
3138 | 2018-05-11 17:00 | 5 | Mai | 17 | 131 | 2.3056 | 2.3056 | 2.3056 | 0 | 0 | 1.6593 | 2.5909 | 0 | 4.2502
3139 | 2018-05-11 18:00 | 5 | Mai | 18 | 131 | 1.0006 | 1.0006 | 1.0006 | 0 | 0 | 2.8407 | 2.4456 | 0 | 5.2863
3140 | 2018-05-11 19:00 | 5 | Mai | 19 | 131 | 0 | 0 | 0 | 0 | 0 | 3.1982 | 2.1378 | 0 | 5.336
3141 | 2018-05-11 20:00 | 5 | Mai | 20 | 131 | 0 | 0 | 0 | 0 | 0 | 2.9951 | 0.92483 | 0 | 3.9199
3142 | 2018-05-11 21:00 | 5 | Mai | 21 | 131 | 0 | 0 | 0 | 0 | 0 | 2.6553 | 0.51988 | 0 | 3.1751
3143 | 2018-05-11 22:00 | 5 | Mai | 22 | 131 | 0 | 0 | 0 | 0 | 0 | 2.0603 | 0.51988 | 0 | 2.5802
3144 | 2018-05-11 23:00 | 5 | Mai | 23 | 131 | 0 | 0 | 0 | 0 | 0 | 1.4956 | 0.35753 | 0 | 1.8531
3145 | 2018-05-12 | 5 | Mai | 0 | 132 | 0 | 0 | 0 | 0 | 0 | 1.2031 | 0.35753 | 0 | 1.5607
3146 | 2018-05-12 01:00 | 5 | Mai | 1 | 132 | 0 | 0 | 0 | 0 | 0 | 1.1209 | 0.35753 | 0 | 1.4784
3147 | 2018-05-12 02:00 | 5 | Mai | 2 | 132 | 0 | 0 | 0 | 0 | 0 | 1.1012 | 0.35753 | 0 | 1.4587
3148 | 2018-05-12 03:00 | 5 | Mai | 3 | 132 | 0 | 0 | 0 | 0 | 0 | 1.1171 | 0.35753 | 0 | 1.4747
3149 | 2018-05-12 04:00 | 5 | Mai | 4 | 132 | 0 | 0 | 0 | 0 | 0 | 1.261 | 0.35753 | 0 | 1.6186
3150 | 2018-05-12 05:00 | 5 | Mai | 5 | 132 | 1.5661 | 1.5661 | 1.5661 | 0 | 0 | 0.37129 | 0.51988 | 0 | 0.89118
3151 | 2018-05-12 06:00 | 5 | Mai | 6 | 132 | 4.1327 | 2.555 | 3.405 | 0 | 0.72775 | 0 | 0 | 0 | 0
3152 | 2018-05-12 07:00 | 5 | Mai | 7 | 132 | 4.1762 | 2.685 | 3.8598 | 0 | 0.31647 | 0 | 0 | 0 | 0
3153 | 2018-05-12 08:00 | 5 | Mai | 8 | 132 | 4.0022 | 2.6595 | 3.8342 | 0 | 0.16805 | 0 | 0 | 0 | 0
3154 | 2018-05-12 09:00 | 5 | Mai | 9 | 132 | 6.6994 | 2.594 | 3.6064 | 0 | 3.093 | 0 | 0 | 0 | 0
3155 | 2018-05-12 10:00 | 5 | Mai | 10 | 132 | 8.309 | 2.6141 | 3.3018 | 0 | 5.0072 | 0 | 0 | 0 | 0
3156 | 2018-05-12 11:00 | 5 | Mai | 11 | 132 | 7.3519 | 2.8885 | 3.9009 | 0 | 3.451 | 0 | 0 | 0 | 0
3157 | 2018-05-12 12:00 | 5 | Mai | 12 | 132 | 5.1333 | 2.8222 | 3.997 | 0 | 1.1363 | 0 | 0 | 0 | 0
3158 | 2018-05-12 13:00 | 5 | Mai | 13 | 132 | 4.2197 | 2.5055 | 3.6802 | 0 | 0.53955 | 0 | 0 | 0 | 0
3159 | 2018-05-12 14:00 | 5 | Mai | 14 | 132 | 6.6994 | 2.281 | 3.4407 | 0 | 3.2586 | 0 | 0 | 0 | 0
3160 | 2018-05-12 15:00 | 5 | Mai | 15 | 132 | 4.1762 | 2.1593 | 3.5227 | 0 | 0.65356 | 0 | 0 | 0 | 0
3161 | 2018-05-12 16:00 | 5 | Mai | 16 | 132 | 0.52203 | 0.52203 | 0.52203 | 0 | 0 | 1.8081 | 2.0467 | 0 | 3.8547
3162 | 2018-05-12 17:00 | 5 | Mai | 17 | 132 | 1.0441 | 1.0441 | 1.0441 | 0 | 0 | 1.7648 | 1.4443 | 0 | 3.2091
3163 | 2018-05-12 18:00 | 5 | Mai | 18 | 132 | 0.69604 | 0.69604 | 0.69604 | 0 | 0 | 2.5672 | 0.85001 | 0 | 3.4172
3164 | 2018-05-12 19:00 | 5 | Mai | 19 | 132 | 0 | 0 | 0 | 0 | 0 | 3.1982 | 0.85001 | 0 | 4.0482
3165 | 2018-05-12 20:00 | 5 | Mai | 20 | 132 | 0 | 0 | 0 | 0 | 0 | 2.9951 | 0.51988 | 0 | 3.515
3166 | 2018-05-12 21:00 | 5 | Mai | 21 | 132 | 0 | 0 | 0 | 0 | 0 | 2.6553 | 0.51988 | 0 | 3.1751
3167 | 2018-05-12 22:00 | 5 | Mai | 22 | 132 | 0 | 0 | 0 | 0 | 0 | 2.0603 | 0.51988 | 0 | 2.5802
3168 | 2018-05-12 23:00 | 5 | Mai | 23 | 132 | 0 | 0 | 0 | 0 | 0 | 1.4956 | 0.35753 | 0 | 1.8531
3169 | 2018-05-13 | 5 | Mai | 0 | 133 | 0 | 0 | 0 | 0 | 0 | 1.2031 | 0.35753 | 0 | 1.5607
3170 | 2018-05-13 01:00 | 5 | Mai | 1 | 133 | 0 | 0 | 0 | 0 | 0 | 1.1209 | 0.35753 | 0 | 1.4784
3171 | 2018-05-13 02:00 | 5 | Mai | 2 | 133 | 0 | 0 | 0 | 0 | 0 | 1.1012 | 0.35753 | 0 | 1.4587
3172 | 2018-05-13 03:00 | 5 | Mai | 3 | 133 | 0 | 0 | 0 | 0 | 0 | 1.1171 | 0.35753 | 0 | 1.4747
3173 | 2018-05-13 04:00 | 5 | Mai | 4 | 133 | 0 | 0 | 0 | 0 | 0 | 1.261 | 0.35753 | 0 | 1.6186
3174 | 2018-05-13 05:00 | 5 | Mai | 5 | 133 | 1.3921 | 1.3921 | 1.3921 | 0 | 0 | 0.5453 | 0.35753 | 0 | 0.90283
3175 | 2018-05-13 06:00 | 5 | Mai | 6 | 133 | 3.1322 | 2.555 | 2.9125 | 0 | 0.21967 | 0 | 0 | 0 | 0
3176 | 2018-05-13 07:00 | 5 | Mai | 7 | 133 | 5.0463 | 2.685 | 3.2049 | 0 | 1.8414 | 0 | 0 | 0 | 0
3177 | 2018-05-13 08:00 | 5 | Mai | 8 | 133 | 7.3519 | 2.6595 | 3.3471 | 0 | 4.0048 | 0 | 0 | 0 | 0
3178 | 2018-05-13 09:00 | 5 | Mai | 9 | 133 | 8.918 | 2.594 | 3.7687 | 0 | 5.1493 | 0 | 0 | 0 | 0
3179 | 2018-05-13 10:00 | 5 | Mai | 10 | 133 | 10.8756 | 2.6141 | 4.0957 | 0 | 6.7799 | 0 | 0 | 0 | 0
3180 | 2018-05-13 11:00 | 5 | Mai | 11 | 133 | 11.3977 | 2.8885 | 4.8579 | 0 | 6.5398 | 0 | 0 | 0 | 0
3181 | 2018-05-13 12:00 | 5 | Mai | 12 | 133 | 11.6587 | 2.8222 | 4.8375 | 0 | 6.8212 | 0 | 0 | 0 | 0
3182 | 2018-05-13 13:00 | 5 | Mai | 13 | 133 | 11.7457 | 2.5055 | 4.4133 | 0 | 7.3323 | 0 | 0 | 0 | 0
3183 | 2018-05-13 14:00 | 5 | Mai | 14 | 133 | 10.8321 | 2.281 | 3.8682 | 0 | 6.9639 | 0 | 0 | 0 | 0
3184 | 2018-05-13 15:00 | 5 | Mai | 15 | 133 | 9.179 | 2.1593 | 3.5484 | 0 | 5.6307 | 0 | 0 | 0 | 0
3185 | 2018-05-13 16:00 | 5 | Mai | 16 | 133 | 6.6994 | 2.3301 | 3.7958 | 0 | 2.9035 | 0 | 0 | 0 | 0
3186 | 2018-05-13 17:00 | 5 | Mai | 17 | 133 | 4.3938 | 2.8088 | 4.351 | 0 | 0.042794 | 0 | 0 | 0 | 0
3187 | 2018-05-13 18:00 | 5 | Mai | 18 | 133 | 1.8271 | 1.8271 | 1.8271 | 0 | 0 | 1.4361 | 1.4383 | 0 | 2.8744
3188 | 2018-05-13 19:00 | 5 | Mai | 19 | 133 | 0 | 0 | 0 | 0 | 0 | 3.1982 | 0.88028 | 0 | 4.0785
3189 | 2018-05-13 20:00 | 5 | Mai | 20 | 133 | 0 | 0 | 0 | 0 | 0 | 2.9951 | 0.85001 | 0 | 3.8451
3190 | 2018-05-13 21:00 | 5 | Mai | 21 | 133 | 0 | 0 | 0 | 0 | 0 | 2.6553 | 0.51988 | 0 | 3.1751
3191 | 2018-05-13 22:00 | 5 | Mai | 22 | 133 | 0 | 0 | 0 | 0 | 0 | 2.0603 | 0.51988 | 0 | 2.5802
3192 | 2018-05-13 23:00 | 5 | Mai | 23 | 133 | 0 | 0 | 0 | 0 | 0 | 1.4956 | 0.35753 | 0 | 1.8531
3193 | 2018-05-14 | 5 | Mai | 0 | 134 | 0 | 0 | 0 | 0 | 0 | 1.3227 | 0.35753 | 0 | 1.6802
3194 | 2018-05-14 01:00 | 5 | Mai | 1 | 134 | 0 | 0 | 0 | 0 | 0 | 1.1574 | 0.35753 | 0 | 1.5149
3195 | 2018-05-14 02:00 | 5 | Mai | 2 | 134 | 0 | 0 | 0 | 0 | 0 | 1.1125 | 0.51988 | 0 | 1.6324
3196 | 2018-05-14 03:00 | 5 | Mai | 3 | 134 | 0 | 0 | 0 | 0 | 0 | 1.102 | 0.51988 | 0 | 1.6219
3197 | 2018-05-14 04:00 | 5 | Mai | 4 | 134 | 0.087005 | 0.087005 | 0.087005 | 0 | 0 | 1.0486 | 0.85001 | 0 | 1.8986
3198 | 2018-05-14 05:00 | 5 | Mai | 5 | 134 | 1.5661 | 1.3609 | 1.5661 | 0 | 0 | 0 | 0.96954 | 0 | 0.96954
3199 | 2018-05-14 06:00 | 5 | Mai | 6 | 134 | 3.1322 | 1.9428 | 3.1322 | 0 | 0 | 0 | 0.64022 | 0 | 0.64022
3200 | 2018-05-14 07:00 | 5 | Mai | 7 | 134 | 5.6988 | 2.5541 | 4.3837 | 0 | 1.3151 | 0 | 0 | 0 | 0
3201 | 2018-05-14 08:00 | 5 | Mai | 8 | 134 | 7.5694 | 3.9439 | 5.8852 | 0 | 1.6842 | 0 | 0 | 0 | 0
3202 | 2018-05-14 09:00 | 5 | Mai | 9 | 134 | 9.7446 | 4.7385 | 7.2019 | 0 | 2.5426 | 0 | 0 | 0 | 0
3203 | 2018-05-14 10:00 | 5 | Mai | 10 | 134 | 10.7886 | 4.8819 | 7.4446 | 0 | 3.344 | 0 | 0 | 0 | 0
3204 | 2018-05-14 11:00 | 5 | Mai | 11 | 134 | 11.5717 | 5.0422 | 7.9296 | 0 | 3.642 | 0 | 0 | 0 | 0
3205 | 2018-05-14 12:00 | 5 | Mai | 12 | 134 | 11.2671 | 4.9763 | 8.1885 | 0 | 3.0787 | 0 | 0 | 0 | 0
3206 | 2018-05-14 13:00 | 5 | Mai | 13 | 134 | 11.2236 | 4.7049 | 7.4299 | 0 | 3.7937 | 0 | 0 | 0 | 0
3207 | 2018-05-14 14:00 | 5 | Mai | 14 | 134 | 10.2231 | 4.4934 | 6.8883 | 0 | 3.3347 | 0 | 0 | 0 | 0
3208 | 2018-05-14 15:00 | 5 | Mai | 15 | 134 | 8.0915 | 4.4573 | 6.8523 | 0 | 1.2392 | 0 | 0 | 0 | 0
3209 | 2018-05-14 16:00 | 5 | Mai | 16 | 134 | 5.9163 | 4.673 | 5.9163 | 0 | 0 | 0 | 1.2324 | 0 | 1.2324
3210 | 2018-05-14 17:00 | 5 | Mai | 17 | 134 | 3.4802 | 3.4802 | 3.4802 | 0 | 0 | 1.1296 | 1.9962 | 0 | 3.1258
3211 | 2018-05-14 18:00 | 5 | Mai | 18 | 134 | 1.3921 | 1.3921 | 1.3921 | 0 | 0 | 2.8876 | 1.5514 | 0 | 4.439
3212 | 2018-05-14 19:00 | 5 | Mai | 19 | 134 | 0 | 0 | 0 | 0 | 0 | 3.405 | 1.0124 | 0 | 4.4174
3213 | 2018-05-14 20:00 | 5 | Mai | 20 | 134 | 0 | 0 | 0 | 0 | 0 | 2.8504 | 0.85001 | 0 | 3.7004
3214 | 2018-05-14 21:00 | 5 | Mai | 21 | 134 | 0 | 0 | 0 | 0 | 0 | 2.7035 | 0.51988 | 0 | 3.2234
3215 | 2018-05-14 22:00 | 5 | Mai | 22 | 134 | 0 | 0 | 0 | 0 | 0 | 2.333 | 0.51988 | 0 | 2.8529
3216 | 2018-05-14 23:00 | 5 | Mai | 23 | 134 | 0 | 0 | 0 | 0 | 0 | 1.6131 | 0.35753 | 0 | 1.9706
3217 | 2018-05-15 | 5 | Mai | 0 | 135 | 0 | 0 | 0 | 0 | 0 | 1.298 | 0.35753 | 0 | 1.6555
3218 | 2018-05-15 01:00 | 5 | Mai | 1 | 135 | 0 | 0 | 0 | 0 | 0 | 1.2132 | 0.35753 | 0 | 1.5707
3219 | 2018-05-15 02:00 | 5 | Mai | 2 | 135 | 0 | 0 | 0 | 0 | 0 | 1.1645 | 0.51988 | 0 | 1.6844
3220 | 2018-05-15 03:00 | 5 | Mai | 3 | 135 | 0 | 0 | 0 | 0 | 0 | 1.1969 | 0.51988 | 0 | 1.7167
3221 | 2018-05-15 04:00 | 5 | Mai | 4 | 135 | 0.087005 | 0.087005 | 0.087005 | 0 | 0 | 1.2852 | 0.85001 | 0 | 2.1352
3222 | 2018-05-15 05:00 | 5 | Mai | 5 | 135 | 1.8706 | 1.8706 | 1.8706 | 0 | 0 | 0.15027 | 1.1747 | 0 | 1.325
3223 | 2018-05-15 06:00 | 5 | Mai | 6 | 135 | 3.6977 | 2.555 | 3.6977 | 0 | 0 | 0 | 0.68684 | 0 | 0.68684
3224 | 2018-05-15 07:00 | 5 | Mai | 7 | 135 | 6.1774 | 2.7547 | 4.5843 | 0 | 1.5931 | 0 | 0 | 0 | 0
3225 | 2018-05-15 08:00 | 5 | Mai | 8 | 135 | 8.831 | 3.8382 | 6.7363 | 0 | 2.0947 | 0 | 0 | 0 | 0
3226 | 2018-05-15 09:00 | 5 | Mai | 9 | 135 | 10.9626 | 4.3353 | 7.0603 | 0 | 3.9023 | 0 | 0 | 0 | 0
3227 | 2018-05-15 10:00 | 5 | Mai | 10 | 135 | 12.6157 | 4.3806 | 6.9433 | 0 | 5.6725 | 0 | 0 | 0 | 0
3228 | 2018-05-15 11:00 | 5 | Mai | 11 | 135 | 7.3954 | 4.6466 | 7.3954 | 0 | 0 | 0 | 0.13855 | 0 | 0.13855
3229 | 2018-05-15 12:00 | 5 | Mai | 12 | 135 | 7.3084 | 4.561 | 7.3084 | 0 | 0 | 0 | 0.46467 | 0 | 0.46467
3230 | 2018-05-15 13:00 | 5 | Mai | 13 | 135 | 6.6559 | 4.2098 | 6.6559 | 0 | 0 | 0 | 0.27896 | 0 | 0.27896
3231 | 2018-05-15 14:00 | 5 | Mai | 14 | 135 | 5.7423 | 3.9916 | 5.7423 | 0 | 0 | 0 | 0.64422 | 0 | 0.64422
3232 | 2018-05-15 15:00 | 5 | Mai | 15 | 135 | 4.6983 | 3.9245 | 4.6983 | 0 | 0 | 0 | 1.6211 | 0 | 1.6211
3233 | 2018-05-15 16:00 | 5 | Mai | 16 | 135 | 3.2627 | 3.2627 | 3.2627 | 0 | 0 | 0.79146 | 2.725 | 0 | 3.5165
3234 | 2018-05-15 17:00 | 5 | Mai | 17 | 135 | 1.9141 | 1.9141 | 1.9141 | 0 | 0 | 2.0059 | 2.5909 | 0 | 4.5968
3235 | 2018-05-15 18:00 | 5 | Mai | 18 | 135 | 0.65254 | 0.65254 | 0.65254 | 0 | 0 | 3.075 | 2.4456 | 0 | 5.5206
3236 | 2018-05-15 19:00 | 5 | Mai | 19 | 135 | 0 | 0 | 0 | 0 | 0 | 3.1734 | 2.1378 | 0 | 5.3113
3237 | 2018-05-15 20:00 | 5 | Mai | 20 | 135 | 0 | 0 | 0 | 0 | 0 | 3.0215 | 1.3462 | 0 | 4.3677
3238 | 2018-05-15 21:00 | 5 | Mai | 21 | 135 | 0 | 0 | 0 | 0 | 0 | 2.8029 | 0.51988 | 0 | 3.3228
3239 | 2018-05-15 22:00 | 5 | Mai | 22 | 135 | 0 | 0 | 0 | 0 | 0 | 2.2588 | 0.51988 | 0 | 2.7787
3240 | 2018-05-15 23:00 | 5 | Mai | 23 | 135 | 0 | 0 | 0 | 0 | 0 | 1.6131 | 0.35753 | 0 | 1.9706
3241 | 2018-05-16 | 5 | Mai | 0 | 136 | 0 | 0 | 0 | 0 | 0 | 1.298 | 0.35753 | 0 | 1.6555
3242 | 2018-05-16 01:00 | 5 | Mai | 1 | 136 | 0 | 0 | 0 | 0 | 0 | 1.2132 | 0.35753 | 0 | 1.5707
3243 | 2018-05-16 02:00 | 5 | Mai | 2 | 136 | 0 | 0 | 0 | 0 | 0 | 1.1645 | 0.51988 | 0 | 1.6844
3244 | 2018-05-16 03:00 | 5 | Mai | 3 | 136 | 0 | 0 | 0 | 0 | 0 | 1.1969 | 0.51988 | 0 | 1.7167
3245 | 2018-05-16 04:00 | 5 | Mai | 4 | 136 | 0 | 0 | 0 | 0 | 0 | 1.3722 | 0.85001 | 0 | 2.2222
3246 | 2018-05-16 05:00 | 5 | Mai | 5 | 136 | 0.52203 | 0.52203 | 0.52203 | 0 | 0 | 1.4988 | 1.1747 | 0 | 2.6736
3247 | 2018-05-16 06:00 | 5 | Mai | 6 | 136 | 1.3051 | 1.3051 | 1.3051 | 0 | 0 | 1.2499 | 1.8296 | 0 | 3.0795
3248 | 2018-05-16 07:00 | 5 | Mai | 7 | 136 | 2.2186 | 2.2186 | 2.2186 | 0 | 0 | 0.53607 | 1.8296 | 0 | 2.3656
3249 | 2018-05-16 08:00 | 5 | Mai | 8 | 136 | 3.3062 | 3.3062 | 3.3062 | 0 | 0 | 0.53198 | 1.9413 | 0 | 2.4733
3250 | 2018-05-16 09:00 | 5 | Mai | 9 | 136 | 4.0892 | 4.0892 | 4.0892 | 0 | 0 | 0.24602 | 2.6341 | 0 | 2.8802
3251 | 2018-05-16 10:00 | 5 | Mai | 10 | 136 | 4.4373 | 4.3806 | 4.4373 | 0 | 0 | 0 | 2.4082 | 0 | 2.4082
3252 | 2018-05-16 11:00 | 5 | Mai | 11 | 136 | 4.5243 | 4.5243 | 4.5243 | 0 | 0 | 0.12231 | 2.7927 | 0 | 2.915
3253 | 2018-05-16 12:00 | 5 | Mai | 12 | 136 | 4.3503 | 4.3503 | 4.3503 | 0 | 0 | 0.21073 | 3.1274 | 0 | 3.3381
3254 | 2018-05-16 13:00 | 5 | Mai | 13 | 136 | 4.0022 | 4.0022 | 4.0022 | 0 | 0 | 0.20757 | 2.6884 | 0 | 2.896
3255 | 2018-05-16 14:00 | 5 | Mai | 14 | 136 | 3.5237 | 3.5237 | 3.5237 | 0 | 0 | 0.46793 | 2.3351 | 0 | 2.8031
3256 | 2018-05-16 15:00 | 5 | Mai | 15 | 136 | 2.7407 | 2.7407 | 2.7407 | 0 | 0 | 1.1838 | 2.2526 | 0 | 3.4364
3257 | 2018-05-16 16:00 | 5 | Mai | 16 | 136 | 2.0011 | 2.0011 | 2.0011 | 0 | 0 | 2.053 | 2.5715 | 0 | 4.6246
3258 | 2018-05-16 17:00 | 5 | Mai | 17 | 136 | 1.0441 | 1.0441 | 1.0441 | 0 | 0 | 2.876 | 2.1053 | 0 | 4.9813
3259 | 2018-05-16 18:00 | 5 | Mai | 18 | 136 | 0.43503 | 0.43503 | 0.43503 | 0 | 0 | 3.2925 | 2.4002 | 0 | 5.6927
3260 | 2018-05-16 19:00 | 5 | Mai | 19 | 136 | 0 | 0 | 0 | 0 | 0 | 3.1734 | 1.0124 | 0 | 4.1858
3261 | 2018-05-16 20:00 | 5 | Mai | 20 | 136 | 0 | 0 | 0 | 0 | 0 | 3.0215 | 0.85001 | 0 | 3.8715
3262 | 2018-05-16 21:00 | 5 | Mai | 21 | 136 | 0 | 0 | 0 | 0 | 0 | 2.8029 | 0.51988 | 0 | 3.3228
3263 | 2018-05-16 22:00 | 5 | Mai | 22 | 136 | 0 | 0 | 0 | 0 | 0 | 2.2588 | 0.51988 | 0 | 2.7787
3264 | 2018-05-16 23:00 | 5 | Mai | 23 | 136 | 0 | 0 | 0 | 0 | 0 | 1.6131 | 0.35753 | 0 | 1.9706
3265 | 2018-05-17 | 5 | Mai | 0 | 137 | 0 | 0 | 0 | 0 | 0 | 1.298 | 0.35753 | 0 | 1.6555
3266 | 2018-05-17 01:00 | 5 | Mai | 1 | 137 | 0 | 0 | 0 | 0 | 0 | 1.2132 | 0.35753 | 0 | 1.5707
3267 | 2018-05-17 02:00 | 5 | Mai | 2 | 137 | 0 | 0 | 0 | 0 | 0 | 1.1645 | 0.51988 | 0 | 1.6844
3268 | 2018-05-17 03:00 | 5 | Mai | 3 | 137 | 0 | 0 | 0 | 0 | 0 | 1.1969 | 0.51988 | 0 | 1.7167
3269 | 2018-05-17 04:00 | 5 | Mai | 4 | 137 | 0 | 0 | 0 | 0 | 0 | 1.3722 | 0.85001 | 0 | 2.2222
3270 | 2018-05-17 05:00 | 5 | Mai | 5 | 137 | 0.60904 | 0.60904 | 0.60904 | 0 | 0 | 1.4118 | 1.1747 | 0 | 2.5866
3271 | 2018-05-17 06:00 | 5 | Mai | 6 | 137 | 1.3921 | 1.3921 | 1.3921 | 0 | 0 | 1.1629 | 1.8296 | 0 | 2.9925
3272 | 2018-05-17 07:00 | 5 | Mai | 7 | 137 | 2.2621 | 2.2621 | 2.2621 | 0 | 0 | 0.49256 | 1.8296 | 0 | 2.3221
3273 | 2018-05-17 08:00 | 5 | Mai | 8 | 137 | 3.1757 | 3.1757 | 3.1757 | 0 | 0 | 0.66249 | 1.9413 | 0 | 2.6038
3274 | 2018-05-17 09:00 | 5 | Mai | 9 | 137 | 4.2632 | 4.2632 | 4.2632 | 0 | 0 | 0.072009 | 1.5996 | 0 | 1.6716
3275 | 2018-05-17 10:00 | 5 | Mai | 10 | 137 | 5.1333 | 4.3806 | 5.1333 | 0 | 0 | 0 | 0.89481 | 0 | 0.89481
3276 | 2018-05-17 11:00 | 5 | Mai | 11 | 137 | 5.2203 | 4.6466 | 5.2203 | 0 | 0 | 0 | 2.0039 | 0 | 2.0039
3277 | 2018-05-17 12:00 | 5 | Mai | 12 | 137 | 5.1333 | 4.561 | 5.1333 | 0 | 0 | 0 | 2.3981 | 0 | 2.3981
3278 | 2018-05-17 13:00 | 5 | Mai | 13 | 137 | 4.9158 | 4.2098 | 4.9158 | 0 | 0 | 0 | 1.6901 | 0 | 1.6901
3279 | 2018-05-17 14:00 | 5 | Mai | 14 | 137 | 4.3938 | 3.9916 | 4.3938 | 0 | 0 | 0 | 1.7516 | 0 | 1.7516
3280 | 2018-05-17 15:00 | 5 | Mai | 15 | 137 | 3.6977 | 3.6977 | 3.6977 | 0 | 0 | 0.22679 | 2.1945 | 0 | 2.4213
3281 | 2018-05-17 16:00 | 5 | Mai | 16 | 137 | 2.2186 | 2.2186 | 2.2186 | 0 | 0 | 1.8355 | 2.4971 | 0 | 4.3326
3282 | 2018-05-17 17:00 | 5 | Mai | 17 | 137 | 1.3051 | 1.3051 | 1.3051 | 0 | 0 | 2.615 | 1.9697 | 0 | 4.5847
3283 | 2018-05-17 18:00 | 5 | Mai | 18 | 137 | 0.43503 | 0.43503 | 0.43503 | 0 | 0 | 3.2925 | 2.3702 | 0 | 5.6628
3284 | 2018-05-17 19:00 | 5 | Mai | 19 | 137 | 0 | 0 | 0 | 0 | 0 | 3.1734 | 1.0124 | 0 | 4.1858
3285 | 2018-05-17 20:00 | 5 | Mai | 20 | 137 | 0 | 0 | 0 | 0 | 0 | 3.0215 | 0.85001 | 0 | 3.8715
3286 | 2018-05-17 21:00 | 5 | Mai | 21 | 137 | 0 | 0 | 0 | 0 | 0 | 2.8029 | 0.51988 | 0 | 3.3228
3287 | 2018-05-17 22:00 | 5 | Mai | 22 | 137 | 0 | 0 | 0 | 0 | 0 | 2.2588 | 0.51988 | 0 | 2.7787
3288 | 2018-05-17 23:00 | 5 | Mai | 23 | 137 | 0 | 0 | 0 | 0 | 0 | 1.6131 | 0.35753 | 0 | 1.9706
3289 | 2018-05-18 | 5 | Mai | 0 | 138 | 0 | 0 | 0 | 0 | 0 | 1.298 | 0.35753 | 0 | 1.6555
3290 | 2018-05-18 01:00 | 5 | Mai | 1 | 138 | 0 | 0 | 0 | 0 | 0 | 1.2132 | 0.35753 | 0 | 1.5707
3291 | 2018-05-18 02:00 | 5 | Mai | 2 | 138 | 0 | 0 | 0 | 0 | 0 | 1.1645 | 0.51988 | 0 | 1.6844
3292 | 2018-05-18 03:00 | 5 | Mai | 3 | 138 | 0 | 0 | 0 | 0 | 0 | 1.1969 | 0.51988 | 0 | 1.7167
3293 | 2018-05-18 04:00 | 5 | Mai | 4 | 138 | 0.087005 | 0.087005 | 0.087005 | 0 | 0 | 1.2852 | 0.85001 | 0 | 2.1352
3294 | 2018-05-18 05:00 | 5 | Mai | 5 | 138 | 1.0876 | 1.0876 | 1.0876 | 0 | 0 | 0.93331 | 1.1747 | 0 | 2.108
3295 | 2018-05-18 06:00 | 5 | Mai | 6 | 138 | 2.6102 | 2.555 | 2.6102 | 0 | 0 | 0 | 1.7744 | 0 | 1.7744
3296 | 2018-05-18 07:00 | 5 | Mai | 7 | 138 | 3.9587 | 2.7547 | 3.9587 | 0 | 0 | 0 | 0.62553 | 0 | 0.62553
3297 | 2018-05-18 08:00 | 5 | Mai | 8 | 138 | 5.1333 | 3.8382 | 5.1333 | 0 | 0 | 0 | 0.64616 | 0 | 0.64616
3298 | 2018-05-18 09:00 | 5 | Mai | 9 | 138 | 6.6994 | 4.3353 | 5.9348 | 0 | 0.76456 | 0 | 0 | 0 | 0
3299 | 2018-05-18 10:00 | 5 | Mai | 10 | 138 | 7.0039 | 4.3806 | 6.1748 | 0 | 0.82908 | 0 | 0 | 0 | 0
3300 | 2018-05-18 11:00 | 5 | Mai | 11 | 138 | 7.7434 | 4.6466 | 7.469 | 0 | 0.27446 | 0 | 0 | 0 | 0
3301 | 2018-05-18 12:00 | 5 | Mai | 12 | 138 | 7.7869 | 4.561 | 7.7342 | 0 | 0.052769 | 0 | 0 | 0 | 0
3302 | 2018-05-18 13:00 | 5 | Mai | 13 | 138 | 7.0909 | 4.2098 | 6.9319 | 0 | 0.15905 | 0 | 0 | 0 | 0
3303 | 2018-05-18 14:00 | 5 | Mai | 14 | 138 | 5.8728 | 3.9916 | 5.8728 | 0 | 0 | 0 | 0.50748 | 0 | 0.50748
3304 | 2018-05-18 15:00 | 5 | Mai | 15 | 138 | 4.9158 | 3.9245 | 4.9158 | 0 | 0 | 0 | 1.3388 | 0 | 1.3388
3305 | 2018-05-18 16:00 | 5 | Mai | 16 | 138 | 3.3932 | 3.3932 | 3.3932 | 0 | 0 | 0.66095 | 2.5524 | 0 | 3.2133
3306 | 2018-05-18 17:00 | 5 | Mai | 17 | 138 | 1.4791 | 1.4791 | 1.4791 | 0 | 0 | 2.441 | 2.1057 | 0 | 4.5467
3307 | 2018-05-18 18:00 | 5 | Mai | 18 | 138 | 0.60904 | 0.60904 | 0.60904 | 0 | 0 | 3.1185 | 1.5679 | 0 | 4.6864
3308 | 2018-05-18 19:00 | 5 | Mai | 19 | 138 | 0 | 0 | 0 | 0 | 0 | 3.1734 | 1.0124 | 0 | 4.1858
3309 | 2018-05-18 20:00 | 5 | Mai | 20 | 138 | 0 | 0 | 0 | 0 | 0 | 3.0215 | 0.85001 | 0 | 3.8715
3310 | 2018-05-18 21:00 | 5 | Mai | 21 | 138 | 0 | 0 | 0 | 0 | 0 | 2.8029 | 0.51988 | 0 | 3.3228
3311 | 2018-05-18 22:00 | 5 | Mai | 22 | 138 | 0 | 0 | 0 | 0 | 0 | 2.2588 | 0.51988 | 0 | 2.7787
3312 | 2018-05-18 23:00 | 5 | Mai | 23 | 138 | 0 | 0 | 0 | 0 | 0 | 1.6131 | 0.35753 | 0 | 1.9706
3313 | 2018-05-19 | 5 | Mai | 0 | 139 | 0 | 0 | 0 | 0 | 0 | 1.298 | 0.35753 | 0 | 1.6555
3314 | 2018-05-19 01:00 | 5 | Mai | 1 | 139 | 0 | 0 | 0 | 0 | 0 | 1.2132 | 0.35753 | 0 | 1.5707
3315 | 2018-05-19 02:00 | 5 | Mai | 2 | 139 | 0 | 0 | 0 | 0 | 0 | 1.1645 | 0.35753 | 0 | 1.5221
3316 | 2018-05-19 03:00 | 5 | Mai | 3 | 139 | 0 | 0 | 0 | 0 | 0 | 1.1969 | 0.35753 | 0 | 1.5544
3317 | 2018-05-19 04:00 | 5 | Mai | 4 | 139 | 0.087005 | 0.087005 | 0.087005 | 0 | 0 | 1.2852 | 0.35753 | 0 | 1.6428
3318 | 2018-05-19 05:00 | 5 | Mai | 5 | 139 | 1.5661 | 1.5661 | 1.5661 | 0 | 0 | 0.45479 | 0.51988 | 0 | 0.97467
3319 | 2018-05-19 06:00 | 5 | Mai | 6 | 139 | 3.1322 | 2.555 | 3.1322 | 0 | 0 | 0 | 0.27281 | 0 | 0.27281
3320 | 2018-05-19 07:00 | 5 | Mai | 7 | 139 | 4.8723 | 2.7547 | 3.9294 | 0 | 0.94286 | 0 | 0 | 0 | 0
3321 | 2018-05-19 08:00 | 5 | Mai | 8 | 139 | 6.5254 | 2.7958 | 3.9705 | 0 | 2.5548 | 0 | 0 | 0 | 0
3322 | 2018-05-19 09:00 | 5 | Mai | 9 | 139 | 8.2655 | 2.7148 | 3.7272 | 0 | 4.5383 | 0 | 0 | 0 | 0
3323 | 2018-05-19 10:00 | 5 | Mai | 10 | 139 | 8.483 | 2.7601 | 3.4478 | 0 | 5.0352 | 0 | 0 | 0 | 0
3324 | 2018-05-19 11:00 | 5 | Mai | 11 | 139 | 9.2225 | 3.0262 | 4.0385 | 0 | 5.184 | 0 | 0 | 0 | 0
3325 | 2018-05-19 12:00 | 5 | Mai | 12 | 139 | 8.657 | 2.9406 | 4.1153 | 0 | 4.5417 | 0 | 0 | 0 | 0
3326 | 2018-05-19 13:00 | 5 | Mai | 13 | 139 | 7.874 | 2.5894 | 3.7641 | 0 | 4.1098 | 0 | 0 | 0 | 0
3327 | 2018-05-19 14:00 | 5 | Mai | 14 | 139 | 7.0474 | 2.3712 | 3.3836 | 0 | 3.6638 | 0 | 0 | 0 | 0
3328 | 2018-05-19 15:00 | 5 | Mai | 15 | 139 | 5.5248 | 2.3041 | 3.3165 | 0 | 2.2084 | 0 | 0 | 0 | 0
3329 | 2018-05-19 16:00 | 5 | Mai | 16 | 139 | 3.7847 | 2.4337 | 3.7847 | 0 | 0 | 0 | 0.31622 | 0 | 0.31622
3330 | 2018-05-19 17:00 | 5 | Mai | 17 | 139 | 2.0011 | 2.0011 | 2.0011 | 0 | 0 | 0.76281 | 1.3371 | 0 | 2.0999
3331 | 2018-05-19 18:00 | 5 | Mai | 18 | 139 | 0.73954 | 0.73954 | 0.73954 | 0 | 0 | 2.41 | 0.85001 | 0 | 3.26
3332 | 2018-05-19 19:00 | 5 | Mai | 19 | 139 | 0 | 0 | 0 | 0 | 0 | 3.1734 | 0.85001 | 0 | 4.0234
3333 | 2018-05-19 20:00 | 5 | Mai | 20 | 139 | 0 | 0 | 0 | 0 | 0 | 3.0215 | 0.51988 | 0 | 3.5414
3334 | 2018-05-19 21:00 | 5 | Mai | 21 | 139 | 0 | 0 | 0 | 0 | 0 | 2.8029 | 0.51988 | 0 | 3.3228
3335 | 2018-05-19 22:00 | 5 | Mai | 22 | 139 | 0 | 0 | 0 | 0 | 0 | 2.2588 | 0.51988 | 0 | 2.7787
3336 | 2018-05-19 23:00 | 5 | Mai | 23 | 139 | 0 | 0 | 0 | 0 | 0 | 1.6131 | 0.35753 | 0 | 1.9706
3337 | 2018-05-20 | 5 | Mai | 0 | 140 | 0 | 0 | 0 | 0 | 0 | 1.4574 | 0.35753 | 0 | 1.8149
3338 | 2018-05-20 01:00 | 5 | Mai | 1 | 140 | 0 | 0 | 0 | 0 | 0 | 1.256 | 0.35753 | 0 | 1.6135
3339 | 2018-05-20 02:00 | 5 | Mai | 2 | 140 | 0 | 0 | 0 | 0 | 0 | 1.2174 | 0.35753 | 0 | 1.5749
3340 | 2018-05-20 03:00 | 5 | Mai | 3 | 140 | 0 | 0 | 0 | 0 | 0 | 1.2254 | 0.35753 | 0 | 1.5829
3341 | 2018-05-20 04:00 | 5 | Mai | 4 | 140 | 0.087005 | 0.087005 | 0.087005 | 0 | 0 | 1.1577 | 0.35753 | 0 | 1.5152
3342 | 2018-05-20 05:00 | 5 | Mai | 5 | 140 | 1.8271 | 1.4469 | 1.8044 | 0 | 0.022667 | 0 | 0 | 0 | 0
3343 | 2018-05-20 06:00 | 5 | Mai | 6 | 140 | 3.6107 | 1.9403 | 2.2978 | 0 | 1.3129 | 0 | 0 | 0 | 0
3344 | 2018-05-20 07:00 | 5 | Mai | 7 | 140 | 5.8293 | 2.5323 | 3.0522 | 0 | 2.7771 | 0 | 0 | 0 | 0
3345 | 2018-05-20 08:00 | 5 | Mai | 8 | 140 | 8.0915 | 2.9917 | 3.6794 | 0 | 4.4121 | 0 | 0 | 0 | 0
3346 | 2018-05-20 09:00 | 5 | Mai | 9 | 140 | 9.8316 | 3.1445 | 4.3192 | 0 | 5.5124 | 0 | 0 | 0 | 0
3347 | 2018-05-20 10:00 | 5 | Mai | 10 | 140 | 11.2236 | 3.2498 | 4.4245 | 0 | 6.7991 | 0 | 0 | 0 | 0
3348 | 2018-05-20 11:00 | 5 | Mai | 11 | 140 | 11.9197 | 3.4344 | 4.9338 | 0 | 6.9859 | 0 | 0 | 0 | 0
3349 | 2018-05-20 12:00 | 5 | Mai | 12 | 140 | 12.0937 | 3.3312 | 4.8306 | 0 | 7.2631 | 0 | 0 | 0 | 0
3350 | 2018-05-20 13:00 | 5 | Mai | 13 | 140 | 11.3107 | 3.0157 | 4.3527 | 0 | 6.9579 | 0 | 0 | 0 | 0
3351 | 2018-05-20 14:00 | 5 | Mai | 14 | 140 | 10.0056 | 2.868 | 3.8803 | 0 | 6.1252 | 0 | 0 | 0 | 0
3352 | 2018-05-20 15:00 | 5 | Mai | 15 | 140 | 8.396 | 2.8084 | 3.6584 | 0 | 4.7376 | 0 | 0 | 0 | 0
3353 | 2018-05-20 16:00 | 5 | Mai | 16 | 140 | 6.3949 | 2.8776 | 3.89 | 0 | 2.5049 | 0 | 0 | 0 | 0
3354 | 2018-05-20 17:00 | 5 | Mai | 17 | 140 | 4.2197 | 3.1722 | 4.2197 | 0 | 0 | 0 | 0.12714 | 0 | 0.12714
3355 | 2018-05-20 18:00 | 5 | Mai | 18 | 140 | 1.9576 | 1.9576 | 1.9576 | 0 | 0 | 1.4474 | 1.1747 | 0 | 2.6221
3356 | 2018-05-20 19:00 | 5 | Mai | 19 | 140 | 0 | 0 | 0 | 0 | 0 | 3.2796 | 0.85001 | 0 | 4.1296
3357 | 2018-05-20 20:00 | 5 | Mai | 20 | 140 | 0 | 0 | 0 | 0 | 0 | 2.9594 | 0.85001 | 0 | 3.8095
3358 | 2018-05-20 21:00 | 5 | Mai | 21 | 140 | 0 | 0 | 0 | 0 | 0 | 2.8718 | 0.51988 | 0 | 3.3916
3359 | 2018-05-20 22:00 | 5 | Mai | 22 | 140 | 0 | 0 | 0 | 0 | 0 | 2.4698 | 0.51988 | 0 | 2.9897
3360 | 2018-05-20 23:00 | 5 | Mai | 23 | 140 | 0 | 0 | 0 | 0 | 0 | 1.7708 | 0.35753 | 0 | 2.1283
3361 | 2018-05-21 | 5 | Mai | 0 | 141 | 0 | 0 | 0 | 0 | 0 | 1.8816 | 0.35753 | 0 | 2.2391
3362 | 2018-05-21 01:00 | 5 | Mai | 1 | 141 | 0 | 0 | 0 | 0 | 0 | 1.4964 | 0.35753 | 0 | 1.8539
3363 | 2018-05-21 02:00 | 5 | Mai | 2 | 141 | 0 | 0 | 0 | 0 | 0 | 1.2921 | 0.51988 | 0 | 1.812
3364 | 2018-05-21 03:00 | 5 | Mai | 3 | 141 | 0 | 0 | 0 | 0 | 0 | 1.2271 | 0.51988 | 0 | 1.7469
3365 | 2018-05-21 04:00 | 5 | Mai | 4 | 141 | 0.087005 | 0.087005 | 0.087005 | 0 | 0 | 1.1296 | 0.85001 | 0 | 1.9796
3366 | 2018-05-21 05:00 | 5 | Mai | 5 | 141 | 2.0011 | 1.1964 | 2.0011 | 0 | 0 | 0 | 0.37004 | 0 | 0.37004
3367 | 2018-05-21 06:00 | 5 | Mai | 6 | 141 | 3.7847 | 1.2392 | 3.0688 | 0 | 0.71592 | 0 | 0 | 0 | 0
3368 | 2018-05-21 07:00 | 5 | Mai | 7 | 141 | 6.3514 | 1.5443 | 3.3738 | 0 | 2.9775 | 0 | 0 | 0 | 0
3369 | 2018-05-21 08:00 | 5 | Mai | 8 | 141 | 8.8745 | 3.3074 | 5.2487 | 0 | 3.6258 | 0 | 0 | 0 | 0
3370 | 2018-05-21 09:00 | 5 | Mai | 9 | 141 | 11.0061 | 4.6877 | 6.2873 | 0 | 4.7189 | 0 | 0 | 0 | 0
3371 | 2018-05-21 10:00 | 5 | Mai | 10 | 141 | 12.5287 | 5.1299 | 6.5671 | 0 | 5.9616 | 0 | 0 | 0 | 0
3372 | 2018-05-21 11:00 | 5 | Mai | 11 | 141 | 13.4423 | 5.4509 | 7.2128 | 0 | 6.2295 | 0 | 0 | 0 | 0
3373 | 2018-05-21 12:00 | 5 | Mai | 12 | 141 | 13.6598 | 5.5134 | 7.6 | 0 | 6.0598 | 0 | 0 | 0 | 0
3374 | 2018-05-21 13:00 | 5 | Mai | 13 | 141 | 13.0943 | 4.9415 | 6.5411 | 0 | 6.5532 | 0 | 0 | 0 | 0
3375 | 2018-05-21 14:00 | 5 | Mai | 14 | 141 | 11.7892 | 4.4162 | 5.6857 | 0 | 6.1035 | 0 | 0 | 0 | 0
3376 | 2018-05-21 15:00 | 5 | Mai | 15 | 141 | 9.9186 | 4.0856 | 5.3551 | 0 | 4.5635 | 0 | 0 | 0 | 0
3377 | 2018-05-21 16:00 | 5 | Mai | 16 | 141 | 7.4824 | 3.8171 | 5.9484 | 0 | 1.5341 | 0 | 0 | 0 | 0
3378 | 2018-05-21 17:00 | 5 | Mai | 17 | 141 | 4.7853 | 3.3725 | 4.7853 | 0 | 0 | 0 | 0.74652 | 0 | 0.74652
3379 | 2018-05-21 18:00 | 5 | Mai | 18 | 141 | 2.2621 | 2.2621 | 2.2621 | 0 | 0 | 0.8193 | 1.6997 | 0 | 2.519
3380 | 2018-05-21 19:00 | 5 | Mai | 19 | 141 | 0 | 0 | 0 | 0 | 0 | 2.9292 | 1.0124 | 0 | 3.9416
3381 | 2018-05-21 20:00 | 5 | Mai | 20 | 141 | 0 | 0 | 0 | 0 | 0 | 3.0534 | 0.85001 | 0 | 3.9034
3382 | 2018-05-21 21:00 | 5 | Mai | 21 | 141 | 0 | 0 | 0 | 0 | 0 | 2.9036 | 0.51988 | 0 | 3.4235
3383 | 2018-05-21 22:00 | 5 | Mai | 22 | 141 | 0 | 0 | 0 | 0 | 0 | 2.7308 | 0.51988 | 0 | 3.2507
3384 | 2018-05-21 23:00 | 5 | Mai | 23 | 141 | 0 | 0 | 0 | 0 | 0 | 1.6131 | 0.35753 | 0 | 1.9706
3385 | 2018-05-22 | 5 | Mai | 0 | 142 | 0 | 0 | 0 | 0 | 0 | 1.298 | 0.35753 | 0 | 1.6555
3386 | 2018-05-22 01:00 | 5 | Mai | 1 | 142 | 0 | 0 | 0 | 0 | 0 | 1.2132 | 0.35753 | 0 | 1.5707
3387 | 2018-05-22 02:00 | 5 | Mai | 2 | 142 | 0 | 0 | 0 | 0 | 0 | 1.1645 | 0.51988 | 0 | 1.6844
3388 | 2018-05-22 03:00 | 5 | Mai | 3 | 142 | 0 | 0 | 0 | 0 | 0 | 1.1969 | 0.51988 | 0 | 1.7167
3389 | 2018-05-22 04:00 | 5 | Mai | 4 | 142 | 0 | 0 | 0 | 0 | 0 | 1.3722 | 0.85001 | 0 | 2.2222
3390 | 2018-05-22 05:00 | 5 | Mai | 5 | 142 | 0.69604 | 0.69604 | 0.69604 | 0 | 0 | 1.3248 | 1.1747 | 0 | 2.4996
3391 | 2018-05-22 06:00 | 5 | Mai | 6 | 142 | 1.4791 | 1.4791 | 1.4791 | 0 | 0 | 1.0759 | 1.8296 | 0 | 2.9055
3392 | 2018-05-22 07:00 | 5 | Mai | 7 | 142 | 2.5231 | 2.5231 | 2.5231 | 0 | 0 | 0.23155 | 1.8296 | 0 | 2.0611
3393 | 2018-05-22 08:00 | 5 | Mai | 8 | 142 | 3.5237 | 3.5237 | 3.5237 | 0 | 0 | 0.31447 | 1.9413 | 0 | 2.2558
3394 | 2018-05-22 09:00 | 5 | Mai | 9 | 142 | 4.4808 | 4.3353 | 4.4808 | 0 | 0 | 0 | 1.4541 | 0 | 1.4541
3395 | 2018-05-22 10:00 | 5 | Mai | 10 | 142 | 4.9593 | 4.3806 | 4.9593 | 0 | 0 | 0 | 0.85849 | 0 | 0.85849
3396 | 2018-05-22 11:00 | 5 | Mai | 11 | 142 | 5.1333 | 4.6466 | 5.1333 | 0 | 0 | 0 | 1.2752 | 0 | 1.2752
3397 | 2018-05-22 12:00 | 5 | Mai | 12 | 142 | 5.0463 | 4.561 | 5.0463 | 0 | 0 | 0 | 1.6013 | 0 | 1.6013
3398 | 2018-05-22 13:00 | 5 | Mai | 13 | 142 | 4.7418 | 4.2098 | 4.7418 | 0 | 0 | 0 | 1.0676 | 0 | 1.0676
3399 | 2018-05-22 14:00 | 5 | Mai | 14 | 142 | 4.2197 | 3.9916 | 4.2197 | 0 | 0 | 0 | 1.7827 | 0 | 1.7827
3400 | 2018-05-22 15:00 | 5 | Mai | 15 | 142 | 3.1757 | 3.1757 | 3.1757 | 0 | 0 | 0.74882 | 1.9759 | 0 | 2.7248
3401 | 2018-05-22 16:00 | 5 | Mai | 16 | 142 | 2.1751 | 2.1751 | 2.1751 | 0 | 0 | 1.879 | 2.2544 | 0 | 4.1334
3402 | 2018-05-22 17:00 | 5 | Mai | 17 | 142 | 1.3051 | 1.3051 | 1.3051 | 0 | 0 | 2.615 | 1.9079 | 0 | 4.5229
3403 | 2018-05-22 18:00 | 5 | Mai | 18 | 142 | 0.43503 | 0.43503 | 0.43503 | 0 | 0 | 3.2925 | 1.4267 | 0 | 4.7193
3404 | 2018-05-22 19:00 | 5 | Mai | 19 | 142 | 0 | 0 | 0 | 0 | 0 | 3.1734 | 1.0124 | 0 | 4.1858
3405 | 2018-05-22 20:00 | 5 | Mai | 20 | 142 | 0 | 0 | 0 | 0 | 0 | 3.0215 | 0.85001 | 0 | 3.8715
3406 | 2018-05-22 21:00 | 5 | Mai | 21 | 142 | 0 | 0 | 0 | 0 | 0 | 2.8029 | 0.51988 | 0 | 3.3228
3407 | 2018-05-22 22:00 | 5 | Mai | 22 | 142 | 0 | 0 | 0 | 0 | 0 | 2.2588 | 0.51988 | 0 | 2.7787
3408 | 2018-05-22 23:00 | 5 | Mai | 23 | 142 | 0 | 0 | 0 | 0 | 0 | 1.6131 | 0.35753 | 0 | 1.9706
3409 | 2018-05-23 | 5 | Mai | 0 | 143 | 0 | 0 | 0 | 0 | 0 | 1.298 | 0.35753 | 0 | 1.6555
3410 | 2018-05-23 01:00 | 5 | Mai | 1 | 143 | 0 | 0 | 0 | 0 | 0 | 1.2132 | 0.35753 | 0 | 1.5707
3411 | 2018-05-23 02:00 | 5 | Mai | 2 | 143 | 0 | 0 | 0 | 0 | 0 | 1.1645 | 0.51988 | 0 | 1.6844
3412 | 2018-05-23 03:00 | 5 | Mai | 3 | 143 | 0 | 0 | 0 | 0 | 0 | 1.1969 | 0.51988 | 0 | 1.7167
3413 | 2018-05-23 04:00 | 5 | Mai | 4 | 143 | 0.087005 | 0.087005 | 0.087005 | 0 | 0 | 1.2852 | 0.85001 | 0 | 2.1352
3414 | 2018-05-23 05:00 | 5 | Mai | 5 | 143 | 1.8706 | 1.8706 | 1.8706 | 0 | 0 | 0.15027 | 1.1747 | 0 | 1.325
3415 | 2018-05-23 06:00 | 5 | Mai | 6 | 143 | 3.9587 | 2.555 | 3.9587 | 0 | 0 | 0 | 0.42582 | 0 | 0.42582
3416 | 2018-05-23 07:00 | 5 | Mai | 7 | 143 | 6.4819 | 2.7547 | 4.5843 | 0 | 1.8976 | 0 | 0 | 0 | 0
3417 | 2018-05-23 08:00 | 5 | Mai | 8 | 143 | 9.7446 | 3.8382 | 5.7795 | 0 | 3.9651 | 0 | 0 | 0 | 0
3418 | 2018-05-23 09:00 | 5 | Mai | 9 | 143 | 10.9191 | 4.3353 | 5.9348 | 0 | 4.9843 | 0 | 0 | 0 | 0
3419 | 2018-05-23 10:00 | 5 | Mai | 10 | 143 | 12.5722 | 4.3806 | 5.8178 | 0 | 6.7544 | 0 | 0 | 0 | 0
3420 | 2018-05-23 11:00 | 5 | Mai | 11 | 143 | 6.3949 | 4.6466 | 6.3949 | 0 | 0 | 0 | 0.013628 | 0 | 0.013628
3421 | 2018-05-23 12:00 | 5 | Mai | 12 | 143 | 5.8728 | 4.561 | 5.8728 | 0 | 0 | 0 | 1.1388 | 0 | 1.1388
3422 | 2018-05-23 13:00 | 5 | Mai | 13 | 143 | 4.8288 | 4.2098 | 4.8288 | 0 | 0 | 0 | 1.7786 | 0 | 1.7786
3423 | 2018-05-23 14:00 | 5 | Mai | 14 | 143 | 4.6548 | 3.9916 | 4.6548 | 0 | 0 | 0 | 1.244 | 0 | 1.244
3424 | 2018-05-23 15:00 | 5 | Mai | 15 | 143 | 3.6107 | 3.6107 | 3.6107 | 0 | 0 | 0.31379 | 1.8293 | 0 | 2.1431
3425 | 2018-05-23 16:00 | 5 | Mai | 16 | 143 | 2.6537 | 2.6537 | 2.6537 | 0 | 0 | 1.4005 | 2.1607 | 0 | 3.5612
3426 | 2018-05-23 17:00 | 5 | Mai | 17 | 143 | 1.3921 | 1.3921 | 1.3921 | 0 | 0 | 2.528 | 1.8492 | 0 | 4.3771
3427 | 2018-05-23 18:00 | 5 | Mai | 18 | 143 | 0.60904 | 0.60904 | 0.60904 | 0 | 0 | 3.1185 | 1.3342 | 0 | 4.4527
3428 | 2018-05-23 19:00 | 5 | Mai | 19 | 143 | 0 | 0 | 0 | 0 | 0 | 3.1734 | 1.0124 | 0 | 4.1858
3429 | 2018-05-23 20:00 | 5 | Mai | 20 | 143 | 0 | 0 | 0 | 0 | 0 | 3.0215 | 0.85001 | 0 | 3.8715
3430 | 2018-05-23 21:00 | 5 | Mai | 21 | 143 | 0 | 0 | 0 | 0 | 0 | 2.8029 | 0.51988 | 0 | 3.3228
3431 | 2018-05-23 22:00 | 5 | Mai | 22 | 143 | 0 | 0 | 0 | 0 | 0 | 2.2588 | 0.51988 | 0 | 2.7787
3432 | 2018-05-23 23:00 | 5 | Mai | 23 | 143 | 0 | 0 | 0 | 0 | 0 | 1.6131 | 0.35753 | 0 | 1.9706
3433 | 2018-05-24 | 5 | Mai | 0 | 144 | 0 | 0 | 0 | 0 | 0 | 1.298 | 0.35753 | 0 | 1.6555
3434 | 2018-05-24 01:00 | 5 | Mai | 1 | 144 | 0 | 0 | 0 | 0 | 0 | 1.2132 | 0.35753 | 0 | 1.5707
3435 | 2018-05-24 02:00 | 5 | Mai | 2 | 144 | 0 | 0 | 0 | 0 | 0 | 1.1645 | 0.51988 | 0 | 1.6844
3436 | 2018-05-24 03:00 | 5 | Mai | 3 | 144 | 0 | 0 | 0 | 0 | 0 | 1.1969 | 0.51988 | 0 | 1.7167
3437 | 2018-05-24 04:00 | 5 | Mai | 4 | 144 | 0.17401 | 0.17401 | 0.17401 | 0 | 0 | 1.1982 | 0.85001 | 0 | 2.0482
3438 | 2018-05-24 05:00 | 5 | Mai | 5 | 144 | 2.0011 | 2.0011 | 2.0011 | 0 | 0 | 0.019761 | 1.1747 | 0 | 1.1945
3439 | 2018-05-24 06:00 | 5 | Mai | 6 | 144 | 3.8282 | 2.555 | 3.8282 | 0 | 0 | 0 | 0.55633 | 0 | 0.55633
3440 | 2018-05-24 07:00 | 5 | Mai | 7 | 144 | 6.2209 | 2.7547 | 4.5843 | 0 | 1.6366 | 0 | 0 | 0 | 0
3441 | 2018-05-24 08:00 | 5 | Mai | 8 | 144 | 8.657 | 3.8382 | 5.7795 | 0 | 2.8775 | 0 | 0 | 0 | 0
3442 | 2018-05-24 09:00 | 5 | Mai | 9 | 144 | 10.6581 | 4.3353 | 5.9348 | 0 | 4.7233 | 0 | 0 | 0 | 0
3443 | 2018-05-24 10:00 | 5 | Mai | 10 | 144 | 12.1372 | 4.3806 | 5.8178 | 0 | 6.3194 | 0 | 0 | 0 | 0
3444 | 2018-05-24 11:00 | 5 | Mai | 11 | 144 | 12.8767 | 4.6466 | 6.4085 | 0 | 6.4682 | 0 | 0 | 0 | 0
3445 | 2018-05-24 12:00 | 5 | Mai | 12 | 144 | 13.0508 | 4.561 | 6.6476 | 0 | 6.4031 | 0 | 0 | 0 | 0
3446 | 2018-05-24 13:00 | 5 | Mai | 13 | 144 | 12.4852 | 4.2098 | 6.1227 | 0 | 6.3625 | 0 | 0 | 0 | 0
3447 | 2018-05-24 14:00 | 5 | Mai | 14 | 144 | 11.2236 | 3.9916 | 6.258 | 0 | 4.9656 | 0 | 0 | 0 | 0
3448 | 2018-05-24 15:00 | 5 | Mai | 15 | 144 | 9.4835 | 3.9245 | 6.1645 | 0 | 3.319 | 0 | 0 | 0 | 0
3449 | 2018-05-24 16:00 | 5 | Mai | 16 | 144 | 7.1344 | 4.0541 | 6.5393 | 0 | 0.59515 | 0 | 0 | 0 | 0
3450 | 2018-05-24 17:00 | 5 | Mai | 17 | 144 | 4.6113 | 3.92 | 4.6113 | 0 | 0 | 0 | 1.4312 | 0 | 1.4312
3451 | 2018-05-24 18:00 | 5 | Mai | 18 | 144 | 2.1751 | 2.1751 | 2.1751 | 0 | 0 | 1.5524 | 2.4329 | 0 | 3.9854
3452 | 2018-05-24 19:00 | 5 | Mai | 19 | 144 | 0 | 0 | 0 | 0 | 0 | 3.1734 | 1.0124 | 0 | 4.1858
3453 | 2018-05-24 20:00 | 5 | Mai | 20 | 144 | 0 | 0 | 0 | 0 | 0 | 3.0215 | 0.85001 | 0 | 3.8715
3454 | 2018-05-24 21:00 | 5 | Mai | 21 | 144 | 0 | 0 | 0 | 0 | 0 | 2.8029 | 0.51988 | 0 | 3.3228
3455 | 2018-05-24 22:00 | 5 | Mai | 22 | 144 | 0 | 0 | 0 | 0 | 0 | 2.2588 | 0.51988 | 0 | 2.7787
3456 | 2018-05-24 23:00 | 5 | Mai | 23 | 144 | 0 | 0 | 0 | 0 | 0 | 1.6131 | 0.35753 | 0 | 1.9706
3457 | 2018-05-25 | 5 | Mai | 0 | 145 | 0 | 0 | 0 | 0 | 0 | 1.298 | 0.35753 | 0 | 1.6555
3458 | 2018-05-25 01:00 | 5 | Mai | 1 | 145 | 0 | 0 | 0 | 0 | 0 | 1.2132 | 0.35753 | 0 | 1.5707
3459 | 2018-05-25 02:00 | 5 | Mai | 2 | 145 | 0 | 0 | 0 | 0 | 0 | 1.1645 | 0.51988 | 0 | 1.6844
3460 | 2018-05-25 03:00 | 5 | Mai | 3 | 145 | 0 | 0 | 0 | 0 | 0 | 1.1969 | 0.51988 | 0 | 1.7167
3461 | 2018-05-25 04:00 | 5 | Mai | 4 | 145 | 0.17401 | 0.17401 | 0.17401 | 0 | 0 | 1.1982 | 0.85001 | 0 | 2.0482
3462 | 2018-05-25 05:00 | 5 | Mai | 5 | 145 | 1.9141 | 1.9141 | 1.9141 | 0 | 0 | 0.10677 | 1.1747 | 0 | 1.2815
3463 | 2018-05-25 06:00 | 5 | Mai | 6 | 145 | 3.6977 | 2.555 | 3.6977 | 0 | 0 | 0 | 0.68684 | 0 | 0.68684
3464 | 2018-05-25 07:00 | 5 | Mai | 7 | 145 | 6.0468 | 2.7547 | 4.5843 | 0 | 1.4626 | 0 | 0 | 0 | 0
3465 | 2018-05-25 08:00 | 5 | Mai | 8 | 145 | 8.4395 | 3.8382 | 5.7795 | 0 | 2.66 | 0 | 0 | 0 | 0
3466 | 2018-05-25 09:00 | 5 | Mai | 9 | 145 | 10.0491 | 4.3353 | 5.9348 | 0 | 4.1143 | 0 | 0 | 0 | 0
3467 | 2018-05-25 10:00 | 5 | Mai | 10 | 145 | 10.9191 | 4.3806 | 5.8178 | 0 | 5.1014 | 0 | 0 | 0 | 0
3468 | 2018-05-25 11:00 | 5 | Mai | 11 | 145 | 11.4847 | 4.6466 | 6.4085 | 0 | 5.0762 | 0 | 0 | 0 | 0
3469 | 2018-05-25 12:00 | 5 | Mai | 12 | 145 | 11.7457 | 4.561 | 6.6476 | 0 | 5.0981 | 0 | 0 | 0 | 0
3470 | 2018-05-25 13:00 | 5 | Mai | 13 | 145 | 10.9191 | 4.2098 | 6.3677 | 0 | 4.5514 | 0 | 0 | 0 | 0
3471 | 2018-05-25 14:00 | 5 | Mai | 14 | 145 | 10.2666 | 3.9916 | 6.3073 | 0 | 3.9593 | 0 | 0 | 0 | 0
3472 | 2018-05-25 15:00 | 5 | Mai | 15 | 145 | 7.961 | 3.9245 | 6.2103 | 0 | 1.7507 | 0 | 0 | 0 | 0
3473 | 2018-05-25 16:00 | 5 | Mai | 16 | 145 | 5.7423 | 4.0541 | 5.7423 | 0 | 0 | 0 | 0.85234 | 0 | 0.85234
3474 | 2018-05-25 17:00 | 5 | Mai | 17 | 145 | 3.4367 | 3.4367 | 3.4367 | 0 | 0 | 0.48334 | 2.1828 | 0 | 2.6661
3475 | 2018-05-25 18:00 | 5 | Mai | 18 | 145 | 1.4791 | 1.4791 | 1.4791 | 0 | 0 | 2.2485 | 1.663 | 0 | 3.9115
3476 | 2018-05-25 19:00 | 5 | Mai | 19 | 145 | 0 | 0 | 0 | 0 | 0 | 3.1734 | 1.0124 | 0 | 4.1858
3477 | 2018-05-25 20:00 | 5 | Mai | 20 | 145 | 0 | 0 | 0 | 0 | 0 | 3.0215 | 0.85001 | 0 | 3.8715
3478 | 2018-05-25 21:00 | 5 | Mai | 21 | 145 | 0 | 0 | 0 | 0 | 0 | 2.8029 | 0.51988 | 0 | 3.3228
3479 | 2018-05-25 22:00 | 5 | Mai | 22 | 145 | 0 | 0 | 0 | 0 | 0 | 2.2588 | 0.51988 | 0 | 2.7787
3480 | 2018-05-25 23:00 | 5 | Mai | 23 | 145 | 0 | 0 | 0 | 0 | 0 | 1.6131 | 0.35753 | 0 | 1.9706
3481 | 2018-05-26 | 5 | Mai | 0 | 146 | 0 | 0 | 0 | 0 | 0 | 1.298 | 0.35753 | 0 | 1.6555
3482 | 2018-05-26 01:00 | 5 | Mai | 1 | 146 | 0 | 0 | 0 | 0 | 0 | 1.2132 | 0.35753 | 0 | 1.5707
3483 | 2018-05-26 02:00 | 5 | Mai | 2 | 146 | 0 | 0 | 0 | 0 | 0 | 1.1645 | 0.35753 | 0 | 1.5221
3484 | 2018-05-26 03:00 | 5 | Mai | 3 | 146 | 0 | 0 | 0 | 0 | 0 | 1.1969 | 0.35753 | 0 | 1.5544
3485 | 2018-05-26 04:00 | 5 | Mai | 4 | 146 | 0.26102 | 0.26102 | 0.26102 | 0 | 0 | 1.1112 | 0.35753 | 0 | 1.4687
3486 | 2018-05-26 05:00 | 5 | Mai | 5 | 146 | 2.0881 | 2.0209 | 2.0881 | 0 | 0 | 0 | 0.45264 | 0 | 0.45264
3487 | 2018-05-26 06:00 | 5 | Mai | 6 | 146 | 4.8723 | 2.555 | 3.405 | 0 | 1.4673 | 0 | 0 | 0 | 0
3488 | 2018-05-26 07:00 | 5 | Mai | 7 | 146 | 7.961 | 2.7547 | 3.9294 | 0 | 4.0315 | 0 | 0 | 0 | 0
3489 | 2018-05-26 08:00 | 5 | Mai | 8 | 146 | 7.8305 | 2.7958 | 3.9705 | 0 | 3.8599 | 0 | 0 | 0 | 0
3490 | 2018-05-26 09:00 | 5 | Mai | 9 | 146 | 8.744 | 2.7148 | 3.7272 | 0 | 5.0168 | 0 | 0 | 0 | 0
3491 | 2018-05-26 10:00 | 5 | Mai | 10 | 146 | 4.7418 | 2.7601 | 3.4478 | 0 | 1.294 | 0 | 0 | 0 | 0
3492 | 2018-05-26 11:00 | 5 | Mai | 11 | 146 | 5.4813 | 3.0262 | 4.0385 | 0 | 1.4428 | 0 | 0 | 0 | 0
3493 | 2018-05-26 12:00 | 5 | Mai | 12 | 146 | 8.309 | 2.9406 | 4.1153 | 0 | 4.1937 | 0 | 0 | 0 | 0
3494 | 2018-05-26 13:00 | 5 | Mai | 13 | 146 | 6.0468 | 2.5894 | 3.7641 | 0 | 2.2827 | 0 | 0 | 0 | 0
3495 | 2018-05-26 14:00 | 5 | Mai | 14 | 146 | 3.0017 | 2.3712 | 3.0017 | 0 | 0 | 0 | 0.38191 | 0 | 0.38191
3496 | 2018-05-26 15:00 | 5 | Mai | 15 | 146 | 3.6977 | 2.3041 | 3.3165 | 0 | 0.38126 | 0 | 0 | 0 | 0
3497 | 2018-05-26 16:00 | 5 | Mai | 16 | 146 | 3.7412 | 2.4337 | 3.7412 | 0 | 0 | 0 | 0.35972 | 0 | 0.35972
3498 | 2018-05-26 17:00 | 5 | Mai | 17 | 146 | 2.9147 | 2.7639 | 2.9147 | 0 | 0 | 0 | 1.1863 | 0 | 1.1863
3499 | 2018-05-26 18:00 | 5 | Mai | 18 | 146 | 1.9141 | 1.9141 | 1.9141 | 0 | 0 | 1.2354 | 0.85001 | 0 | 2.0854
3500 | 2018-05-26 19:00 | 5 | Mai | 19 | 146 | 0.17401 | 0.17401 | 0.17401 | 0 | 0 | 2.9994 | 0.85001 | 0 | 3.8494
3501 | 2018-05-26 20:00 | 5 | Mai | 20 | 146 | 0 | 0 | 0 | 0 | 0 | 3.0215 | 0.51988 | 0 | 3.5414
3502 | 2018-05-26 21:00 | 5 | Mai | 21 | 146 | 0 | 0 | 0 | 0 | 0 | 2.8029 | 0.51988 | 0 | 3.3228
3503 | 2018-05-26 22:00 | 5 | Mai | 22 | 146 | 0 | 0 | 0 | 0 | 0 | 2.2588 | 0.51988 | 0 | 2.7787
3504 | 2018-05-26 23:00 | 5 | Mai | 23 | 146 | 0 | 0 | 0 | 0 | 0 | 1.6131 | 0.35753 | 0 | 1.9706
3505 | 2018-05-27 | 5 | Mai | 0 | 147 | 0 | 0 | 0 | 0 | 0 | 1.4574 | 0.35753 | 0 | 1.8149
3506 | 2018-05-27 01:00 | 5 | Mai | 1 | 147 | 0 | 0 | 0 | 0 | 0 | 1.256 | 0.35753 | 0 | 1.6135
3507 | 2018-05-27 02:00 | 5 | Mai | 2 | 147 | 0 | 0 | 0 | 0 | 0 | 1.2174 | 0.35753 | 0 | 1.5749
3508 | 2018-05-27 03:00 | 5 | Mai | 3 | 147 | 0 | 0 | 0 | 0 | 0 | 1.2254 | 0.35753 | 0 | 1.5829
3509 | 2018-05-27 04:00 | 5 | Mai | 4 | 147 | 0.17401 | 0.17401 | 0.17401 | 0 | 0 | 1.0707 | 0.35753 | 0 | 1.4282
3510 | 2018-05-27 05:00 | 5 | Mai | 5 | 147 | 2.0881 | 1.4469 | 1.8044 | 0 | 0.28368 | 0 | 0 | 0 | 0
3511 | 2018-05-27 06:00 | 5 | Mai | 6 | 147 | 3.9152 | 1.9403 | 2.2978 | 0 | 1.6174 | 0 | 0 | 0 | 0
3512 | 2018-05-27 07:00 | 5 | Mai | 7 | 147 | 6.3514 | 2.5323 | 3.0522 | 0 | 3.2992 | 0 | 0 | 0 | 0
3513 | 2018-05-27 08:00 | 5 | Mai | 8 | 147 | 8.7875 | 2.9917 | 3.6794 | 0 | 5.1081 | 0 | 0 | 0 | 0
3514 | 2018-05-27 09:00 | 5 | Mai | 9 | 147 | 10.8321 | 3.1445 | 4.3192 | 0 | 6.5129 | 0 | 0 | 0 | 0
3515 | 2018-05-27 10:00 | 5 | Mai | 10 | 147 | 12.2242 | 3.2498 | 4.4245 | 0 | 7.7997 | 0 | 0 | 0 | 0
3516 | 2018-05-27 11:00 | 5 | Mai | 11 | 147 | 13.0943 | 3.4344 | 4.9338 | 0 | 8.1604 | 0 | 0 | 0 | 0
3517 | 2018-05-27 12:00 | 5 | Mai | 12 | 147 | 13.2248 | 3.3312 | 4.8306 | 0 | 8.3941 | 0 | 0 | 0 | 0
3518 | 2018-05-27 13:00 | 5 | Mai | 13 | 147 | 12.7027 | 3.0157 | 4.3527 | 0 | 8.35 | 0 | 0 | 0 | 0
3519 | 2018-05-27 14:00 | 5 | Mai | 14 | 147 | 11.5282 | 2.868 | 3.8803 | 0 | 7.6478 | 0 | 0 | 0 | 0
3520 | 2018-05-27 15:00 | 5 | Mai | 15 | 147 | 9.7011 | 2.8084 | 3.6584 | 0 | 6.0427 | 0 | 0 | 0 | 0
3521 | 2018-05-27 16:00 | 5 | Mai | 16 | 147 | 7.5259 | 2.8776 | 3.89 | 0 | 3.6359 | 0 | 0 | 0 | 0
3522 | 2018-05-27 17:00 | 5 | Mai | 17 | 147 | 5.0028 | 3.1722 | 4.3469 | 0 | 0.6559 | 0 | 0 | 0 | 0
3523 | 2018-05-27 18:00 | 5 | Mai | 18 | 147 | 2.3926 | 2.3926 | 2.3926 | 0 | 0 | 1.0124 | 1.1747 | 0 | 2.1871
3524 | 2018-05-27 19:00 | 5 | Mai | 19 | 147 | 0.087005 | 0.087005 | 0.087005 | 0 | 0 | 3.1926 | 0.85001 | 0 | 4.0426
3525 | 2018-05-27 20:00 | 5 | Mai | 20 | 147 | 0 | 0 | 0 | 0 | 0 | 2.9594 | 0.85001 | 0 | 3.8095
3526 | 2018-05-27 21:00 | 5 | Mai | 21 | 147 | 0 | 0 | 0 | 0 | 0 | 2.8718 | 0.51988 | 0 | 3.3916
3527 | 2018-05-27 22:00 | 5 | Mai | 22 | 147 | 0 | 0 | 0 | 0 | 0 | 2.4698 | 0.51988 | 0 | 2.9897
3528 | 2018-05-27 23:00 | 5 | Mai | 23 | 147 | 0 | 0 | 0 | 0 | 0 | 1.7708 | 0.35753 | 0 | 2.1283
3529 | 2018-05-28 | 5 | Mai | 0 | 148 | 0 | 0 | 0 | 0 | 0 | 1.8816 | 0.35753 | 0 | 2.2391
3530 | 2018-05-28 01:00 | 5 | Mai | 1 | 148 | 0 | 0 | 0 | 0 | 0 | 1.4964 | 0.35753 | 0 | 1.8539
3531 | 2018-05-28 02:00 | 5 | Mai | 2 | 148 | 0 | 0 | 0 | 0 | 0 | 1.2921 | 0.51988 | 0 | 1.812
3532 | 2018-05-28 03:00 | 5 | Mai | 3 | 148 | 0 | 0 | 0 | 0 | 0 | 1.2271 | 0.51988 | 0 | 1.7469
3533 | 2018-05-28 04:00 | 5 | Mai | 4 | 148 | 0.087005 | 0.087005 | 0.087005 | 0 | 0 | 1.1296 | 0.85001 | 0 | 1.9796
3534 | 2018-05-28 05:00 | 5 | Mai | 5 | 148 | 1.5226 | 1.1964 | 1.5226 | 0 | 0 | 0 | 0.84857 | 0 | 0.84857
3535 | 2018-05-28 06:00 | 5 | Mai | 6 | 148 | 3.3497 | 1.2392 | 3.0688 | 0 | 0.2809 | 0 | 0 | 0 | 0
3536 | 2018-05-28 07:00 | 5 | Mai | 7 | 148 | 4.9593 | 1.5443 | 3.3738 | 0 | 1.5855 | 0 | 0 | 0 | 0
3537 | 2018-05-28 08:00 | 5 | Mai | 8 | 148 | 6.4384 | 3.3074 | 5.2487 | 0 | 1.1897 | 0 | 0 | 0 | 0
3538 | 2018-05-28 09:00 | 5 | Mai | 9 | 148 | 9.1355 | 4.6877 | 6.2873 | 0 | 2.8483 | 0 | 0 | 0 | 0
3539 | 2018-05-28 10:00 | 5 | Mai | 10 | 148 | 10.9191 | 5.1299 | 6.5671 | 0 | 4.352 | 0 | 0 | 0 | 0
3540 | 2018-05-28 11:00 | 5 | Mai | 11 | 148 | 11.3542 | 5.4509 | 7.2128 | 0 | 4.1414 | 0 | 0 | 0 | 0
3541 | 2018-05-28 12:00 | 5 | Mai | 12 | 148 | 11.9197 | 5.5134 | 7.6 | 0 | 4.3197 | 0 | 0 | 0 | 0
3542 | 2018-05-28 13:00 | 5 | Mai | 13 | 148 | 10.7886 | 4.9415 | 6.5411 | 0 | 4.2475 | 0 | 0 | 0 | 0
3543 | 2018-05-28 14:00 | 5 | Mai | 14 | 148 | 8.744 | 4.4162 | 5.6857 | 0 | 3.0583 | 0 | 0 | 0 | 0
3544 | 2018-05-28 15:00 | 5 | Mai | 15 | 148 | 7.2649 | 4.0856 | 5.3551 | 0 | 1.9099 | 0 | 0 | 0 | 0
3545 | 2018-05-28 16:00 | 5 | Mai | 16 | 148 | 5.4378 | 3.8171 | 5.4167 | 0 | 0.021152 | 0 | 0 | 0 | 0
3546 | 2018-05-28 17:00 | 5 | Mai | 17 | 148 | 3.3497 | 3.3497 | 3.3497 | 0 | 0 | 0.022815 | 1.4654 | 0 | 1.4882
3547 | 2018-05-28 18:00 | 5 | Mai | 18 | 148 | 1.4791 | 1.4791 | 1.4791 | 0 | 0 | 1.6023 | 1.3201 | 0 | 2.9224
3548 | 2018-05-28 19:00 | 5 | Mai | 19 | 148 | 0 | 0 | 0 | 0 | 0 | 2.9292 | 1.0124 | 0 | 3.9416
3549 | 2018-05-28 20:00 | 5 | Mai | 20 | 148 | 0 | 0 | 0 | 0 | 0 | 3.0534 | 0.85001 | 0 | 3.9034
3550 | 2018-05-28 21:00 | 5 | Mai | 21 | 148 | 0 | 0 | 0 | 0 | 0 | 2.9036 | 0.51988 | 0 | 3.4235
3551 | 2018-05-28 22:00 | 5 | Mai | 22 | 148 | 0 | 0 | 0 | 0 | 0 | 2.7308 | 0.51988 | 0 | 3.2507
3552 | 2018-05-28 23:00 | 5 | Mai | 23 | 148 | 0 | 0 | 0 | 0 | 0 | 1.6131 | 0.35753 | 0 | 1.9706
3553 | 2018-05-29 | 5 | Mai | 0 | 149 | 0 | 0 | 0 | 0 | 0 | 1.298 | 0.35753 | 0 | 1.6555
3554 | 2018-05-29 01:00 | 5 | Mai | 1 | 149 | 0 | 0 | 0 | 0 | 0 | 1.2132 | 0.35753 | 0 | 1.5707
3555 | 2018-05-29 02:00 | 5 | Mai | 2 | 149 | 0 | 0 | 0 | 0 | 0 | 1.1645 | 0.51988 | 0 | 1.6844
3556 | 2018-05-29 03:00 | 5 | Mai | 3 | 149 | 0 | 0 | 0 | 0 | 0 | 1.1969 | 0.51988 | 0 | 1.7167
3557 | 2018-05-29 04:00 | 5 | Mai | 4 | 149 | 0 | 0 | 0 | 0 | 0 | 1.3722 | 0.85001 | 0 | 2.2222
3558 | 2018-05-29 05:00 | 5 | Mai | 5 | 149 | 0.43503 | 0.43503 | 0.43503 | 0 | 0 | 1.5859 | 1.1747 | 0 | 2.7606
3559 | 2018-05-29 06:00 | 5 | Mai | 6 | 149 | 0.78305 | 0.78305 | 0.78305 | 0 | 0 | 1.7719 | 1.8296 | 0 | 3.6015
3560 | 2018-05-29 07:00 | 5 | Mai | 7 | 149 | 1.4791 | 1.4791 | 1.4791 | 0 | 0 | 1.2756 | 1.8296 | 0 | 3.1052
3561 | 2018-05-29 08:00 | 5 | Mai | 8 | 149 | 1.7401 | 1.7401 | 1.7401 | 0 | 0 | 2.0981 | 1.9413 | 0 | 4.0394
3562 | 2018-05-29 09:00 | 5 | Mai | 9 | 149 | 1.9141 | 1.9141 | 1.9141 | 0 | 0 | 2.4211 | 1.5996 | 0 | 4.0207
3563 | 2018-05-29 10:00 | 5 | Mai | 10 | 149 | 2.8712 | 2.8712 | 2.8712 | 0 | 0 | 1.5094 | 1.4372 | 0 | 2.9466
3564 | 2018-05-29 11:00 | 5 | Mai | 11 | 149 | 3.4802 | 3.4802 | 3.4802 | 0 | 0 | 1.1664 | 1.7619 | 0 | 2.9283
3565 | 2018-05-29 12:00 | 5 | Mai | 12 | 149 | 3.3932 | 3.3932 | 3.3932 | 0 | 0 | 1.1678 | 2.0866 | 0 | 3.2544
3566 | 2018-05-29 13:00 | 5 | Mai | 13 | 149 | 3.3062 | 3.3062 | 3.3062 | 0 | 0 | 0.90361 | 1.5996 | 0 | 2.5032
3567 | 2018-05-29 14:00 | 5 | Mai | 14 | 149 | 2.2621 | 2.2621 | 2.2621 | 0 | 0 | 1.7295 | 1.2694 | 0 | 2.9989
3568 | 2018-05-29 15:00 | 5 | Mai | 15 | 149 | 2.0881 | 2.0881 | 2.0881 | 0 | 0 | 1.8364 | 1.2694 | 0 | 3.1058
3569 | 2018-05-29 16:00 | 5 | Mai | 16 | 149 | 1.0441 | 1.0441 | 1.0441 | 0 | 0 | 3.0101 | 1.5996 | 0 | 4.6097
3570 | 2018-05-29 17:00 | 5 | Mai | 17 | 149 | 0.69604 | 0.69604 | 0.69604 | 0 | 0 | 3.224 | 1.4654 | 0 | 4.6894
3571 | 2018-05-29 18:00 | 5 | Mai | 18 | 149 | 0.26102 | 0.26102 | 0.26102 | 0 | 0 | 3.4665 | 1.3201 | 0 | 4.7866
3572 | 2018-05-29 19:00 | 5 | Mai | 19 | 149 | 0 | 0 | 0 | 0 | 0 | 3.1734 | 1.0124 | 0 | 4.1858
3573 | 2018-05-29 20:00 | 5 | Mai | 20 | 149 | 0 | 0 | 0 | 0 | 0 | 3.0215 | 0.85001 | 0 | 3.8715
3574 | 2018-05-29 21:00 | 5 | Mai | 21 | 149 | 0 | 0 | 0 | 0 | 0 | 2.8029 | 0.51988 | 0 | 3.3228
3575 | 2018-05-29 22:00 | 5 | Mai | 22 | 149 | 0 | 0 | 0 | 0 | 0 | 2.2588 | 0.51988 | 0 | 2.7787
3576 | 2018-05-29 23:00 | 5 | Mai | 23 | 149 | 0 | 0 | 0 | 0 | 0 | 1.6131 | 0.35753 | 0 | 1.9706
3577 | 2018-05-30 | 5 | Mai | 0 | 150 | 0 | 0 | 0 | 0 | 0 | 1.298 | 0.35753 | 0 | 1.6555
3578 | 2018-05-30 01:00 | 5 | Mai | 1 | 150 | 0 | 0 | 0 | 0 | 0 | 1.2132 | 0.35753 | 0 | 1.5707
3579 | 2018-05-30 02:00 | 5 | Mai | 2 | 150 | 0 | 0 | 0 | 0 | 0 | 1.1645 | 0.51988 | 0 | 1.6844
3580 | 2018-05-30 03:00 | 5 | Mai | 3 | 150 | 0 | 0 | 0 | 0 | 0 | 1.1969 | 0.51988 | 0 | 1.7167
3581 | 2018-05-30 04:00 | 5 | Mai | 4 | 150 | 0.087005 | 0.087005 | 0.087005 | 0 | 0 | 1.2852 | 0.85001 | 0 | 2.1352
3582 | 2018-05-30 05:00 | 5 | Mai | 5 | 150 | 0.52203 | 0.52203 | 0.52203 | 0 | 0 | 1.4988 | 1.1747 | 0 | 2.6736
3583 | 2018-05-30 06:00 | 5 | Mai | 6 | 150 | 1.0441 | 1.0441 | 1.0441 | 0 | 0 | 1.5109 | 1.8296 | 0 | 3.3405
3584 | 2018-05-30 07:00 | 5 | Mai | 7 | 150 | 1.6531 | 1.6531 | 1.6531 | 0 | 0 | 1.1016 | 1.8296 | 0 | 2.9312
3585 | 2018-05-30 08:00 | 5 | Mai | 8 | 150 | 2.1751 | 2.1751 | 2.1751 | 0 | 0 | 1.663 | 1.9413 | 0 | 3.6043
3586 | 2018-05-30 09:00 | 5 | Mai | 9 | 150 | 2.2621 | 2.2621 | 2.2621 | 0 | 0 | 2.0731 | 1.5996 | 0 | 3.6727
3587 | 2018-05-30 10:00 | 5 | Mai | 10 | 150 | 2.9582 | 2.9582 | 2.9582 | 0 | 0 | 1.4224 | 1.4372 | 0 | 2.8596
3588 | 2018-05-30 11:00 | 5 | Mai | 11 | 150 | 3.3062 | 3.3062 | 3.3062 | 0 | 0 | 1.3404 | 1.7619 | 0 | 3.1023
3589 | 2018-05-30 12:00 | 5 | Mai | 12 | 150 | 2.8712 | 2.8712 | 2.8712 | 0 | 0 | 1.6898 | 2.0866 | 0 | 3.7765
3590 | 2018-05-30 13:00 | 5 | Mai | 13 | 150 | 2.0881 | 2.0881 | 2.0881 | 0 | 0 | 2.1217 | 1.5996 | 0 | 3.7213
3591 | 2018-05-30 14:00 | 5 | Mai | 14 | 150 | 2.0011 | 2.0011 | 2.0011 | 0 | 0 | 1.9905 | 1.2694 | 0 | 3.26
3592 | 2018-05-30 15:00 | 5 | Mai | 15 | 150 | 2.0881 | 2.0881 | 2.0881 | 0 | 0 | 1.8364 | 1.2694 | 0 | 3.1058
3593 | 2018-05-30 16:00 | 5 | Mai | 16 | 150 | 1.2181 | 1.2181 | 1.2181 | 0 | 0 | 2.8361 | 1.5996 | 0 | 4.4356
3594 | 2018-05-30 17:00 | 5 | Mai | 17 | 150 | 0.69604 | 0.69604 | 0.69604 | 0 | 0 | 3.224 | 1.4654 | 0 | 4.6894
3595 | 2018-05-30 18:00 | 5 | Mai | 18 | 150 | 0.26102 | 0.26102 | 0.26102 | 0 | 0 | 3.4665 | 2.0333 | 0 | 5.4998
3596 | 2018-05-30 19:00 | 5 | Mai | 19 | 150 | 0 | 0 | 0 | 0 | 0 | 3.1734 | 1.0124 | 0 | 4.1858
3597 | 2018-05-30 20:00 | 5 | Mai | 20 | 150 | 0 | 0 | 0 | 0 | 0 | 3.0215 | 0.85001 | 0 | 3.8715
3598 | 2018-05-30 21:00 | 5 | Mai | 21 | 150 | 0 | 0 | 0 | 0 | 0 | 2.8029 | 0.51988 | 0 | 3.3228
3599 | 2018-05-30 22:00 | 5 | Mai | 22 | 150 | 0 | 0 | 0 | 0 | 0 | 2.2588 | 0.51988 | 0 | 2.7787
3600 | 2018-05-30 23:00 | 5 | Mai | 23 | 150 | 0 | 0 | 0 | 0 | 0 | 1.6131 | 0.35753 | 0 | 1.9706
3601 | 2018-05-31 | 5 | Mai | 0 | 151 | 0 | 0 | 0 | 0 | 0 | 1.298 | 0.35753 | 0 | 1.6555
3602 | 2018-05-31 01:00 | 5 | Mai | 1 | 151 | 0 | 0 | 0 | 0 | 0 | 1.2132 | 0.35753 | 0 | 1.5707
3603 | 2018-05-31 02:00 | 5 | Mai | 2 | 151 | 0 | 0 | 0 | 0 | 0 | 1.1645 | 0.51988 | 0 | 1.6844
3604 | 2018-05-31 03:00 | 5 | Mai | 3 | 151 | 0 | 0 | 0 | 0 | 0 | 1.1969 | 0.51988 | 0 | 1.7167
3605 | 2018-05-31 04:00 | 5 | Mai | 4 | 151 | 0 | 0 | 0 | 0 | 0 | 1.3722 | 0.85001 | 0 | 2.2222
3606 | 2018-05-31 05:00 | 5 | Mai | 5 | 151 | 0.43503 | 0.43503 | 0.43503 | 0 | 0 | 1.5859 | 1.1747 | 0 | 2.7606
3607 | 2018-05-31 06:00 | 5 | Mai | 6 | 151 | 1.0441 | 1.0441 | 1.0441 | 0 | 0 | 1.5109 | 1.8296 | 0 | 3.3405
3608 | 2018-05-31 07:00 | 5 | Mai | 7 | 151 | 1.4791 | 1.4791 | 1.4791 | 0 | 0 | 1.2756 | 1.8296 | 0 | 3.1052
3609 | 2018-05-31 08:00 | 5 | Mai | 8 | 151 | 1.6531 | 1.6531 | 1.6531 | 0 | 0 | 2.1851 | 1.9413 | 0 | 4.1264
3610 | 2018-05-31 09:00 | 5 | Mai | 9 | 151 | 2.6102 | 2.6102 | 2.6102 | 0 | 0 | 1.7251 | 1.5996 | 0 | 3.3247
3611 | 2018-05-31 10:00 | 5 | Mai | 10 | 151 | 2.6972 | 2.6972 | 2.6972 | 0 | 0 | 1.6834 | 1.4372 | 0 | 3.1206
3612 | 2018-05-31 11:00 | 5 | Mai | 11 | 151 | 2.6102 | 2.6102 | 2.6102 | 0 | 0 | 2.0364 | 1.7619 | 0 | 3.7983
3613 | 2018-05-31 12:00 | 5 | Mai | 12 | 151 | 3.1322 | 3.1322 | 3.1322 | 0 | 0 | 1.4288 | 2.8947 | 0 | 4.3235
3614 | 2018-05-31 13:00 | 5 | Mai | 13 | 151 | 2.7842 | 2.7842 | 2.7842 | 0 | 0 | 1.4256 | 2.5265 | 0 | 3.9521
3615 | 2018-05-31 14:00 | 5 | Mai | 14 | 151 | 3.0452 | 3.0452 | 3.0452 | 0 | 0 | 0.94646 | 2.1871 | 0 | 3.1335
3616 | 2018-05-31 15:00 | 5 | Mai | 15 | 151 | 2.2621 | 2.2621 | 2.2621 | 0 | 0 | 1.6624 | 2.2127 | 0 | 3.8751
3617 | 2018-05-31 16:00 | 5 | Mai | 16 | 151 | 1.4791 | 1.4791 | 1.4791 | 0 | 0 | 2.5751 | 2.4691 | 0 | 5.0442
3618 | 2018-05-31 17:00 | 5 | Mai | 17 | 151 | 1.1311 | 1.1311 | 1.1311 | 0 | 0 | 2.789 | 2.1304 | 0 | 4.9194
3619 | 2018-05-31 18:00 | 5 | Mai | 18 | 151 | 0.34802 | 0.34802 | 0.34802 | 0 | 0 | 3.3795 | 1.5472 | 0 | 4.9267
3620 | 2018-05-31 19:00 | 5 | Mai | 19 | 151 | 0 | 0 | 0 | 0 | 0 | 3.1734 | 1.0124 | 0 | 4.1858
3621 | 2018-05-31 20:00 | 5 | Mai | 20 | 151 | 0 | 0 | 0 | 0 | 0 | 3.0215 | 0.85001 | 0 | 3.8715
3622 | 2018-05-31 21:00 | 5 | Mai | 21 | 151 | 0 | 0 | 0 | 0 | 0 | 2.8029 | 0.51988 | 0 | 3.3228
3623 | 2018-05-31 22:00 | 5 | Mai | 22 | 151 | 0 | 0 | 0 | 0 | 0 | 2.2588 | 0.51988 | 0 | 2.7787
3624 | 2018-05-31 23:00 | 5 | Mai | 23 | 151 | 0 | 0 | 0 | 0 | 0 | 1.6131 | 0.35753 | 0 | 1.9706
3625 | 2018-06-01 | 6 | Juni | 0 | 152 | 0 | 0 | 0 | 0 | 0 | 1.298 | 0.35753 | 0 | 1.6555
3626 | 2018-06-01 01:00 | 6 | Juni | 1 | 152 | 0 | 0 | 0 | 0 | 0 | 1.2132 | 0.35753 | 0 | 1.5707
3627 | 2018-06-01 02:00 | 6 | Juni | 2 | 152 | 0 | 0 | 0 | 0 | 0 | 1.1645 | 0.51988 | 0 | 1.6844
3628 | 2018-06-01 03:00 | 6 | Juni | 3 | 152 | 0 | 0 | 0 | 0 | 0 | 1.1969 | 0.51988 | 0 | 1.7167
3629 | 2018-06-01 04:00 | 6 | Juni | 4 | 152 | 0.17401 | 0.17401 | 0.17401 | 0 | 0 | 1.1982 | 0.85001 | 0 | 2.0482
3630 | 2018-06-01 05:00 | 6 | Juni | 5 | 152 | 1.6966 | 1.6966 | 1.6966 | 0 | 0 | 0.32428 | 1.1747 | 0 | 1.499
3631 | 2018-06-01 06:00 | 6 | Juni | 6 | 152 | 3.4802 | 2.555 | 3.4802 | 0 | 0 | 0 | 0.90435 | 0 | 0.90435
3632 | 2018-06-01 07:00 | 6 | Juni | 7 | 152 | 5.5683 | 2.7547 | 4.5843 | 0 | 0.98406 | 0 | 0 | 0 | 0
3633 | 2018-06-01 08:00 | 6 | Juni | 8 | 152 | 8.0915 | 3.8382 | 5.7795 | 0 | 2.312 | 0 | 0 | 0 | 0
3634 | 2018-06-01 09:00 | 6 | Juni | 9 | 152 | 9.527 | 4.3353 | 5.9348 | 0 | 3.5922 | 0 | 0 | 0 | 0
3635 | 2018-06-01 10:00 | 6 | Juni | 10 | 152 | 10.7451 | 4.3806 | 5.8178 | 0 | 4.9273 | 0 | 0 | 0 | 0
3636 | 2018-06-01 11:00 | 6 | Juni | 11 | 152 | 11.5282 | 4.6466 | 6.4085 | 0 | 5.1197 | 0 | 0 | 0 | 0
3637 | 2018-06-01 12:00 | 6 | Juni | 12 | 152 | 12.3112 | 4.561 | 7.2789 | 0 | 5.0323 | 0 | 0 | 0 | 0
3638 | 2018-06-01 13:00 | 6 | Juni | 13 | 152 | 11.0496 | 4.2098 | 6.9195 | 0 | 4.1301 | 0 | 0 | 0 | 0
3639 | 2018-06-01 14:00 | 6 | Juni | 14 | 152 | 10.0926 | 3.9916 | 6.3865 | 0 | 3.706 | 0 | 0 | 0 | 0
3640 | 2018-06-01 15:00 | 6 | Juni | 15 | 152 | 7.6999 | 3.9245 | 6.2976 | 0 | 1.4024 | 0 | 0 | 0 | 0
3641 | 2018-06-01 16:00 | 6 | Juni | 16 | 152 | 5.6988 | 4.0541 | 5.6988 | 0 | 0 | 0 | 0.97525 | 0 | 0.97525
3642 | 2018-06-01 17:00 | 6 | Juni | 17 | 152 | 3.3497 | 3.3497 | 3.3497 | 0 | 0 | 0.57035 | 2.5909 | 0 | 3.1613
3643 | 2018-06-01 18:00 | 6 | Juni | 18 | 152 | 1.7401 | 1.7401 | 1.7401 | 0 | 0 | 1.9875 | 2.4456 | 0 | 4.433
3644 | 2018-06-01 19:00 | 6 | Juni | 19 | 152 | 0.087005 | 0.087005 | 0.087005 | 0 | 0 | 3.0864 | 1.3859 | 0 | 4.4724
3645 | 2018-06-01 20:00 | 6 | Juni | 20 | 152 | 0 | 0 | 0 | 0 | 0 | 3.0215 | 0.85001 | 0 | 3.8715
3646 | 2018-06-01 21:00 | 6 | Juni | 21 | 152 | 0 | 0 | 0 | 0 | 0 | 2.8029 | 0.51988 | 0 | 3.3228
3647 | 2018-06-01 22:00 | 6 | Juni | 22 | 152 | 0 | 0 | 0 | 0 | 0 | 2.2588 | 0.51988 | 0 | 2.7787
3648 | 2018-06-01 23:00 | 6 | Juni | 23 | 152 | 0 | 0 | 0 | 0 | 0 | 1.6131 | 0.35753 | 0 | 1.9706
3649 | 2018-06-02 | 6 | Juni | 0 | 153 | 0 | 0 | 0 | 0 | 0 | 1.298 | 0.35753 | 0 | 1.6555
3650 | 2018-06-02 01:00 | 6 | Juni | 1 | 153 | 0 | 0 | 0 | 0 | 0 | 1.2132 | 0.35753 | 0 | 1.5707
3651 | 2018-06-02 02:00 | 6 | Juni | 2 | 153 | 0 | 0 | 0 | 0 | 0 | 1.1645 | 0.35753 | 0 | 1.5221
3652 | 2018-06-02 03:00 | 6 | Juni | 3 | 153 | 0 | 0 | 0 | 0 | 0 | 1.1969 | 0.35753 | 0 | 1.5544
3653 | 2018-06-02 04:00 | 6 | Juni | 4 | 153 | 0.087005 | 0.087005 | 0.087005 | 0 | 0 | 1.2852 | 0.35753 | 0 | 1.6428
3654 | 2018-06-02 05:00 | 6 | Juni | 5 | 153 | 1.0441 | 1.0441 | 1.0441 | 0 | 0 | 0.97682 | 0.51988 | 0 | 1.4967
3655 | 2018-06-02 06:00 | 6 | Juni | 6 | 153 | 2.1316 | 2.1316 | 2.1316 | 0 | 0 | 0.42336 | 0.85001 | 0 | 1.2734
3656 | 2018-06-02 07:00 | 6 | Juni | 7 | 153 | 3.3062 | 2.7547 | 3.3062 | 0 | 0 | 0 | 0.62323 | 0 | 0.62323
3657 | 2018-06-02 08:00 | 6 | Juni | 8 | 153 | 4.3503 | 2.7958 | 3.9705 | 0 | 0.37971 | 0 | 0 | 0 | 0
3658 | 2018-06-02 09:00 | 6 | Juni | 9 | 153 | 5.1768 | 2.7148 | 3.7272 | 0 | 1.4496 | 0 | 0 | 0 | 0
3659 | 2018-06-02 10:00 | 6 | Juni | 10 | 153 | 5.8728 | 2.7601 | 3.4478 | 0 | 2.425 | 0 | 0 | 0 | 0
3660 | 2018-06-02 11:00 | 6 | Juni | 11 | 153 | 5.6553 | 3.0262 | 4.0385 | 0 | 1.6168 | 0 | 0 | 0 | 0
3661 | 2018-06-02 12:00 | 6 | Juni | 12 | 153 | 5.6553 | 2.9406 | 4.1153 | 0 | 1.54 | 0 | 0 | 0 | 0
3662 | 2018-06-02 13:00 | 6 | Juni | 13 | 153 | 5.3508 | 2.5894 | 3.7641 | 0 | 1.5867 | 0 | 0 | 0 | 0
3663 | 2018-06-02 14:00 | 6 | Juni | 14 | 153 | 4.3503 | 2.3712 | 3.3836 | 0 | 0.96667 | 0 | 0 | 0 | 0
3664 | 2018-06-02 15:00 | 6 | Juni | 15 | 153 | 3.2192 | 2.3041 | 3.2192 | 0 | 0 | 0 | 0.097264 | 0 | 0.097264
3665 | 2018-06-02 16:00 | 6 | Juni | 16 | 153 | 2.2621 | 2.2621 | 2.2621 | 0 | 0 | 0.1716 | 1.6672 | 0 | 1.8388
3666 | 2018-06-02 17:00 | 6 | Juni | 17 | 153 | 1.2181 | 1.2181 | 1.2181 | 0 | 0 | 1.5459 | 1.3371 | 0 | 2.8829
3667 | 2018-06-02 18:00 | 6 | Juni | 18 | 153 | 0.52203 | 0.52203 | 0.52203 | 0 | 0 | 2.6275 | 0.85001 | 0 | 3.4775
3668 | 2018-06-02 19:00 | 6 | Juni | 19 | 153 | 0 | 0 | 0 | 0 | 0 | 3.1734 | 0.85001 | 0 | 4.0234
3669 | 2018-06-02 20:00 | 6 | Juni | 20 | 153 | 0 | 0 | 0 | 0 | 0 | 3.0215 | 0.51988 | 0 | 3.5414
3670 | 2018-06-02 21:00 | 6 | Juni | 21 | 153 | 0 | 0 | 0 | 0 | 0 | 2.8029 | 0.51988 | 0 | 3.3228
3671 | 2018-06-02 22:00 | 6 | Juni | 22 | 153 | 0 | 0 | 0 | 0 | 0 | 2.2588 | 0.51988 | 0 | 2.7787
3672 | 2018-06-02 23:00 | 6 | Juni | 23 | 153 | 0 | 0 | 0 | 0 | 0 | 1.6131 | 0.35753 | 0 | 1.9706
3673 | 2018-06-03 | 6 | Juni | 0 | 154 | 0 | 0 | 0 | 0 | 0 | 1.4574 | 0.35753 | 0 | 1.8149
3674 | 2018-06-03 01:00 | 6 | Juni | 1 | 154 | 0 | 0 | 0 | 0 | 0 | 1.256 | 0.35753 | 0 | 1.6135
3675 | 2018-06-03 02:00 | 6 | Juni | 2 | 154 | 0 | 0 | 0 | 0 | 0 | 1.2174 | 0.35753 | 0 | 1.5749
3676 | 2018-06-03 03:00 | 6 | Juni | 3 | 154 | 0 | 0 | 0 | 0 | 0 | 1.2254 | 0.35753 | 0 | 1.5829
3677 | 2018-06-03 04:00 | 6 | Juni | 4 | 154 | 0.34802 | 0.34802 | 0.34802 | 0 | 0 | 0.89666 | 0.35753 | 0 | 1.2542
3678 | 2018-06-03 05:00 | 6 | Juni | 5 | 154 | 2.1751 | 1.4469 | 1.8044 | 0 | 0.37069 | 0 | 0 | 0 | 0
3679 | 2018-06-03 06:00 | 6 | Juni | 6 | 154 | 3.8717 | 1.9403 | 2.2978 | 0 | 1.5739 | 0 | 0 | 0 | 0
3680 | 2018-06-03 07:00 | 6 | Juni | 7 | 154 | 6.1339 | 2.5323 | 3.0522 | 0 | 3.0816 | 0 | 0 | 0 | 0
3681 | 2018-06-03 08:00 | 6 | Juni | 8 | 154 | 8.9615 | 2.9917 | 3.6794 | 0 | 5.2821 | 0 | 0 | 0 | 0
3682 | 2018-06-03 09:00 | 6 | Juni | 9 | 154 | 12.9202 | 3.1445 | 4.3192 | 0 | 8.6011 | 0 | 0 | 0 | 0
3683 | 2018-06-03 10:00 | 6 | Juni | 10 | 154 | 14.3993 | 3.2498 | 4.4245 | 0 | 9.9748 | 0 | 0 | 0 | 0
3684 | 2018-06-03 11:00 | 6 | Juni | 11 | 154 | 7.9175 | 3.4344 | 4.9338 | 0 | 2.9836 | 0 | 0 | 0 | 0
3685 | 2018-06-03 12:00 | 6 | Juni | 12 | 154 | 4.6983 | 3.3312 | 4.6983 | 0 | 0 | 0 | 0.13234 | 0 | 0.13234
3686 | 2018-06-03 13:00 | 6 | Juni | 13 | 154 | 1.7401 | 1.7401 | 1.7401 | 0 | 0 | 1.2756 | 1.3371 | 0 | 2.6126
3687 | 2018-06-03 14:00 | 6 | Juni | 14 | 154 | 1.9141 | 1.9141 | 1.9141 | 0 | 0 | 0.95387 | 1.0124 | 0 | 1.9662
3688 | 2018-06-03 15:00 | 6 | Juni | 15 | 154 | 0.69604 | 0.69604 | 0.69604 | 0 | 0 | 2.1124 | 0.85001 | 0 | 2.9624
3689 | 2018-06-03 16:00 | 6 | Juni | 16 | 154 | 0.52203 | 0.52203 | 0.52203 | 0 | 0 | 2.3556 | 1.0124 | 0 | 3.368
3690 | 2018-06-03 17:00 | 6 | Juni | 17 | 154 | 0.26102 | 0.26102 | 0.26102 | 0 | 0 | 2.9111 | 1.1747 | 0 | 4.0859
3691 | 2018-06-03 18:00 | 6 | Juni | 18 | 154 | 0.087005 | 0.087005 | 0.087005 | 0 | 0 | 3.318 | 1.1747 | 0 | 4.4927
3692 | 2018-06-03 19:00 | 6 | Juni | 19 | 154 | 0 | 0 | 0 | 0 | 0 | 3.2796 | 0.85001 | 0 | 4.1296
3693 | 2018-06-03 20:00 | 6 | Juni | 20 | 154 | 0 | 0 | 0 | 0 | 0 | 2.9594 | 0.85001 | 0 | 3.8095
3694 | 2018-06-03 21:00 | 6 | Juni | 21 | 154 | 0 | 0 | 0 | 0 | 0 | 2.8718 | 0.51988 | 0 | 3.3916
3695 | 2018-06-03 22:00 | 6 | Juni | 22 | 154 | 0 | 0 | 0 | 0 | 0 | 2.4698 | 0.51988 | 0 | 2.9897
3696 | 2018-06-03 23:00 | 6 | Juni | 23 | 154 | 0 | 0 | 0 | 0 | 0 | 1.7708 | 0.35753 | 0 | 2.1283
3697 | 2018-06-04 | 6 | Juni | 0 | 155 | 0 | 0 | 0 | 0 | 0 | 1.8816 | 0.35753 | 0 | 2.2391
3698 | 2018-06-04 01:00 | 6 | Juni | 1 | 155 | 0 | 0 | 0 | 0 | 0 | 1.4964 | 0.35753 | 0 | 1.8539
3699 | 2018-06-04 02:00 | 6 | Juni | 2 | 155 | 0 | 0 | 0 | 0 | 0 | 1.2921 | 0.51988 | 0 | 1.812
3700 | 2018-06-04 03:00 | 6 | Juni | 3 | 155 | 0 | 0 | 0 | 0 | 0 | 1.2271 | 0.51988 | 0 | 1.7469
3701 | 2018-06-04 04:00 | 6 | Juni | 4 | 155 | 0.26102 | 0.26102 | 0.26102 | 0 | 0 | 0.95556 | 0.85001 | 0 | 1.8056
3702 | 2018-06-04 05:00 | 6 | Juni | 5 | 155 | 1.6096 | 1.1964 | 1.6096 | 0 | 0 | 0 | 0.76157 | 0 | 0.76157
3703 | 2018-06-04 06:00 | 6 | Juni | 6 | 155 | 4.3938 | 1.2392 | 3.0688 | 0 | 1.325 | 0 | 0 | 0 | 0
3704 | 2018-06-04 07:00 | 6 | Juni | 7 | 155 | 7.961 | 1.5443 | 3.3738 | 0 | 4.5871 | 0 | 0 | 0 | 0
3705 | 2018-06-04 08:00 | 6 | Juni | 8 | 155 | 10.7451 | 3.3074 | 5.2487 | 0 | 5.4964 | 0 | 0 | 0 | 0
3706 | 2018-06-04 09:00 | 6 | Juni | 9 | 155 | 11.7892 | 4.6877 | 6.2873 | 0 | 5.5019 | 0 | 0 | 0 | 0
3707 | 2018-06-04 10:00 | 6 | Juni | 10 | 155 | 11.2671 | 5.1299 | 6.5671 | 0 | 4.7 | 0 | 0 | 0 | 0
3708 | 2018-06-04 11:00 | 6 | Juni | 11 | 155 | 7.7434 | 5.4509 | 7.2128 | 0 | 0.53065 | 0 | 0 | 0 | 0
3709 | 2018-06-04 12:00 | 6 | Juni | 12 | 155 | 9.353 | 5.5134 | 7.6 | 0 | 1.753 | 0 | 0 | 0 | 0
3710 | 2018-06-04 13:00 | 6 | Juni | 13 | 155 | 6.9604 | 4.9415 | 6.9604 | 0 | 0 | 0 | 0.2651 | 0 | 0.2651
3711 | 2018-06-04 14:00 | 6 | Juni | 14 | 155 | 5.3943 | 4.4162 | 5.3943 | 0 | 0 | 0 | 1.4168 | 0 | 1.4168
3712 | 2018-06-04 15:00 | 6 | Juni | 15 | 155 | 2.6972 | 2.6972 | 2.6972 | 0 | 0 | 1.3885 | 2.3949 | 0 | 3.7834
3713 | 2018-06-04 16:00 | 6 | Juni | 16 | 155 | 2.0011 | 2.0011 | 2.0011 | 0 | 0 | 1.816 | 2.725 | 0 | 4.541
3714 | 2018-06-04 17:00 | 6 | Juni | 17 | 155 | 5.1333 | 3.3725 | 5.1333 | 0 | 0 | 0 | 0.83012 | 0 | 0.83012
3715 | 2018-06-04 18:00 | 6 | Juni | 18 | 155 | 2.7842 | 2.7842 | 2.7842 | 0 | 0 | 0.29727 | 1.8468 | 0 | 2.1441
3716 | 2018-06-04 19:00 | 6 | Juni | 19 | 155 | 0.34802 | 0.34802 | 0.34802 | 0 | 0 | 2.5812 | 1.0124 | 0 | 3.5936
3717 | 2018-06-04 20:00 | 6 | Juni | 20 | 155 | 0 | 0 | 0 | 0 | 0 | 3.0534 | 0.85001 | 0 | 3.9034
3718 | 2018-06-04 21:00 | 6 | Juni | 21 | 155 | 0 | 0 | 0 | 0 | 0 | 2.9036 | 0.51988 | 0 | 3.4235
3719 | 2018-06-04 22:00 | 6 | Juni | 22 | 155 | 0 | 0 | 0 | 0 | 0 | 2.7308 | 0.51988 | 0 | 3.2507
3720 | 2018-06-04 23:00 | 6 | Juni | 23 | 155 | 0 | 0 | 0 | 0 | 0 | 1.6131 | 0.35753 | 0 | 1.9706
3721 | 2018-06-05 | 6 | Juni | 0 | 156 | 0 | 0 | 0 | 0 | 0 | 1.298 | 0.35753 | 0 | 1.6555
3722 | 2018-06-05 01:00 | 6 | Juni | 1 | 156 | 0 | 0 | 0 | 0 | 0 | 1.2132 | 0.35753 | 0 | 1.5707
3723 | 2018-06-05 02:00 | 6 | Juni | 2 | 156 | 0 | 0 | 0 | 0 | 0 | 1.1645 | 0.51988 | 0 | 1.6844
3724 | 2018-06-05 03:00 | 6 | Juni | 3 | 156 | 0 | 0 | 0 | 0 | 0 | 1.1969 | 0.51988 | 0 | 1.7167
3725 | 2018-06-05 04:00 | 6 | Juni | 4 | 156 | 0.26102 | 0.26102 | 0.26102 | 0 | 0 | 1.1112 | 0.85001 | 0 | 1.9612
3726 | 2018-06-05 05:00 | 6 | Juni | 5 | 156 | 2.4361 | 2.0209 | 2.4361 | 0 | 0 | 0 | 0.75946 | 0 | 0.75946
3727 | 2018-06-05 06:00 | 6 | Juni | 6 | 156 | 4.3938 | 2.555 | 4.3845 | 0 | 0.0092044 | 0 | 0 | 0 | 0
3728 | 2018-06-05 07:00 | 6 | Juni | 7 | 156 | 7.0909 | 2.7547 | 4.5843 | 0 | 2.5066 | 0 | 0 | 0 | 0
3729 | 2018-06-05 08:00 | 6 | Juni | 8 | 156 | 9.6576 | 3.8382 | 5.7795 | 0 | 3.8781 | 0 | 0 | 0 | 0
3730 | 2018-06-05 09:00 | 6 | Juni | 9 | 156 | 11.7892 | 4.3353 | 5.9348 | 0 | 5.8544 | 0 | 0 | 0 | 0
3731 | 2018-06-05 10:00 | 6 | Juni | 10 | 156 | 13.2683 | 4.3806 | 5.8178 | 0 | 7.4505 | 0 | 0 | 0 | 0
3732 | 2018-06-05 11:00 | 6 | Juni | 11 | 156 | 14.0513 | 4.6466 | 7.3313 | 0 | 6.72 | 0 | 0 | 0 | 0
3733 | 2018-06-05 12:00 | 6 | Juni | 12 | 156 | 14.1383 | 4.561 | 7.7335 | 0 | 6.4048 | 0 | 0 | 0 | 0
3734 | 2018-06-05 13:00 | 6 | Juni | 13 | 156 | 13.5293 | 4.2098 | 6.9348 | 0 | 6.5944 | 0 | 0 | 0 | 0
3735 | 2018-06-05 14:00 | 6 | Juni | 14 | 156 | 12.1807 | 3.9916 | 6.3865 | 0 | 5.7942 | 0 | 0 | 0 | 0
3736 | 2018-06-05 15:00 | 6 | Juni | 15 | 156 | 10.2666 | 3.9245 | 6.3194 | 0 | 3.9472 | 0 | 0 | 0 | 0
3737 | 2018-06-05 16:00 | 6 | Juni | 16 | 156 | 7.7434 | 4.0541 | 6.7733 | 0 | 0.97018 | 0 | 0 | 0 | 0
3738 | 2018-06-05 17:00 | 6 | Juni | 17 | 156 | 5.0463 | 3.92 | 5.0463 | 0 | 0 | 0 | 1.1252 | 0 | 1.1252
3739 | 2018-06-05 18:00 | 6 | Juni | 18 | 156 | 2.1751 | 2.1751 | 2.1751 | 0 | 0 | 1.5524 | 2.4456 | 0 | 3.998
3740 | 2018-06-05 19:00 | 6 | Juni | 19 | 156 | 0.087005 | 0.087005 | 0.087005 | 0 | 0 | 3.0864 | 1.0124 | 0 | 4.0988
3741 | 2018-06-05 20:00 | 6 | Juni | 20 | 156 | 0 | 0 | 0 | 0 | 0 | 3.0215 | 0.85001 | 0 | 3.8715
3742 | 2018-06-05 21:00 | 6 | Juni | 21 | 156 | 0 | 0 | 0 | 0 | 0 | 2.8029 | 0.51988 | 0 | 3.3228
3743 | 2018-06-05 22:00 | 6 | Juni | 22 | 156 | 0 | 0 | 0 | 0 | 0 | 2.2588 | 0.51988 | 0 | 2.7787
3744 | 2018-06-05 23:00 | 6 | Juni | 23 | 156 | 0 | 0 | 0 | 0 | 0 | 1.6131 | 0.35753 | 0 | 1.9706
3745 | 2018-06-06 | 6 | Juni | 0 | 157 | 0 | 0 | 0 | 0 | 0 | 1.298 | 0.35753 | 0 | 1.6555
3746 | 2018-06-06 01:00 | 6 | Juni | 1 | 157 | 0 | 0 | 0 | 0 | 0 | 1.2132 | 0.35753 | 0 | 1.5707
3747 | 2018-06-06 02:00 | 6 | Juni | 2 | 157 | 0 | 0 | 0 | 0 | 0 | 1.1645 | 0.51988 | 0 | 1.6844
3748 | 2018-06-06 03:00 | 6 | Juni | 3 | 157 | 0 | 0 | 0 | 0 | 0 | 1.1969 | 0.51988 | 0 | 1.7167
3749 | 2018-06-06 04:00 | 6 | Juni | 4 | 157 | 0.26102 | 0.26102 | 0.26102 | 0 | 0 | 1.1112 | 0.85001 | 0 | 1.9612
3750 | 2018-06-06 05:00 | 6 | Juni | 5 | 157 | 1.8271 | 1.8271 | 1.8271 | 0 | 0 | 0.19377 | 1.1747 | 0 | 1.3685
3751 | 2018-06-06 06:00 | 6 | Juni | 6 | 157 | 3.5672 | 2.555 | 3.5672 | 0 | 0 | 0 | 0.81734 | 0 | 0.81734
3752 | 2018-06-06 07:00 | 6 | Juni | 7 | 157 | 5.4813 | 2.7547 | 4.5843 | 0 | 0.89705 | 0 | 0 | 0 | 0
3753 | 2018-06-06 08:00 | 6 | Juni | 8 | 157 | 7.6129 | 3.8382 | 5.7795 | 0 | 1.8335 | 0 | 0 | 0 | 0
3754 | 2018-06-06 09:00 | 6 | Juni | 9 | 157 | 8.1785 | 4.3353 | 5.9348 | 0 | 2.2436 | 0 | 0 | 0 | 0
3755 | 2018-06-06 10:00 | 6 | Juni | 10 | 157 | 10.5711 | 4.3806 | 5.9344 | 0 | 4.6367 | 0 | 0 | 0 | 0
3756 | 2018-06-06 11:00 | 6 | Juni | 11 | 157 | 11.5282 | 4.6466 | 7.514 | 0 | 4.0142 | 0 | 0 | 0 | 0
3757 | 2018-06-06 12:00 | 6 | Juni | 12 | 157 | 13.3118 | 4.561 | 7.7731 | 0 | 5.5387 | 0 | 0 | 0 | 0
3758 | 2018-06-06 13:00 | 6 | Juni | 13 | 157 | 12.4852 | 4.2098 | 6.9348 | 0 | 5.5504 | 0 | 0 | 0 | 0
3759 | 2018-06-06 14:00 | 6 | Juni | 14 | 157 | 10.0926 | 3.9916 | 6.3865 | 0 | 3.706 | 0 | 0 | 0 | 0
3760 | 2018-06-06 15:00 | 6 | Juni | 15 | 157 | 8.5265 | 3.9245 | 6.3194 | 0 | 2.2071 | 0 | 0 | 0 | 0
3761 | 2018-06-06 16:00 | 6 | Juni | 16 | 157 | 5.0898 | 4.0541 | 5.0898 | 0 | 0 | 0 | 1.6894 | 0 | 1.6894
3762 | 2018-06-06 17:00 | 6 | Juni | 17 | 157 | 3.2627 | 3.2627 | 3.2627 | 0 | 0 | 0.65735 | 2.5909 | 0 | 3.2483
3763 | 2018-06-06 18:00 | 6 | Juni | 18 | 157 | 1.5226 | 1.5226 | 1.5226 | 0 | 0 | 2.205 | 2.4456 | 0 | 4.6505
3764 | 2018-06-06 19:00 | 6 | Juni | 19 | 157 | 0.087005 | 0.087005 | 0.087005 | 0 | 0 | 3.0864 | 1.126 | 0 | 4.2124
3765 | 2018-06-06 20:00 | 6 | Juni | 20 | 157 | 0 | 0 | 0 | 0 | 0 | 3.0215 | 0.85001 | 0 | 3.8715
3766 | 2018-06-06 21:00 | 6 | Juni | 21 | 157 | 0 | 0 | 0 | 0 | 0 | 2.8029 | 0.51988 | 0 | 3.3228
3767 | 2018-06-06 22:00 | 6 | Juni | 22 | 157 | 0 | 0 | 0 | 0 | 0 | 2.2588 | 0.51988 | 0 | 2.7787
3768 | 2018-06-06 23:00 | 6 | Juni | 23 | 157 | 0 | 0 | 0 | 0 | 0 | 1.6131 | 0.35753 | 0 | 1.9706
3769 | 2018-06-07 | 6 | Juni | 0 | 158 | 0 | 0 | 0 | 0 | 0 | 1.298 | 0.35753 | 0 | 1.6555
3770 | 2018-06-07 01:00 | 6 | Juni | 1 | 158 | 0 | 0 | 0 | 0 | 0 | 1.2132 | 0.35753 | 0 | 1.5707
3771 | 2018-06-07 02:00 | 6 | Juni | 2 | 158 | 0 | 0 | 0 | 0 | 0 | 1.1645 | 0.51988 | 0 | 1.6844
3772 | 2018-06-07 03:00 | 6 | Juni | 3 | 158 | 0 | 0 | 0 | 0 | 0 | 1.1969 | 0.51988 | 0 | 1.7167
3773 | 2018-06-07 04:00 | 6 | Juni | 4 | 158 | 0 | 0 | 0 | 0 | 0 | 1.3722 | 0.85001 | 0 | 2.2222
3774 | 2018-06-07 05:00 | 6 | Juni | 5 | 158 | 0.17401 | 0.17401 | 0.17401 | 0 | 0 | 1.8469 | 1.1747 | 0 | 3.0216
3775 | 2018-06-07 06:00 | 6 | Juni | 6 | 158 | 0.34802 | 0.34802 | 0.34802 | 0 | 0 | 2.207 | 1.8296 | 0 | 4.0365
3776 | 2018-06-07 07:00 | 6 | Juni | 7 | 158 | 0.60904 | 0.60904 | 0.60904 | 0 | 0 | 2.1457 | 1.8296 | 0 | 3.9752
3777 | 2018-06-07 08:00 | 6 | Juni | 8 | 158 | 2.3491 | 2.3491 | 2.3491 | 0 | 0 | 1.489 | 1.9413 | 0 | 3.4303
3778 | 2018-06-07 09:00 | 6 | Juni | 9 | 158 | 2.2621 | 2.2621 | 2.2621 | 0 | 0 | 2.0731 | 1.5996 | 0 | 3.6727
3779 | 2018-06-07 10:00 | 6 | Juni | 10 | 158 | 2.2621 | 2.2621 | 2.2621 | 0 | 0 | 2.1184 | 1.4372 | 0 | 3.5556
3780 | 2018-06-07 11:00 | 6 | Juni | 11 | 158 | 1.7401 | 1.7401 | 1.7401 | 0 | 0 | 2.9065 | 2.4574 | 0 | 5.3638
3781 | 2018-06-07 12:00 | 6 | Juni | 12 | 158 | 4.3503 | 4.3503 | 4.3503 | 0 | 0 | 0.21073 | 3.1414 | 0 | 3.3522
3782 | 2018-06-07 13:00 | 6 | Juni | 13 | 158 | 13.3553 | 4.2098 | 6.9159 | 0 | 6.4394 | 0 | 0 | 0 | 0
3783 | 2018-06-07 14:00 | 6 | Juni | 14 | 158 | 13.9208 | 3.9916 | 6.3804 | 0 | 7.5404 | 0 | 0 | 0 | 0
3784 | 2018-06-07 15:00 | 6 | Juni | 15 | 158 | 7.6129 | 3.9245 | 6.283 | 0 | 1.3299 | 0 | 0 | 0 | 0
3785 | 2018-06-07 16:00 | 6 | Juni | 16 | 158 | 7.3954 | 4.0541 | 6.6646 | 0 | 0.73086 | 0 | 0 | 0 | 0
3786 | 2018-06-07 17:00 | 6 | Juni | 17 | 158 | 4.9593 | 3.92 | 4.9593 | 0 | 0 | 0 | 1.1675 | 0 | 1.1675
3787 | 2018-06-07 18:00 | 6 | Juni | 18 | 158 | 1.0006 | 1.0006 | 1.0006 | 0 | 0 | 2.727 | 1.6624 | 0 | 4.3894
3788 | 2018-06-07 19:00 | 6 | Juni | 19 | 158 | 0.087005 | 0.087005 | 0.087005 | 0 | 0 | 3.0864 | 1.0124 | 0 | 4.0988
3789 | 2018-06-07 20:00 | 6 | Juni | 20 | 158 | 0 | 0 | 0 | 0 | 0 | 3.0215 | 0.85001 | 0 | 3.8715
3790 | 2018-06-07 21:00 | 6 | Juni | 21 | 158 | 0 | 0 | 0 | 0 | 0 | 2.8029 | 0.51988 | 0 | 3.3228
3791 | 2018-06-07 22:00 | 6 | Juni | 22 | 158 | 0 | 0 | 0 | 0 | 0 | 2.2588 | 0.51988 | 0 | 2.7787
3792 | 2018-06-07 23:00 | 6 | Juni | 23 | 158 | 0 | 0 | 0 | 0 | 0 | 1.6131 | 0.35753 | 0 | 1.9706
3793 | 2018-06-08 | 6 | Juni | 0 | 159 | 0 | 0 | 0 | 0 | 0 | 1.298 | 0.35753 | 0 | 1.6555
3794 | 2018-06-08 01:00 | 6 | Juni | 1 | 159 | 0 | 0 | 0 | 0 | 0 | 1.2132 | 0.35753 | 0 | 1.5707
3795 | 2018-06-08 02:00 | 6 | Juni | 2 | 159 | 0 | 0 | 0 | 0 | 0 | 1.1645 | 0.51988 | 0 | 1.6844
3796 | 2018-06-08 03:00 | 6 | Juni | 3 | 159 | 0 | 0 | 0 | 0 | 0 | 1.1969 | 0.51988 | 0 | 1.7167
3797 | 2018-06-08 04:00 | 6 | Juni | 4 | 159 | 0 | 0 | 0 | 0 | 0 | 1.3722 | 0.85001 | 0 | 2.2222
3798 | 2018-06-08 05:00 | 6 | Juni | 5 | 159 | 1.2181 | 1.2181 | 1.2181 | 0 | 0 | 0.80281 | 1.1747 | 0 | 1.9775
3799 | 2018-06-08 06:00 | 6 | Juni | 6 | 159 | 1.9141 | 1.9141 | 1.9141 | 0 | 0 | 0.64087 | 1.8296 | 0 | 2.4704
3800 | 2018-06-08 07:00 | 6 | Juni | 7 | 159 | 2.6972 | 2.6972 | 2.6972 | 0 | 0 | 0.057538 | 1.8296 | 0 | 1.8871
3801 | 2018-06-08 08:00 | 6 | Juni | 8 | 159 | 4.8288 | 3.8382 | 4.8288 | 0 | 0 | 0 | 0.95068 | 0 | 0.95068
3802 | 2018-06-08 09:00 | 6 | Juni | 9 | 159 | 7.1344 | 4.3353 | 5.9348 | 0 | 1.1996 | 0 | 0 | 0 | 0
3803 | 2018-06-08 10:00 | 6 | Juni | 10 | 159 | 8.4395 | 4.3806 | 5.8178 | 0 | 2.6217 | 0 | 0 | 0 | 0
3804 | 2018-06-08 11:00 | 6 | Juni | 11 | 159 | 11.0931 | 4.6466 | 7.4786 | 0 | 3.6146 | 0 | 0 | 0 | 0
3805 | 2018-06-08 12:00 | 6 | Juni | 12 | 159 | 10.9191 | 4.561 | 7.7731 | 0 | 3.146 | 0 | 0 | 0 | 0
3806 | 2018-06-08 13:00 | 6 | Juni | 13 | 159 | 9.3095 | 4.2098 | 6.9348 | 0 | 2.3747 | 0 | 0 | 0 | 0
3807 | 2018-06-08 14:00 | 6 | Juni | 14 | 159 | 8.657 | 3.9916 | 6.3865 | 0 | 2.2705 | 0 | 0 | 0 | 0
3808 | 2018-06-08 15:00 | 6 | Juni | 15 | 159 | 7.5259 | 3.9245 | 6.3194 | 0 | 1.2065 | 0 | 0 | 0 | 0
3809 | 2018-06-08 16:00 | 6 | Juni | 16 | 159 | 7.0474 | 4.0541 | 6.7792 | 0 | 0.26822 | 0 | 0 | 0 | 0
3810 | 2018-06-08 17:00 | 6 | Juni | 17 | 159 | 5.5683 | 3.92 | 5.5683 | 0 | 0 | 0 | 0.94263 | 0 | 0.94263
3811 | 2018-06-08 18:00 | 6 | Juni | 18 | 159 | 2.7842 | 2.7842 | 2.7842 | 0 | 0 | 0.9434 | 2.0687 | 0 | 3.0121
3812 | 2018-06-08 19:00 | 6 | Juni | 19 | 159 | 0.43503 | 0.43503 | 0.43503 | 0 | 0 | 2.7384 | 1.0124 | 0 | 3.7508
3813 | 2018-06-08 20:00 | 6 | Juni | 20 | 159 | 0 | 0 | 0 | 0 | 0 | 3.0215 | 0.85001 | 0 | 3.8715
3814 | 2018-06-08 21:00 | 6 | Juni | 21 | 159 | 0 | 0 | 0 | 0 | 0 | 2.8029 | 0.51988 | 0 | 3.3228
3815 | 2018-06-08 22:00 | 6 | Juni | 22 | 159 | 0 | 0 | 0 | 0 | 0 | 2.2588 | 0.51988 | 0 | 2.7787
3816 | 2018-06-08 23:00 | 6 | Juni | 23 | 159 | 0 | 0 | 0 | 0 | 0 | 1.6131 | 0.35753 | 0 | 1.9706
3817 | 2018-06-09 | 6 | Juni | 0 | 160 | 0 | 0 | 0 | 0 | 0 | 1.298 | 0.35753 | 0 | 1.6555
3818 | 2018-06-09 01:00 | 6 | Juni | 1 | 160 | 0 | 0 | 0 | 0 | 0 | 1.2132 | 0.35753 | 0 | 1.5707
3819 | 2018-06-09 02:00 | 6 | Juni | 2 | 160 | 0 | 0 | 0 | 0 | 0 | 1.1645 | 0.35753 | 0 | 1.5221
3820 | 2018-06-09 03:00 | 6 | Juni | 3 | 160 | 0 | 0 | 0 | 0 | 0 | 1.1969 | 0.35753 | 0 | 1.5544
3821 | 2018-06-09 04:00 | 6 | Juni | 4 | 160 | 0.26102 | 0.26102 | 0.26102 | 0 | 0 | 1.1112 | 0.35753 | 0 | 1.4687
3822 | 2018-06-09 05:00 | 6 | Juni | 5 | 160 | 1.8271 | 1.8271 | 1.8271 | 0 | 0 | 0.19377 | 0.51988 | 0 | 0.71365
3823 | 2018-06-09 06:00 | 6 | Juni | 6 | 160 | 3.6977 | 2.555 | 3.405 | 0 | 0.29272 | 0 | 0 | 0 | 0
3824 | 2018-06-09 07:00 | 6 | Juni | 7 | 160 | 6.3079 | 2.7547 | 3.9294 | 0 | 2.3784 | 0 | 0 | 0 | 0
3825 | 2018-06-09 08:00 | 6 | Juni | 8 | 160 | 8.6135 | 2.7958 | 3.9705 | 0 | 4.643 | 0 | 0 | 0 | 0
3826 | 2018-06-09 09:00 | 6 | Juni | 9 | 160 | 10.0926 | 2.7148 | 3.7272 | 0 | 6.3654 | 0 | 0 | 0 | 0
3827 | 2018-06-09 10:00 | 6 | Juni | 10 | 160 | 11.1801 | 2.7601 | 3.4478 | 0 | 7.7323 | 0 | 0 | 0 | 0
3828 | 2018-06-09 11:00 | 6 | Juni | 11 | 160 | 11.7457 | 3.0262 | 4.0385 | 0 | 7.7072 | 0 | 0 | 0 | 0
3829 | 2018-06-09 12:00 | 6 | Juni | 12 | 160 | 11.6587 | 2.9406 | 4.1153 | 0 | 7.5434 | 0 | 0 | 0 | 0
3830 | 2018-06-09 13:00 | 6 | Juni | 13 | 160 | 11.3107 | 2.5894 | 3.7641 | 0 | 7.5465 | 0 | 0 | 0 | 0
3831 | 2018-06-09 14:00 | 6 | Juni | 14 | 160 | 10.7886 | 2.3712 | 3.5273 | 0 | 7.2613 | 0 | 0 | 0 | 0
3832 | 2018-06-09 15:00 | 6 | Juni | 15 | 160 | 9.2225 | 2.3041 | 3.5992 | 0 | 5.6233 | 0 | 0 | 0 | 0
3833 | 2018-06-09 16:00 | 6 | Juni | 16 | 160 | 6.7429 | 2.4337 | 4.3253 | 0 | 2.4176 | 0 | 0 | 0 | 0
3834 | 2018-06-09 17:00 | 6 | Juni | 17 | 160 | 4.5243 | 2.7639 | 4.3899 | 0 | 0.13437 | 0 | 0 | 0 | 0
3835 | 2018-06-09 18:00 | 6 | Juni | 18 | 160 | 2.0011 | 2.0011 | 2.0011 | 0 | 0 | 1.1484 | 1.0294 | 0 | 2.1778
3836 | 2018-06-09 19:00 | 6 | Juni | 19 | 160 | 0.087005 | 0.087005 | 0.087005 | 0 | 0 | 3.0864 | 0.85001 | 0 | 3.9364
3837 | 2018-06-09 20:00 | 6 | Juni | 20 | 160 | 0 | 0 | 0 | 0 | 0 | 3.0215 | 0.51988 | 0 | 3.5414
3838 | 2018-06-09 21:00 | 6 | Juni | 21 | 160 | 0 | 0 | 0 | 0 | 0 | 2.8029 | 0.51988 | 0 | 3.3228
3839 | 2018-06-09 22:00 | 6 | Juni | 22 | 160 | 0 | 0 | 0 | 0 | 0 | 2.2588 | 0.51988 | 0 | 2.7787
3840 | 2018-06-09 23:00 | 6 | Juni | 23 | 160 | 0 | 0 | 0 | 0 | 0 | 1.6131 | 0.35753 | 0 | 1.9706
3841 | 2018-06-10 | 6 | Juni | 0 | 161 | 0 | 0 | 0 | 0 | 0 | 1.4574 | 0.35753 | 0 | 1.8149
3842 | 2018-06-10 01:00 | 6 | Juni | 1 | 161 | 0 | 0 | 0 | 0 | 0 | 1.256 | 0.35753 | 0 | 1.6135
3843 | 2018-06-10 02:00 | 6 | Juni | 2 | 161 | 0 | 0 | 0 | 0 | 0 | 1.2174 | 0.35753 | 0 | 1.5749
3844 | 2018-06-10 03:00 | 6 | Juni | 3 | 161 | 0 | 0 | 0 | 0 | 0 | 1.2254 | 0.35753 | 0 | 1.5829
3845 | 2018-06-10 04:00 | 6 | Juni | 4 | 161 | 0 | 0 | 0 | 0 | 0 | 1.2447 | 0.35753 | 0 | 1.6022
3846 | 2018-06-10 05:00 | 6 | Juni | 5 | 161 | 0.95706 | 0.95706 | 0.95706 | 0 | 0 | 0.48986 | 0.35753 | 0 | 0.84738
3847 | 2018-06-10 06:00 | 6 | Juni | 6 | 161 | 2.0446 | 1.9403 | 2.0446 | 0 | 0 | 0 | 0.25323 | 0 | 0.25323
3848 | 2018-06-10 07:00 | 6 | Juni | 7 | 161 | 2.8277 | 2.5323 | 2.8277 | 0 | 0 | 0 | 0.22455 | 0 | 0.22455
3849 | 2018-06-10 08:00 | 6 | Juni | 8 | 161 | 4.3938 | 2.9917 | 3.6794 | 0 | 0.71435 | 0 | 0 | 0 | 0
3850 | 2018-06-10 09:00 | 6 | Juni | 9 | 161 | 5.6553 | 3.1445 | 4.3192 | 0 | 1.3361 | 0 | 0 | 0 | 0
3851 | 2018-06-10 10:00 | 6 | Juni | 10 | 161 | 6.9604 | 3.2498 | 4.4245 | 0 | 2.5359 | 0 | 0 | 0 | 0
3852 | 2018-06-10 11:00 | 6 | Juni | 11 | 161 | 7.0474 | 3.4344 | 4.9569 | 0 | 2.0905 | 0 | 0 | 0 | 0
3853 | 2018-06-10 12:00 | 6 | Juni | 12 | 161 | 6.6124 | 3.3312 | 5.1218 | 0 | 1.4906 | 0 | 0 | 0 | 0
3854 | 2018-06-10 13:00 | 6 | Juni | 13 | 161 | 6.2209 | 3.0157 | 4.679 | 0 | 1.5419 | 0 | 0 | 0 | 0
3855 | 2018-06-10 14:00 | 6 | Juni | 14 | 161 | 3.7412 | 2.868 | 3.7412 | 0 | 0 | 0 | 0.39061 | 0 | 0.39061
3856 | 2018-06-10 15:00 | 6 | Juni | 15 | 161 | 3.5237 | 2.8084 | 3.5237 | 0 | 0 | 0 | 0.3058 | 0 | 0.3058
3857 | 2018-06-10 16:00 | 6 | Juni | 16 | 161 | 2.0011 | 2.0011 | 2.0011 | 0 | 0 | 0.87651 | 1.171 | 0 | 2.0475
3858 | 2018-06-10 17:00 | 6 | Juni | 17 | 161 | 1.6531 | 1.6531 | 1.6531 | 0 | 0 | 1.5191 | 1.2854 | 0 | 2.8045
3859 | 2018-06-10 18:00 | 6 | Juni | 18 | 161 | 0.91355 | 0.91355 | 0.91355 | 0 | 0 | 2.4915 | 1.1747 | 0 | 3.6662
3860 | 2018-06-10 19:00 | 6 | Juni | 19 | 161 | 0.087005 | 0.087005 | 0.087005 | 0 | 0 | 3.1926 | 0.85001 | 0 | 4.0426
3861 | 2018-06-10 20:00 | 6 | Juni | 20 | 161 | 0 | 0 | 0 | 0 | 0 | 2.9594 | 0.85001 | 0 | 3.8095
3862 | 2018-06-10 21:00 | 6 | Juni | 21 | 161 | 0 | 0 | 0 | 0 | 0 | 2.8718 | 0.51988 | 0 | 3.3916
3863 | 2018-06-10 22:00 | 6 | Juni | 22 | 161 | 0 | 0 | 0 | 0 | 0 | 2.4698 | 0.51988 | 0 | 2.9897
3864 | 2018-06-10 23:00 | 6 | Juni | 23 | 161 | 0 | 0 | 0 | 0 | 0 | 1.7708 | 0.35753 | 0 | 2.1283
3865 | 2018-06-11 | 6 | Juni | 0 | 162 | 0 | 0 | 0 | 0 | 0 | 1.8816 | 0.35753 | 0 | 2.2391
3866 | 2018-06-11 01:00 | 6 | Juni | 1 | 162 | 0 | 0 | 0 | 0 | 0 | 1.4964 | 0.35753 | 0 | 1.8539
3867 | 2018-06-11 02:00 | 6 | Juni | 2 | 162 | 0 | 0 | 0 | 0 | 0 | 1.2921 | 0.51988 | 0 | 1.812
3868 | 2018-06-11 03:00 | 6 | Juni | 3 | 162 | 0 | 0 | 0 | 0 | 0 | 1.2271 | 0.51988 | 0 | 1.7469
3869 | 2018-06-11 04:00 | 6 | Juni | 4 | 162 | 0.34802 | 0.34802 | 0.34802 | 0 | 0 | 0.86855 | 0.85001 | 0 | 1.7186
3870 | 2018-06-11 05:00 | 6 | Juni | 5 | 162 | 1.4791 | 1.1964 | 1.4791 | 0 | 0 | 0 | 0.89207 | 0 | 0.89207
3871 | 2018-06-11 06:00 | 6 | Juni | 6 | 162 | 2.9147 | 1.2392 | 2.9147 | 0 | 0 | 0 | 0.15413 | 0 | 0.15413
3872 | 2018-06-11 07:00 | 6 | Juni | 7 | 162 | 4.2632 | 1.5443 | 3.3738 | 0 | 0.88943 | 0 | 0 | 0 | 0
3873 | 2018-06-11 08:00 | 6 | Juni | 8 | 162 | 5.6553 | 3.3074 | 5.2487 | 0 | 0.40661 | 0 | 0 | 0 | 0
3874 | 2018-06-11 09:00 | 6 | Juni | 9 | 162 | 6.5254 | 4.6877 | 6.5254 | 0 | 0 | 0 | 0.49787 | 0 | 0.49787
3875 | 2018-06-11 10:00 | 6 | Juni | 10 | 162 | 7.6564 | 5.1299 | 7.6564 | 0 | 0 | 0 | 0.019612 | 0 | 0.019612
3876 | 2018-06-11 11:00 | 6 | Juni | 11 | 162 | 7.961 | 5.4509 | 7.961 | 0 | 0 | 0 | 0.33694 | 0 | 0.33694
3877 | 2018-06-11 12:00 | 6 | Juni | 12 | 162 | 7.7434 | 5.5134 | 7.7434 | 0 | 0 | 0 | 0.98206 | 0 | 0.98206
3878 | 2018-06-11 13:00 | 6 | Juni | 13 | 162 | 6.1339 | 4.9415 | 6.1339 | 0 | 0 | 0 | 1.5327 | 0 | 1.5327
3879 | 2018-06-11 14:00 | 6 | Juni | 14 | 162 | 5.7423 | 4.4162 | 5.7423 | 0 | 0 | 0 | 1.0688 | 0 | 1.0688
3880 | 2018-06-11 15:00 | 6 | Juni | 15 | 162 | 4.8723 | 4.0856 | 4.8723 | 0 | 0 | 0 | 1.6082 | 0 | 1.6082
3881 | 2018-06-11 16:00 | 6 | Juni | 16 | 162 | 3.0887 | 3.0887 | 3.0887 | 0 | 0 | 0.72842 | 2.725 | 0 | 3.4535
3882 | 2018-06-11 17:00 | 6 | Juni | 17 | 162 | 1.6531 | 1.6531 | 1.6531 | 0 | 0 | 1.7194 | 2.5909 | 0 | 4.3103
3883 | 2018-06-11 18:00 | 6 | Juni | 18 | 162 | 0.60904 | 0.60904 | 0.60904 | 0 | 0 | 2.4724 | 2.4456 | 0 | 4.918
3884 | 2018-06-11 19:00 | 6 | Juni | 19 | 162 | 0 | 0 | 0 | 0 | 0 | 2.9292 | 1.4719 | 0 | 4.4012
3885 | 2018-06-11 20:00 | 6 | Juni | 20 | 162 | 0 | 0 | 0 | 0 | 0 | 3.0534 | 0.93536 | 0 | 3.9888
3886 | 2018-06-11 21:00 | 6 | Juni | 21 | 162 | 0 | 0 | 0 | 0 | 0 | 2.9036 | 0.57252 | 0 | 3.4762
3887 | 2018-06-11 22:00 | 6 | Juni | 22 | 162 | 0 | 0 | 0 | 0 | 0 | 2.7308 | 0.53981 | 0 | 3.2706
3888 | 2018-06-11 23:00 | 6 | Juni | 23 | 162 | 0 | 0 | 0 | 0 | 0 | 1.6131 | 0.35753 | 0 | 1.9706
3889 | 2018-06-12 | 6 | Juni | 0 | 163 | 0 | 0 | 0 | 0 | 0 | 1.298 | 0.35753 | 0 | 1.6555
3890 | 2018-06-12 01:00 | 6 | Juni | 1 | 163 | 0 | 0 | 0 | 0 | 0 | 1.2132 | 0.35753 | 0 | 1.5707
3891 | 2018-06-12 02:00 | 6 | Juni | 2 | 163 | 0 | 0 | 0 | 0 | 0 | 1.1645 | 0.51988 | 0 | 1.6844
3892 | 2018-06-12 03:00 | 6 | Juni | 3 | 163 | 0 | 0 | 0 | 0 | 0 | 1.1969 | 0.51988 | 0 | 1.7167
3893 | 2018-06-12 04:00 | 6 | Juni | 4 | 163 | 0.34802 | 0.34802 | 0.34802 | 0 | 0 | 1.0242 | 0.85001 | 0 | 1.8742
3894 | 2018-06-12 05:00 | 6 | Juni | 5 | 163 | 1.9141 | 1.9141 | 1.9141 | 0 | 0 | 0.10677 | 1.1747 | 0 | 1.2815
3895 | 2018-06-12 06:00 | 6 | Juni | 6 | 163 | 5.0463 | 2.555 | 4.3845 | 0 | 0.66174 | 0 | 0 | 0 | 0
3896 | 2018-06-12 07:00 | 6 | Juni | 7 | 163 | 3.8717 | 2.7547 | 3.8717 | 0 | 0 | 0 | 0.71254 | 0 | 0.71254
3897 | 2018-06-12 08:00 | 6 | Juni | 8 | 163 | 3.9152 | 3.8382 | 3.9152 | 0 | 0 | 0 | 1.8642 | 0 | 1.8642
3898 | 2018-06-12 09:00 | 6 | Juni | 9 | 163 | 10.1361 | 4.3353 | 6.7444 | 0 | 3.3917 | 0 | 0 | 0 | 0
3899 | 2018-06-12 10:00 | 6 | Juni | 10 | 163 | 9.9621 | 4.3806 | 6.7968 | 0 | 3.1653 | 0 | 0 | 0 | 0
3900 | 2018-06-12 11:00 | 6 | Juni | 11 | 163 | 10.2666 | 4.6466 | 7.4317 | 0 | 2.8349 | 0 | 0 | 0 | 0
3901 | 2018-06-12 12:00 | 6 | Juni | 12 | 163 | 13.3988 | 4.561 | 7.6735 | 0 | 5.7253 | 0 | 0 | 0 | 0
3902 | 2018-06-12 13:00 | 6 | Juni | 13 | 163 | 8.309 | 4.2098 | 6.83 | 0 | 1.479 | 0 | 0 | 0 | 0
3903 | 2018-06-12 14:00 | 6 | Juni | 14 | 163 | 5.2203 | 3.9916 | 5.2203 | 0 | 0 | 0 | 1.0318 | 0 | 1.0318
3904 | 2018-06-12 15:00 | 6 | Juni | 15 | 163 | 1.3921 | 1.3921 | 1.3921 | 0 | 0 | 2.5324 | 2.2158 | 0 | 4.7482
3905 | 2018-06-12 16:00 | 6 | Juni | 16 | 163 | 2.9582 | 2.9582 | 2.9582 | 0 | 0 | 1.096 | 2.4883 | 0 | 3.5843
3906 | 2018-06-12 17:00 | 6 | Juni | 17 | 163 | 0.52203 | 0.52203 | 0.52203 | 0 | 0 | 3.398 | 2.0382 | 0 | 5.4362
3907 | 2018-06-12 18:00 | 6 | Juni | 18 | 163 | 0.43503 | 0.43503 | 0.43503 | 0 | 0 | 3.2925 | 1.5906 | 0 | 4.8831
3908 | 2018-06-12 19:00 | 6 | Juni | 19 | 163 | 0.087005 | 0.087005 | 0.087005 | 0 | 0 | 3.0864 | 1.0124 | 0 | 4.0988
3909 | 2018-06-12 20:00 | 6 | Juni | 20 | 163 | 0 | 0 | 0 | 0 | 0 | 3.0215 | 0.85001 | 0 | 3.8715
3910 | 2018-06-12 21:00 | 6 | Juni | 21 | 163 | 0 | 0 | 0 | 0 | 0 | 2.8029 | 0.51988 | 0 | 3.3228
3911 | 2018-06-12 22:00 | 6 | Juni | 22 | 163 | 0 | 0 | 0 | 0 | 0 | 2.2588 | 0.51988 | 0 | 2.7787
3912 | 2018-06-12 23:00 | 6 | Juni | 23 | 163 | 0 | 0 | 0 | 0 | 0 | 1.6131 | 0.35753 | 0 | 1.9706
3913 | 2018-06-13 | 6 | Juni | 0 | 164 | 0 | 0 | 0 | 0 | 0 | 1.298 | 0.35753 | 0 | 1.6555
3914 | 2018-06-13 01:00 | 6 | Juni | 1 | 164 | 0 | 0 | 0 | 0 | 0 | 1.2132 | 0.35753 | 0 | 1.5707
3915 | 2018-06-13 02:00 | 6 | Juni | 2 | 164 | 0 | 0 | 0 | 0 | 0 | 1.1645 | 0.51988 | 0 | 1.6844
3916 | 2018-06-13 03:00 | 6 | Juni | 3 | 164 | 0 | 0 | 0 | 0 | 0 | 1.1969 | 0.51988 | 0 | 1.7167
3917 | 2018-06-13 04:00 | 6 | Juni | 4 | 164 | 0.43503 | 0.43503 | 0.43503 | 0 | 0 | 0.93721 | 0.85001 | 0 | 1.7872
3918 | 2018-06-13 05:00 | 6 | Juni | 5 | 164 | 2.2621 | 2.0209 | 2.2621 | 0 | 0 | 0 | 0.93347 | 0 | 0.93347
3919 | 2018-06-13 06:00 | 6 | Juni | 6 | 164 | 4.1762 | 2.555 | 4.1762 | 0 | 0 | 0 | 0.20831 | 0 | 0.20831
3920 | 2018-06-13 07:00 | 6 | Juni | 7 | 164 | 6.7429 | 2.7547 | 4.5843 | 0 | 2.1586 | 0 | 0 | 0 | 0
3921 | 2018-06-13 08:00 | 6 | Juni | 8 | 164 | 9.2225 | 3.8382 | 5.7795 | 0 | 3.4431 | 0 | 0 | 0 | 0
3922 | 2018-06-13 09:00 | 6 | Juni | 9 | 164 | 11.2671 | 4.3353 | 5.9348 | 0 | 5.3323 | 0 | 0 | 0 | 0
3923 | 2018-06-13 10:00 | 6 | Juni | 10 | 164 | 12.7462 | 4.3806 | 6.8218 | 0 | 5.9244 | 0 | 0 | 0 | 0
3924 | 2018-06-13 11:00 | 6 | Juni | 11 | 164 | 13.6163 | 4.6466 | 7.3961 | 0 | 6.2201 | 0 | 0 | 0 | 0
3925 | 2018-06-13 12:00 | 6 | Juni | 12 | 164 | 13.7468 | 4.561 | 7.6325 | 0 | 6.1143 | 0 | 0 | 0 | 0
3926 | 2018-06-13 13:00 | 6 | Juni | 13 | 164 | 13.2248 | 4.2098 | 6.7302 | 0 | 6.4946 | 0 | 0 | 0 | 0
3927 | 2018-06-13 14:00 | 6 | Juni | 14 | 164 | 12.0067 | 3.9916 | 6.0828 | 0 | 5.9239 | 0 | 0 | 0 | 0
3928 | 2018-06-13 15:00 | 6 | Juni | 15 | 164 | 10.2231 | 3.9245 | 6.01 | 0 | 4.2131 | 0 | 0 | 0 | 0
3929 | 2018-06-13 16:00 | 6 | Juni | 16 | 164 | 7.961 | 4.0541 | 6.4293 | 0 | 1.5317 | 0 | 0 | 0 | 0
3930 | 2018-06-13 17:00 | 6 | Juni | 17 | 164 | 5.3073 | 3.92 | 5.3073 | 0 | 0 | 0 | 0.58899 | 0 | 0.58899
3931 | 2018-06-13 18:00 | 6 | Juni | 18 | 164 | 2.3926 | 2.3926 | 2.3926 | 0 | 0 | 1.3349 | 1.5239 | 0 | 2.8589
3932 | 2018-06-13 19:00 | 6 | Juni | 19 | 164 | 0.17401 | 0.17401 | 0.17401 | 0 | 0 | 2.9994 | 1.0124 | 0 | 4.0118
3933 | 2018-06-13 20:00 | 6 | Juni | 20 | 164 | 0 | 0 | 0 | 0 | 0 | 3.0215 | 0.85001 | 0 | 3.8715
3934 | 2018-06-13 21:00 | 6 | Juni | 21 | 164 | 0 | 0 | 0 | 0 | 0 | 2.8029 | 0.51988 | 0 | 3.3228
3935 | 2018-06-13 22:00 | 6 | Juni | 22 | 164 | 0 | 0 | 0 | 0 | 0 | 2.2588 | 0.51988 | 0 | 2.7787
3936 | 2018-06-13 23:00 | 6 | Juni | 23 | 164 | 0 | 0 | 0 | 0 | 0 | 1.6131 | 0.35753 | 0 | 1.9706
3937 | 2018-06-14 | 6 | Juni | 0 | 165 | 0 | 0 | 0 | 0 | 0 | 1.298 | 0.35753 | 0 | 1.6555
3938 | 2018-06-14 01:00 | 6 | Juni | 1 | 165 | 0 | 0 | 0 | 0 | 0 | 1.2132 | 0.35753 | 0 | 1.5707
3939 | 2018-06-14 02:00 | 6 | Juni | 2 | 165 | 0 | 0 | 0 | 0 | 0 | 1.1645 | 0.51988 | 0 | 1.6844
3940 | 2018-06-14 03:00 | 6 | Juni | 3 | 165 | 0 | 0 | 0 | 0 | 0 | 1.1969 | 0.51988 | 0 | 1.7167
3941 | 2018-06-14 04:00 | 6 | Juni | 4 | 165 | 0.34802 | 0.34802 | 0.34802 | 0 | 0 | 1.0242 | 0.85001 | 0 | 1.8742
3942 | 2018-06-14 05:00 | 6 | Juni | 5 | 165 | 2.0446 | 2.0209 | 2.0446 | 0 | 0 | 0 | 1.151 | 0 | 1.151
3943 | 2018-06-14 06:00 | 6 | Juni | 6 | 165 | 4.9593 | 2.555 | 4.3845 | 0 | 0.57474 | 0 | 0 | 0 | 0
3944 | 2018-06-14 07:00 | 6 | Juni | 7 | 165 | 6.5689 | 2.7547 | 4.5843 | 0 | 1.9846 | 0 | 0 | 0 | 0
3945 | 2018-06-14 08:00 | 6 | Juni | 8 | 165 | 6.9604 | 3.8382 | 5.7795 | 0 | 1.1809 | 0 | 0 | 0 | 0
3946 | 2018-06-14 09:00 | 6 | Juni | 9 | 165 | 5.2638 | 4.3353 | 5.2638 | 0 | 0 | 0 | 0.67102 | 0 | 0.67102
3947 | 2018-06-14 10:00 | 6 | Juni | 10 | 165 | 9.3095 | 4.3806 | 5.8178 | 0 | 3.4918 | 0 | 0 | 0 | 0
3948 | 2018-06-14 11:00 | 6 | Juni | 11 | 165 | 5.6118 | 4.6466 | 5.6118 | 0 | 0 | 0 | 0.79667 | 0 | 0.79667
3949 | 2018-06-14 12:00 | 6 | Juni | 12 | 165 | 7.4389 | 4.561 | 7.4389 | 0 | 0 | 0 | 0.1678 | 0 | 0.1678
3950 | 2018-06-14 13:00 | 6 | Juni | 13 | 165 | 5.6118 | 4.2098 | 5.6118 | 0 | 0 | 0 | 1.2165 | 0 | 1.2165
3951 | 2018-06-14 14:00 | 6 | Juni | 14 | 165 | 5.0028 | 3.9916 | 5.0028 | 0 | 0 | 0 | 1.2596 | 0 | 1.2596
3952 | 2018-06-14 15:00 | 6 | Juni | 15 | 165 | 2.2621 | 2.2621 | 2.2621 | 0 | 0 | 1.6624 | 2.1908 | 0 | 3.8531
3953 | 2018-06-14 16:00 | 6 | Juni | 16 | 165 | 1.6531 | 1.6531 | 1.6531 | 0 | 0 | 2.4011 | 2.4285 | 0 | 4.8296
3954 | 2018-06-14 17:00 | 6 | Juni | 17 | 165 | 0.34802 | 0.34802 | 0.34802 | 0 | 0 | 3.572 | 1.9942 | 0 | 5.5662
3955 | 2018-06-14 18:00 | 6 | Juni | 18 | 165 | 0.17401 | 0.17401 | 0.17401 | 0 | 0 | 3.5536 | 2.4337 | 0 | 5.9873
3956 | 2018-06-14 19:00 | 6 | Juni | 19 | 165 | 0 | 0 | 0 | 0 | 0 | 3.1734 | 1.0124 | 0 | 4.1858
3957 | 2018-06-14 20:00 | 6 | Juni | 20 | 165 | 0 | 0 | 0 | 0 | 0 | 3.0215 | 0.85001 | 0 | 3.8715
3958 | 2018-06-14 21:00 | 6 | Juni | 21 | 165 | 0 | 0 | 0 | 0 | 0 | 2.8029 | 0.51988 | 0 | 3.3228
3959 | 2018-06-14 22:00 | 6 | Juni | 22 | 165 | 0 | 0 | 0 | 0 | 0 | 2.2588 | 0.51988 | 0 | 2.7787
3960 | 2018-06-14 23:00 | 6 | Juni | 23 | 165 | 0 | 0 | 0 | 0 | 0 | 1.6131 | 0.35753 | 0 | 1.9706
3961 | 2018-06-15 | 6 | Juni | 0 | 166 | 0 | 0 | 0 | 0 | 0 | 1.298 | 0.35753 | 0 | 1.6555
3962 | 2018-06-15 01:00 | 6 | Juni | 1 | 166 | 0 | 0 | 0 | 0 | 0 | 1.2132 | 0.35753 | 0 | 1.5707
3963 | 2018-06-15 02:00 | 6 | Juni | 2 | 166 | 0 | 0 | 0 | 0 | 0 | 1.1645 | 0.51988 | 0 | 1.6844
3964 | 2018-06-15 03:00 | 6 | Juni | 3 | 166 | 0 | 0 | 0 | 0 | 0 | 1.1969 | 0.51988 | 0 | 1.7167
3965 | 2018-06-15 04:00 | 6 | Juni | 4 | 166 | 0.34802 | 0.34802 | 0.34802 | 0 | 0 | 1.0242 | 0.85001 | 0 | 1.8742
3966 | 2018-06-15 05:00 | 6 | Juni | 5 | 166 | 0.95706 | 0.95706 | 0.95706 | 0 | 0 | 1.0638 | 1.1747 | 0 | 2.2385
3967 | 2018-06-15 06:00 | 6 | Juni | 6 | 166 | 2.1316 | 2.1316 | 2.1316 | 0 | 0 | 0.42336 | 1.8296 | 0 | 2.2529
3968 | 2018-06-15 07:00 | 6 | Juni | 7 | 166 | 1.8271 | 1.8271 | 1.8271 | 0 | 0 | 0.92759 | 1.8296 | 0 | 2.7572
3969 | 2018-06-15 08:00 | 6 | Juni | 8 | 166 | 3.2627 | 3.2627 | 3.2627 | 0 | 0 | 0.57549 | 1.9413 | 0 | 2.5168
3970 | 2018-06-15 09:00 | 6 | Juni | 9 | 166 | 3.1322 | 3.1322 | 3.1322 | 0 | 0 | 1.2031 | 1.5996 | 0 | 2.8026
3971 | 2018-06-15 10:00 | 6 | Juni | 10 | 166 | 6.3514 | 4.3806 | 6.1087 | 0 | 0.24268 | 0 | 0 | 0 | 0
3972 | 2018-06-15 11:00 | 6 | Juni | 11 | 166 | 8.4395 | 4.6466 | 7.534 | 0 | 0.90551 | 0 | 0 | 0 | 0
3973 | 2018-06-15 12:00 | 6 | Juni | 12 | 166 | 9.7011 | 4.561 | 7.7731 | 0 | 1.928 | 0 | 0 | 0 | 0
3974 | 2018-06-15 13:00 | 6 | Juni | 13 | 166 | 10.5711 | 4.2098 | 6.9348 | 0 | 3.6363 | 0 | 0 | 0 | 0
3975 | 2018-06-15 14:00 | 6 | Juni | 14 | 166 | 8.7005 | 3.9916 | 6.3865 | 0 | 2.314 | 0 | 0 | 0 | 0
3976 | 2018-06-15 15:00 | 6 | Juni | 15 | 166 | 6.9169 | 3.9245 | 6.3194 | 0 | 0.59748 | 0 | 0 | 0 | 0
3977 | 2018-06-15 16:00 | 6 | Juni | 16 | 166 | 6.3514 | 4.0541 | 6.3514 | 0 | 0 | 0 | 0.42782 | 0 | 0.42782
3978 | 2018-06-15 17:00 | 6 | Juni | 17 | 166 | 5.6553 | 3.92 | 5.6553 | 0 | 0 | 0 | 0.85562 | 0 | 0.85562
3979 | 2018-06-15 18:00 | 6 | Juni | 18 | 166 | 2.5666 | 2.5666 | 2.5666 | 0 | 0 | 1.1609 | 2.1317 | 0 | 3.2926
3980 | 2018-06-15 19:00 | 6 | Juni | 19 | 166 | 0.43503 | 0.43503 | 0.43503 | 0 | 0 | 2.7384 | 1.0124 | 0 | 3.7508
3981 | 2018-06-15 20:00 | 6 | Juni | 20 | 166 | 0 | 0 | 0 | 0 | 0 | 3.0215 | 0.85001 | 0 | 3.8715
3982 | 2018-06-15 21:00 | 6 | Juni | 21 | 166 | 0 | 0 | 0 | 0 | 0 | 2.8029 | 0.51988 | 0 | 3.3228
3983 | 2018-06-15 22:00 | 6 | Juni | 22 | 166 | 0 | 0 | 0 | 0 | 0 | 2.2588 | 0.51988 | 0 | 2.7787
3984 | 2018-06-15 23:00 | 6 | Juni | 23 | 166 | 0 | 0 | 0 | 0 | 0 | 1.6131 | 0.35753 | 0 | 1.9706
3985 | 2018-06-16 | 6 | Juni | 0 | 167 | 0 | 0 | 0 | 0 | 0 | 1.298 | 0.35753 | 0 | 1.6555
3986 | 2018-06-16 01:00 | 6 | Juni | 1 | 167 | 0 | 0 | 0 | 0 | 0 | 1.2132 | 0.35753 | 0 | 1.5707
3987 | 2018-06-16 02:00 | 6 | Juni | 2 | 167 | 0 | 0 | 0 | 0 | 0 | 1.1645 | 0.35753 | 0 | 1.5221
3988 | 2018-06-16 03:00 | 6 | Juni | 3 | 167 | 0 | 0 | 0 | 0 | 0 | 1.1969 | 0.35753 | 0 | 1.5544
3989 | 2018-06-16 04:00 | 6 | Juni | 4 | 167 | 0.34802 | 0.34802 | 0.34802 | 0 | 0 | 1.0242 | 0.35753 | 0 | 1.3817
3990 | 2018-06-16 05:00 | 6 | Juni | 5 | 167 | 1.2616 | 1.2616 | 1.2616 | 0 | 0 | 0.7593 | 0.51988 | 0 | 1.2792
3991 | 2018-06-16 06:00 | 6 | Juni | 6 | 167 | 2.1316 | 2.1316 | 2.1316 | 0 | 0 | 0.42336 | 0.85001 | 0 | 1.2734
3992 | 2018-06-16 07:00 | 6 | Juni | 7 | 167 | 3.8717 | 2.7547 | 3.8717 | 0 | 0 | 0 | 0.057696 | 0 | 0.057696
3993 | 2018-06-16 08:00 | 6 | Juni | 8 | 167 | 4.7853 | 2.7958 | 3.9705 | 0 | 0.81474 | 0 | 0 | 0 | 0
3994 | 2018-06-16 09:00 | 6 | Juni | 9 | 167 | 5.5248 | 2.7148 | 3.7272 | 0 | 1.7976 | 0 | 0 | 0 | 0
3995 | 2018-06-16 10:00 | 6 | Juni | 10 | 167 | 6.6124 | 2.7601 | 3.4478 | 0 | 3.1646 | 0 | 0 | 0 | 0
3996 | 2018-06-16 11:00 | 6 | Juni | 11 | 167 | 7.3519 | 3.0262 | 4.0385 | 0 | 3.3134 | 0 | 0 | 0 | 0
3997 | 2018-06-16 12:00 | 6 | Juni | 12 | 167 | 7.2214 | 2.9406 | 4.1153 | 0 | 3.1061 | 0 | 0 | 0 | 0
3998 | 2018-06-16 13:00 | 6 | Juni | 13 | 167 | 6.8734 | 2.5894 | 3.7641 | 0 | 3.1093 | 0 | 0 | 0 | 0
3999 | 2018-06-16 14:00 | 6 | Juni | 14 | 167 | 5.6553 | 2.3712 | 3.3836 | 0 | 2.2717 | 0 | 0 | 0 | 0
4000 | 2018-06-16 15:00 | 6 | Juni | 15 | 167 | 4.6983 | 2.3041 | 3.5179 | 0 | 1.1804 | 0 | 0 | 0 | 0
4001 | 2018-06-16 16:00 | 6 | Juni | 16 | 167 | 2.8712 | 2.4337 | 2.8712 | 0 | 0 | 0 | 1.564 | 0 | 1.564
4002 | 2018-06-16 17:00 | 6 | Juni | 17 | 167 | 1.6531 | 1.6531 | 1.6531 | 0 | 0 | 1.1108 | 1.7492 | 0 | 2.86
4003 | 2018-06-16 18:00 | 6 | Juni | 18 | 167 | 0.69604 | 0.69604 | 0.69604 | 0 | 0 | 2.4535 | 1.1649 | 0 | 3.6184
4004 | 2018-06-16 19:00 | 6 | Juni | 19 | 167 | 0 | 0 | 0 | 0 | 0 | 3.1734 | 0.85001 | 0 | 4.0234
4005 | 2018-06-16 20:00 | 6 | Juni | 20 | 167 | 0 | 0 | 0 | 0 | 0 | 3.0215 | 0.51988 | 0 | 3.5414
4006 | 2018-06-16 21:00 | 6 | Juni | 21 | 167 | 0 | 0 | 0 | 0 | 0 | 2.8029 | 0.51988 | 0 | 3.3228
4007 | 2018-06-16 22:00 | 6 | Juni | 22 | 167 | 0 | 0 | 0 | 0 | 0 | 2.2588 | 0.51988 | 0 | 2.7787
4008 | 2018-06-16 23:00 | 6 | Juni | 23 | 167 | 0 | 0 | 0 | 0 | 0 | 1.6131 | 0.35753 | 0 | 1.9706
4009 | 2018-06-17 | 6 | Juni | 0 | 168 | 0 | 0 | 0 | 0 | 0 | 1.4574 | 0.35753 | 0 | 1.8149
4010 | 2018-06-17 01:00 | 6 | Juni | 1 | 168 | 0 | 0 | 0 | 0 | 0 | 1.256 | 0.35753 | 0 | 1.6135
4011 | 2018-06-17 02:00 | 6 | Juni | 2 | 168 | 0 | 0 | 0 | 0 | 0 | 1.2174 | 0.35753 | 0 | 1.5749
4012 | 2018-06-17 03:00 | 6 | Juni | 3 | 168 | 0 | 0 | 0 | 0 | 0 | 1.2254 | 0.35753 | 0 | 1.5829
4013 | 2018-06-17 04:00 | 6 | Juni | 4 | 168 | 0.34802 | 0.34802 | 0.34802 | 0 | 0 | 0.89666 | 0.35753 | 0 | 1.2542
4014 | 2018-06-17 05:00 | 6 | Juni | 5 | 168 | 0.95706 | 0.95706 | 0.95706 | 0 | 0 | 0.48986 | 0.35753 | 0 | 0.84738
4015 | 2018-06-17 06:00 | 6 | Juni | 6 | 168 | 2.1316 | 1.9403 | 2.1316 | 0 | 0 | 0 | 0.16622 | 0 | 0.16622
4016 | 2018-06-17 07:00 | 6 | Juni | 7 | 168 | 3.8717 | 2.5323 | 3.0522 | 0 | 0.81952 | 0 | 0 | 0 | 0
4017 | 2018-06-17 08:00 | 6 | Juni | 8 | 168 | 5.9598 | 2.9917 | 3.6794 | 0 | 2.2804 | 0 | 0 | 0 | 0
4018 | 2018-06-17 09:00 | 6 | Juni | 9 | 168 | 6.5254 | 3.1445 | 4.3192 | 0 | 2.2062 | 0 | 0 | 0 | 0
4019 | 2018-06-17 10:00 | 6 | Juni | 10 | 168 | 7.1779 | 3.2498 | 4.7827 | 0 | 2.3952 | 0 | 0 | 0 | 0
4020 | 2018-06-17 11:00 | 6 | Juni | 11 | 168 | 7.5259 | 3.4344 | 5.338 | 0 | 2.188 | 0 | 0 | 0 | 0
4021 | 2018-06-17 12:00 | 6 | Juni | 12 | 168 | 7.6999 | 3.3312 | 5.2667 | 0 | 2.4333 | 0 | 0 | 0 | 0
4022 | 2018-06-17 13:00 | 6 | Juni | 13 | 168 | 7.0474 | 3.0157 | 4.8094 | 0 | 2.238 | 0 | 0 | 0 | 0
4023 | 2018-06-17 14:00 | 6 | Juni | 14 | 168 | 6.4819 | 2.868 | 4.3187 | 0 | 2.1631 | 0 | 0 | 0 | 0
4024 | 2018-06-17 15:00 | 6 | Juni | 15 | 168 | 4.4808 | 2.8084 | 4.0136 | 0 | 0.46715 | 0 | 0 | 0 | 0
4025 | 2018-06-17 16:00 | 6 | Juni | 16 | 168 | 3.8282 | 2.8776 | 3.8282 | 0 | 0 | 0 | 0.38217 | 0 | 0.38217
4026 | 2018-06-17 17:00 | 6 | Juni | 17 | 168 | 2.5666 | 2.5666 | 2.5666 | 0 | 0 | 0.60551 | 1.4257 | 0 | 2.0312
4027 | 2018-06-17 18:00 | 6 | Juni | 18 | 168 | 1.0441 | 1.0441 | 1.0441 | 0 | 0 | 2.361 | 1.3316 | 0 | 3.6925
4028 | 2018-06-17 19:00 | 6 | Juni | 19 | 168 | 0 | 0 | 0 | 0 | 0 | 3.2796 | 0.85001 | 0 | 4.1296
4029 | 2018-06-17 20:00 | 6 | Juni | 20 | 168 | 0 | 0 | 0 | 0 | 0 | 2.9594 | 0.85001 | 0 | 3.8095
4030 | 2018-06-17 21:00 | 6 | Juni | 21 | 168 | 0 | 0 | 0 | 0 | 0 | 2.8718 | 0.51988 | 0 | 3.3916
4031 | 2018-06-17 22:00 | 6 | Juni | 22 | 168 | 0 | 0 | 0 | 0 | 0 | 2.4698 | 0.51988 | 0 | 2.9897
4032 | 2018-06-17 23:00 | 6 | Juni | 23 | 168 | 0 | 0 | 0 | 0 | 0 | 1.7708 | 0.35753 | 0 | 2.1283
4033 | 2018-06-18 | 6 | Juni | 0 | 169 | 0 | 0 | 0 | 0 | 0 | 1.8816 | 0.35753 | 0 | 2.2391
4034 | 2018-06-18 01:00 | 6 | Juni | 1 | 169 | 0 | 0 | 0 | 0 | 0 | 1.4964 | 0.35753 | 0 | 1.8539
4035 | 2018-06-18 02:00 | 6 | Juni | 2 | 169 | 0 | 0 | 0 | 0 | 0 | 1.2921 | 0.51988 | 0 | 1.812
4036 | 2018-06-18 03:00 | 6 | Juni | 3 | 169 | 0 | 0 | 0 | 0 | 0 | 1.2271 | 0.51988 | 0 | 1.7469
4037 | 2018-06-18 04:00 | 6 | Juni | 4 | 169 | 0.39152 | 0.39152 | 0.39152 | 0 | 0 | 0.82505 | 0.85001 | 0 | 1.6751
4038 | 2018-06-18 05:00 | 6 | Juni | 5 | 169 | 2.0446 | 1.1964 | 2.0446 | 0 | 0 | 0 | 0.32654 | 0 | 0.32654
4039 | 2018-06-18 06:00 | 6 | Juni | 6 | 169 | 3.9152 | 1.2392 | 3.0688 | 0 | 0.84643 | 0 | 0 | 0 | 0
4040 | 2018-06-18 07:00 | 6 | Juni | 7 | 169 | 6.2644 | 1.5443 | 3.3738 | 0 | 2.8905 | 0 | 0 | 0 | 0
4041 | 2018-06-18 08:00 | 6 | Juni | 8 | 169 | 8.5265 | 3.3074 | 5.2487 | 0 | 3.2778 | 0 | 0 | 0 | 0
4042 | 2018-06-18 09:00 | 6 | Juni | 9 | 169 | 10.6146 | 4.6877 | 6.2873 | 0 | 4.3274 | 0 | 0 | 0 | 0
4043 | 2018-06-18 10:00 | 6 | Juni | 10 | 169 | 11.7892 | 5.1299 | 6.5671 | 0 | 5.2221 | 0 | 0 | 0 | 0
4044 | 2018-06-18 11:00 | 6 | Juni | 11 | 169 | 12.5287 | 5.4509 | 8.0736 | 0 | 4.4551 | 0 | 0 | 0 | 0
4045 | 2018-06-18 12:00 | 6 | Juni | 12 | 169 | 12.9202 | 5.5134 | 8.604 | 0 | 4.3162 | 0 | 0 | 0 | 0
4046 | 2018-06-18 13:00 | 6 | Juni | 13 | 169 | 12.4417 | 4.9415 | 7.6268 | 0 | 4.8149 | 0 | 0 | 0 | 0
4047 | 2018-06-18 14:00 | 6 | Juni | 14 | 169 | 11.0496 | 4.4162 | 6.7825 | 0 | 4.2671 | 0 | 0 | 0 | 0
4048 | 2018-06-18 15:00 | 6 | Juni | 15 | 169 | 9.353 | 4.0856 | 6.4683 | 0 | 2.8847 | 0 | 0 | 0 | 0
4049 | 2018-06-18 16:00 | 6 | Juni | 16 | 169 | 7.1344 | 3.8171 | 6.4786 | 0 | 0.65585 | 0 | 0 | 0 | 0
4050 | 2018-06-18 17:00 | 6 | Juni | 17 | 169 | 4.6113 | 3.3725 | 4.6113 | 0 | 0 | 0 | 1.0234 | 0 | 1.0234
4051 | 2018-06-18 18:00 | 6 | Juni | 18 | 169 | 2.2186 | 2.2186 | 2.2186 | 0 | 0 | 0.8628 | 1.7672 | 0 | 2.63
4052 | 2018-06-18 19:00 | 6 | Juni | 19 | 169 | 0.17401 | 0.17401 | 0.17401 | 0 | 0 | 2.7552 | 1.0124 | 0 | 3.7676
4053 | 2018-06-18 20:00 | 6 | Juni | 20 | 169 | 0 | 0 | 0 | 0 | 0 | 3.0534 | 0.85001 | 0 | 3.9034
4054 | 2018-06-18 21:00 | 6 | Juni | 21 | 169 | 0 | 0 | 0 | 0 | 0 | 2.9036 | 0.51988 | 0 | 3.4235
4055 | 2018-06-18 22:00 | 6 | Juni | 22 | 169 | 0 | 0 | 0 | 0 | 0 | 2.7308 | 0.51988 | 0 | 3.2507
4056 | 2018-06-18 23:00 | 6 | Juni | 23 | 169 | 0 | 0 | 0 | 0 | 0 | 1.6131 | 0.35753 | 0 | 1.9706
4057 | 2018-06-19 | 6 | Juni | 0 | 170 | 0 | 0 | 0 | 0 | 0 | 1.298 | 0.35753 | 0 | 1.6555
4058 | 2018-06-19 01:00 | 6 | Juni | 1 | 170 | 0 | 0 | 0 | 0 | 0 | 1.2132 | 0.35753 | 0 | 1.5707
4059 | 2018-06-19 02:00 | 6 | Juni | 2 | 170 | 0 | 0 | 0 | 0 | 0 | 1.1645 | 0.51988 | 0 | 1.6844
4060 | 2018-06-19 03:00 | 6 | Juni | 3 | 170 | 0 | 0 | 0 | 0 | 0 | 1.1969 | 0.51988 | 0 | 1.7167
4061 | 2018-06-19 04:00 | 6 | Juni | 4 | 170 | 0.34802 | 0.34802 | 0.34802 | 0 | 0 | 1.0242 | 0.85001 | 0 | 1.8742
4062 | 2018-06-19 05:00 | 6 | Juni | 5 | 170 | 1.9576 | 1.9576 | 1.9576 | 0 | 0 | 0.063263 | 1.1747 | 0 | 1.238
4063 | 2018-06-19 06:00 | 6 | Juni | 6 | 170 | 3.8282 | 2.555 | 3.8282 | 0 | 0 | 0 | 0.55633 | 0 | 0.55633
4064 | 2018-06-19 07:00 | 6 | Juni | 7 | 170 | 6.0904 | 2.7547 | 4.5843 | 0 | 1.5061 | 0 | 0 | 0 | 0
4065 | 2018-06-19 08:00 | 6 | Juni | 8 | 170 | 8.483 | 3.8382 | 5.7795 | 0 | 2.7035 | 0 | 0 | 0 | 0
4066 | 2018-06-19 09:00 | 6 | Juni | 9 | 170 | 10.0491 | 4.3353 | 5.9348 | 0 | 4.1143 | 0 | 0 | 0 | 0
4067 | 2018-06-19 10:00 | 6 | Juni | 10 | 170 | 11.0931 | 4.3806 | 6.7727 | 0 | 4.3205 | 0 | 0 | 0 | 0
4068 | 2018-06-19 11:00 | 6 | Juni | 11 | 170 | 12.0502 | 4.6466 | 7.534 | 0 | 4.5162 | 0 | 0 | 0 | 0
4069 | 2018-06-19 12:00 | 6 | Juni | 12 | 170 | 11.8762 | 4.561 | 7.7731 | 0 | 4.1031 | 0 | 0 | 0 | 0
4070 | 2018-06-19 13:00 | 6 | Juni | 13 | 170 | 11.3977 | 4.2098 | 6.9348 | 0 | 4.4628 | 0 | 0 | 0 | 0
4071 | 2018-06-19 14:00 | 6 | Juni | 14 | 170 | 10.1361 | 3.9916 | 6.3865 | 0 | 3.7495 | 0 | 0 | 0 | 0
4072 | 2018-06-19 15:00 | 6 | Juni | 15 | 170 | 8.7005 | 3.9245 | 6.3194 | 0 | 2.3811 | 0 | 0 | 0 | 0
4073 | 2018-06-19 16:00 | 6 | Juni | 16 | 170 | 6.6994 | 4.0541 | 6.6994 | 0 | 0 | 0 | 0.079804 | 0 | 0.079804
4074 | 2018-06-19 17:00 | 6 | Juni | 17 | 170 | 4.2632 | 3.92 | 4.2632 | 0 | 0 | 0 | 2.2477 | 0 | 2.2477
4075 | 2018-06-19 18:00 | 6 | Juni | 18 | 170 | 1.9141 | 1.9141 | 1.9141 | 0 | 0 | 1.8135 | 2.4456 | 0 | 4.259
4076 | 2018-06-19 19:00 | 6 | Juni | 19 | 170 | 0.087005 | 0.087005 | 0.087005 | 0 | 0 | 3.0864 | 1.2579 | 0 | 4.3443
4077 | 2018-06-19 20:00 | 6 | Juni | 20 | 170 | 0 | 0 | 0 | 0 | 0 | 3.0215 | 0.85001 | 0 | 3.8715
4078 | 2018-06-19 21:00 | 6 | Juni | 21 | 170 | 0 | 0 | 0 | 0 | 0 | 2.8029 | 0.51988 | 0 | 3.3228
4079 | 2018-06-19 22:00 | 6 | Juni | 22 | 170 | 0 | 0 | 0 | 0 | 0 | 2.2588 | 0.51988 | 0 | 2.7787
4080 | 2018-06-19 23:00 | 6 | Juni | 23 | 170 | 0 | 0 | 0 | 0 | 0 | 1.6131 | 0.35753 | 0 | 1.9706
4081 | 2018-06-20 | 6 | Juni | 0 | 171 | 0 | 0 | 0 | 0 | 0 | 1.298 | 0.35753 | 0 | 1.6555
4082 | 2018-06-20 01:00 | 6 | Juni | 1 | 171 | 0 | 0 | 0 | 0 | 0 | 1.2132 | 0.35753 | 0 | 1.5707
4083 | 2018-06-20 02:00 | 6 | Juni | 2 | 171 | 0 | 0 | 0 | 0 | 0 | 1.1645 | 0.51988 | 0 | 1.6844
4084 | 2018-06-20 03:00 | 6 | Juni | 3 | 171 | 0 | 0 | 0 | 0 | 0 | 1.1969 | 0.51988 | 0 | 1.7167
4085 | 2018-06-20 04:00 | 6 | Juni | 4 | 171 | 0.34802 | 0.34802 | 0.34802 | 0 | 0 | 1.0242 | 0.85001 | 0 | 1.8742
4086 | 2018-06-20 05:00 | 6 | Juni | 5 | 171 | 2.1751 | 2.0209 | 2.1751 | 0 | 0 | 0 | 1.0205 | 0 | 1.0205
4087 | 2018-06-20 06:00 | 6 | Juni | 6 | 171 | 4.0892 | 2.555 | 4.0892 | 0 | 0 | 0 | 0.29531 | 0 | 0.29531
4088 | 2018-06-20 07:00 | 6 | Juni | 7 | 171 | 6.6559 | 2.7547 | 4.5843 | 0 | 2.0716 | 0 | 0 | 0 | 0
4089 | 2018-06-20 08:00 | 6 | Juni | 8 | 171 | 9.092 | 3.8382 | 5.7795 | 0 | 3.3126 | 0 | 0 | 0 | 0
4090 | 2018-06-20 09:00 | 6 | Juni | 9 | 171 | 11.1801 | 4.3353 | 6.5532 | 0 | 4.6269 | 0 | 0 | 0 | 0
4091 | 2018-06-20 10:00 | 6 | Juni | 10 | 171 | 12.6592 | 4.3806 | 6.9433 | 0 | 5.716 | 0 | 0 | 0 | 0
4092 | 2018-06-20 11:00 | 6 | Juni | 11 | 171 | 13.5293 | 4.6466 | 7.534 | 0 | 5.9953 | 0 | 0 | 0 | 0
4093 | 2018-06-20 12:00 | 6 | Juni | 12 | 171 | 13.6598 | 4.561 | 7.7731 | 0 | 5.8867 | 0 | 0 | 0 | 0
4094 | 2018-06-20 13:00 | 6 | Juni | 13 | 171 | 13.0508 | 4.2098 | 6.9348 | 0 | 6.1159 | 0 | 0 | 0 | 0
4095 | 2018-06-20 14:00 | 6 | Juni | 14 | 171 | 11.7457 | 3.9916 | 6.3865 | 0 | 5.3591 | 0 | 0 | 0 | 0
4096 | 2018-06-20 15:00 | 6 | Juni | 15 | 171 | 9.9186 | 3.9245 | 6.3194 | 0 | 3.5992 | 0 | 0 | 0 | 0
4097 | 2018-06-20 16:00 | 6 | Juni | 16 | 171 | 7.5694 | 4.0541 | 6.7792 | 0 | 0.79025 | 0 | 0 | 0 | 0
4098 | 2018-06-20 17:00 | 6 | Juni | 17 | 171 | 5.0463 | 3.92 | 5.0463 | 0 | 0 | 0 | 1.4647 | 0 | 1.4647
4099 | 2018-06-20 18:00 | 6 | Juni | 18 | 171 | 2.3056 | 2.3056 | 2.3056 | 0 | 0 | 1.4219 | 2.4456 | 0 | 3.8675
4100 | 2018-06-20 19:00 | 6 | Juni | 19 | 171 | 0.17401 | 0.17401 | 0.17401 | 0 | 0 | 2.9994 | 2.1378 | 0 | 5.1373
4101 | 2018-06-20 20:00 | 6 | Juni | 20 | 171 | 0 | 0 | 0 | 0 | 0 | 3.0215 | 1.4574 | 0 | 4.4789
4102 | 2018-06-20 21:00 | 6 | Juni | 21 | 171 | 0 | 0 | 0 | 0 | 0 | 2.8029 | 0.51988 | 0 | 3.3228
4103 | 2018-06-20 22:00 | 6 | Juni | 22 | 171 | 0 | 0 | 0 | 0 | 0 | 2.2588 | 0.51988 | 0 | 2.7787
4104 | 2018-06-20 23:00 | 6 | Juni | 23 | 171 | 0 | 0 | 0 | 0 | 0 | 1.6131 | 0.35753 | 0 | 1.9706
4105 | 2018-06-21 | 6 | Juni | 0 | 172 | 0 | 0 | 0 | 0 | 0 | 1.298 | 0.35753 | 0 | 1.6555
4106 | 2018-06-21 01:00 | 6 | Juni | 1 | 172 | 0 | 0 | 0 | 0 | 0 | 1.2132 | 0.35753 | 0 | 1.5707
4107 | 2018-06-21 02:00 | 6 | Juni | 2 | 172 | 0 | 0 | 0 | 0 | 0 | 1.1645 | 0.51988 | 0 | 1.6844
4108 | 2018-06-21 03:00 | 6 | Juni | 3 | 172 | 0 | 0 | 0 | 0 | 0 | 1.1969 | 0.51988 | 0 | 1.7167
4109 | 2018-06-21 04:00 | 6 | Juni | 4 | 172 | 0.34802 | 0.34802 | 0.34802 | 0 | 0 | 1.0242 | 0.85001 | 0 | 1.8742
4110 | 2018-06-21 05:00 | 6 | Juni | 5 | 172 | 2.0881 | 2.0209 | 2.0881 | 0 | 0 | 0 | 1.1075 | 0 | 1.1075
4111 | 2018-06-21 06:00 | 6 | Juni | 6 | 172 | 3.9152 | 2.555 | 3.9152 | 0 | 0 | 0 | 0.46932 | 0 | 0.46932
4112 | 2018-06-21 07:00 | 6 | Juni | 7 | 172 | 6.2644 | 2.7547 | 4.5843 | 0 | 1.6801 | 0 | 0 | 0 | 0
4113 | 2018-06-21 08:00 | 6 | Juni | 8 | 172 | 8.483 | 3.8382 | 5.7795 | 0 | 2.7035 | 0 | 0 | 0 | 0
4114 | 2018-06-21 09:00 | 6 | Juni | 9 | 172 | 10.3971 | 4.3353 | 6.7066 | 0 | 3.6905 | 0 | 0 | 0 | 0
4115 | 2018-06-21 10:00 | 6 | Juni | 10 | 172 | 11.5717 | 4.3806 | 6.9433 | 0 | 4.6284 | 0 | 0 | 0 | 0
4116 | 2018-06-21 11:00 | 6 | Juni | 11 | 172 | 12.3547 | 4.6466 | 7.534 | 0 | 4.8207 | 0 | 0 | 0 | 0
4117 | 2018-06-21 12:00 | 6 | Juni | 12 | 172 | 12.4852 | 4.561 | 7.7731 | 0 | 4.7121 | 0 | 0 | 0 | 0
4118 | 2018-06-21 13:00 | 6 | Juni | 13 | 172 | 11.8327 | 4.2098 | 6.9348 | 0 | 4.8978 | 0 | 0 | 0 | 0
4119 | 2018-06-21 14:00 | 6 | Juni | 14 | 172 | 10.7451 | 3.9916 | 6.3865 | 0 | 4.3586 | 0 | 0 | 0 | 0
4120 | 2018-06-21 15:00 | 6 | Juni | 15 | 172 | 8.9615 | 3.9245 | 6.3194 | 0 | 2.6421 | 0 | 0 | 0 | 0
4121 | 2018-06-21 16:00 | 6 | Juni | 16 | 172 | 6.7429 | 4.0541 | 6.7429 | 0 | 0 | 0 | 0.036302 | 0 | 0.036302
4122 | 2018-06-21 17:00 | 6 | Juni | 17 | 172 | 4.4808 | 3.92 | 4.4808 | 0 | 0 | 0 | 2.0302 | 0 | 2.0302
4123 | 2018-06-21 18:00 | 6 | Juni | 18 | 172 | 2.1751 | 2.1751 | 2.1751 | 0 | 0 | 1.5524 | 2.4456 | 0 | 3.998
4124 | 2018-06-21 19:00 | 6 | Juni | 19 | 172 | 0.087005 | 0.087005 | 0.087005 | 0 | 0 | 3.0864 | 2.1378 | 0 | 5.2243
4125 | 2018-06-21 20:00 | 6 | Juni | 20 | 172 | 0 | 0 | 0 | 0 | 0 | 3.0215 | 0.88983 | 0 | 3.9114
4126 | 2018-06-21 21:00 | 6 | Juni | 21 | 172 | 0 | 0 | 0 | 0 | 0 | 2.8029 | 0.51988 | 0 | 3.3228
4127 | 2018-06-21 22:00 | 6 | Juni | 22 | 172 | 0 | 0 | 0 | 0 | 0 | 2.2588 | 0.51988 | 0 | 2.7787
4128 | 2018-06-21 23:00 | 6 | Juni | 23 | 172 | 0 | 0 | 0 | 0 | 0 | 1.6131 | 0.35753 | 0 | 1.9706
4129 | 2018-06-22 | 6 | Juni | 0 | 173 | 0 | 0 | 0 | 0 | 0 | 1.298 | 0.35753 | 0 | 1.6555
4130 | 2018-06-22 01:00 | 6 | Juni | 1 | 173 | 0 | 0 | 0 | 0 | 0 | 1.2132 | 0.35753 | 0 | 1.5707
4131 | 2018-06-22 02:00 | 6 | Juni | 2 | 173 | 0 | 0 | 0 | 0 | 0 | 1.1645 | 0.51988 | 0 | 1.6844
4132 | 2018-06-22 03:00 | 6 | Juni | 3 | 173 | 0 | 0 | 0 | 0 | 0 | 1.1969 | 0.51988 | 0 | 1.7167
4133 | 2018-06-22 04:00 | 6 | Juni | 4 | 173 | 0.34802 | 0.34802 | 0.34802 | 0 | 0 | 1.0242 | 0.85001 | 0 | 1.8742
4134 | 2018-06-22 05:00 | 6 | Juni | 5 | 173 | 2.1316 | 2.0209 | 2.1316 | 0 | 0 | 0 | 1.064 | 0 | 1.064
4135 | 2018-06-22 06:00 | 6 | Juni | 6 | 173 | 4.0022 | 2.555 | 4.0022 | 0 | 0 | 0 | 0.38232 | 0 | 0.38232
4136 | 2018-06-22 07:00 | 6 | Juni | 7 | 173 | 6.4384 | 2.7547 | 4.5843 | 0 | 1.8541 | 0 | 0 | 0 | 0
4137 | 2018-06-22 08:00 | 6 | Juni | 8 | 173 | 8.8745 | 3.8382 | 6.466 | 0 | 2.4085 | 0 | 0 | 0 | 0
4138 | 2018-06-22 09:00 | 6 | Juni | 9 | 173 | 10.8321 | 4.3353 | 7.0484 | 0 | 3.7838 | 0 | 0 | 0 | 0
4139 | 2018-06-22 10:00 | 6 | Juni | 10 | 173 | 12.3547 | 4.3806 | 6.9433 | 0 | 5.4115 | 0 | 0 | 0 | 0
4140 | 2018-06-22 11:00 | 6 | Juni | 11 | 173 | 13.1378 | 4.6466 | 7.534 | 0 | 5.6038 | 0 | 0 | 0 | 0
4141 | 2018-06-22 12:00 | 6 | Juni | 12 | 173 | 13.2683 | 4.561 | 7.7731 | 0 | 5.4952 | 0 | 0 | 0 | 0
4142 | 2018-06-22 13:00 | 6 | Juni | 13 | 173 | 12.8767 | 4.2098 | 6.9348 | 0 | 5.9419 | 0 | 0 | 0 | 0
4143 | 2018-06-22 14:00 | 6 | Juni | 14 | 173 | 11.8327 | 3.9916 | 6.3865 | 0 | 5.4461 | 0 | 0 | 0 | 0
4144 | 2018-06-22 15:00 | 6 | Juni | 15 | 173 | 10.0926 | 3.9245 | 6.3194 | 0 | 3.7732 | 0 | 0 | 0 | 0
4145 | 2018-06-22 16:00 | 6 | Juni | 16 | 173 | 7.8305 | 4.0541 | 6.7445 | 0 | 1.086 | 0 | 0 | 0 | 0
4146 | 2018-06-22 17:00 | 6 | Juni | 17 | 173 | 5.3073 | 3.92 | 5.3073 | 0 | 0 | 0 | 0.85139 | 0 | 0.85139
4147 | 2018-06-22 18:00 | 6 | Juni | 18 | 173 | 2.5231 | 2.5231 | 2.5231 | 0 | 0 | 1.2044 | 1.7347 | 0 | 2.9391
4148 | 2018-06-22 19:00 | 6 | Juni | 19 | 173 | 0.17401 | 0.17401 | 0.17401 | 0 | 0 | 2.9994 | 1.0772 | 0 | 4.0766
4149 | 2018-06-22 20:00 | 6 | Juni | 20 | 173 | 0 | 0 | 0 | 0 | 0 | 3.0215 | 0.91795 | 0 | 3.9395
4150 | 2018-06-22 21:00 | 6 | Juni | 21 | 173 | 0 | 0 | 0 | 0 | 0 | 2.8029 | 0.58783 | 0 | 3.3908
4151 | 2018-06-22 22:00 | 6 | Juni | 22 | 173 | 0 | 0 | 0 | 0 | 0 | 2.2588 | 0.59111 | 0 | 2.8499
4152 | 2018-06-22 23:00 | 6 | Juni | 23 | 173 | 0 | 0 | 0 | 0 | 0 | 1.6131 | 0.42875 | 0 | 2.0418
4153 | 2018-06-23 | 6 | Juni | 0 | 174 | 0 | 0 | 0 | 0 | 0 | 1.298 | 0.42549 | 0 | 1.7235
4154 | 2018-06-23 01:00 | 6 | Juni | 1 | 174 | 0 | 0 | 0 | 0 | 0 | 1.2132 | 0.42222 | 0 | 1.6354
4155 | 2018-06-23 02:00 | 6 | Juni | 2 | 174 | 0 | 0 | 0 | 0 | 0 | 1.1645 | 0.43859 | 0 | 1.6031
4156 | 2018-06-23 03:00 | 6 | Juni | 3 | 174 | 0 | 0 | 0 | 0 | 0 | 1.1969 | 0.43533 | 0 | 1.6322
4157 | 2018-06-23 04:00 | 6 | Juni | 4 | 174 | 0.26102 | 0.26102 | 0.26102 | 0 | 0 | 1.1112 | 0.44963 | 0 | 1.5608
4158 | 2018-06-23 05:00 | 6 | Juni | 5 | 174 | 1.8706 | 1.8706 | 1.8706 | 0 | 0 | 0.15027 | 0.68401 | 0 | 0.83428
4159 | 2018-06-23 06:00 | 6 | Juni | 6 | 174 | 3.6107 | 2.555 | 3.6107 | 0 | 0 | 0 | 0.068195 | 0 | 0.068195
4160 | 2018-06-23 07:00 | 6 | Juni | 7 | 174 | 5.6988 | 2.7547 | 4.1382 | 0 | 1.5606 | 0 | 0 | 0 | 0
4161 | 2018-06-23 08:00 | 6 | Juni | 8 | 174 | 7.4389 | 2.7958 | 4.2365 | 0 | 3.2024 | 0 | 0 | 0 | 0
4162 | 2018-06-23 09:00 | 6 | Juni | 9 | 174 | 9.353 | 2.7148 | 4.044 | 0 | 5.3091 | 0 | 0 | 0 | 0
4163 | 2018-06-23 10:00 | 6 | Juni | 10 | 174 | 10.6146 | 2.7601 | 3.8254 | 0 | 6.7893 | 0 | 0 | 0 | 0
4164 | 2018-06-23 11:00 | 6 | Juni | 11 | 174 | 10.3536 | 3.0262 | 4.4101 | 0 | 5.9435 | 0 | 0 | 0 | 0
4165 | 2018-06-23 12:00 | 6 | Juni | 12 | 174 | 10.8756 | 2.9406 | 4.4962 | 0 | 6.3794 | 0 | 0 | 0 | 0
4166 | 2018-06-23 13:00 | 6 | Juni | 13 | 174 | 9.7011 | 2.5894 | 4.138 | 0 | 5.563 | 0 | 0 | 0 | 0
4167 | 2018-06-23 14:00 | 6 | Juni | 14 | 174 | 8.5265 | 2.3712 | 3.75 | 0 | 4.7765 | 0 | 0 | 0 | 0
4168 | 2018-06-23 15:00 | 6 | Juni | 15 | 174 | 6.6994 | 2.3041 | 3.636 | 0 | 3.0634 | 0 | 0 | 0 | 0
4169 | 2018-06-23 16:00 | 6 | Juni | 16 | 174 | 4.7418 | 2.4337 | 4.4057 | 0 | 0.33604 | 0 | 0 | 0 | 0
4170 | 2018-06-23 17:00 | 6 | Juni | 17 | 174 | 2.6972 | 2.6972 | 2.6972 | 0 | 0 | 0.066768 | 1.6731 | 0 | 1.7399
4171 | 2018-06-23 18:00 | 6 | Juni | 18 | 174 | 1.0006 | 1.0006 | 1.0006 | 0 | 0 | 2.1489 | 1.0834 | 0 | 3.2324
4172 | 2018-06-23 19:00 | 6 | Juni | 19 | 174 | 0 | 0 | 0 | 0 | 0 | 3.1734 | 0.98616 | 0 | 4.1596
4173 | 2018-06-23 20:00 | 6 | Juni | 20 | 174 | 0 | 0 | 0 | 0 | 0 | 3.0215 | 0.66324 | 0 | 3.6848
4174 | 2018-06-23 21:00 | 6 | Juni | 21 | 174 | 0 | 0 | 0 | 0 | 0 | 2.8029 | 0.64361 | 0 | 3.4466
4175 | 2018-06-23 22:00 | 6 | Juni | 22 | 174 | 0 | 0 | 0 | 0 | 0 | 2.2588 | 0.62399 | 0 | 2.8828
4176 | 2018-06-23 23:00 | 6 | Juni | 23 | 174 | 0 | 0 | 0 | 0 | 0 | 1.6131 | 0.43873 | 0 | 2.0518
4177 | 2018-06-24 | 6 | Juni | 0 | 175 | 0 | 0 | 0 | 0 | 0 | 1.4574 | 0.41256 | 0 | 1.87
4178 | 2018-06-24 01:00 | 6 | Juni | 1 | 175 | 0 | 0 | 0 | 0 | 0 | 1.256 | 0.37657 | 0 | 1.6326
4179 | 2018-06-24 02:00 | 6 | Juni | 2 | 175 | 0 | 0 | 0 | 0 | 0 | 1.2174 | 0.36022 | 0 | 1.5776
4180 | 2018-06-24 03:00 | 6 | Juni | 3 | 175 | 0 | 0 | 0 | 0 | 0 | 1.2254 | 0.35753 | 0 | 1.5829
4181 | 2018-06-24 04:00 | 6 | Juni | 4 | 175 | 0.60904 | 0.60904 | 0.60904 | 0 | 0 | 0.63565 | 0.365 | 0 | 1.0006
4182 | 2018-06-24 05:00 | 6 | Juni | 5 | 175 | 1.8706 | 1.4469 | 1.8706 | 0 | 0 | 0 | 0.047635 | 0 | 0.047635
4183 | 2018-06-24 06:00 | 6 | Juni | 6 | 175 | 3.1757 | 1.9403 | 2.4977 | 0 | 0.67803 | 0 | 0 | 0 | 0
4184 | 2018-06-24 07:00 | 6 | Juni | 7 | 175 | 3.8282 | 2.5323 | 3.386 | 0 | 0.44224 | 0 | 0 | 0 | 0
4185 | 2018-06-24 08:00 | 6 | Juni | 8 | 175 | 5.6988 | 2.9917 | 4.1993 | 0 | 1.4995 | 0 | 0 | 0 | 0
4186 | 2018-06-24 09:00 | 6 | Juni | 9 | 175 | 8.135 | 3.1445 | 4.8544 | 0 | 3.2806 | 0 | 0 | 0 | 0
4187 | 2018-06-24 10:00 | 6 | Juni | 10 | 175 | 3.2627 | 3.2498 | 3.2627 | 0 | 0 | 0 | 1.73 | 0 | 1.73
4188 | 2018-06-24 11:00 | 6 | Juni | 11 | 175 | 8.1785 | 3.4344 | 5.5156 | 0 | 2.6629 | 0 | 0 | 0 | 0
4189 | 2018-06-24 12:00 | 6 | Juni | 12 | 175 | 10.3971 | 3.3312 | 5.4212 | 0 | 4.9759 | 0 | 0 | 0 | 0
4190 | 2018-06-24 13:00 | 6 | Juni | 13 | 175 | 14.6603 | 3.0157 | 4.9869 | 0 | 9.6735 | 0 | 0 | 0 | 0
4191 | 2018-06-24 14:00 | 6 | Juni | 14 | 175 | 6.8734 | 2.868 | 4.4947 | 0 | 2.3787 | 0 | 0 | 0 | 0
4192 | 2018-06-24 15:00 | 6 | Juni | 15 | 175 | 4.2197 | 2.8084 | 4.2073 | 0 | 0.012459 | 0 | 0 | 0 | 0
4193 | 2018-06-24 16:00 | 6 | Juni | 16 | 175 | 0.52203 | 0.52203 | 0.52203 | 0 | 0 | 2.3556 | 1.4578 | 0 | 3.8134
4194 | 2018-06-24 17:00 | 6 | Juni | 17 | 175 | 0.34802 | 0.34802 | 0.34802 | 0 | 0 | 2.8241 | 1.5308 | 0 | 4.355
4195 | 2018-06-24 18:00 | 6 | Juni | 18 | 175 | 0.17401 | 0.17401 | 0.17401 | 0 | 0 | 3.231 | 1.4599 | 0 | 4.6909
4196 | 2018-06-24 19:00 | 6 | Juni | 19 | 175 | 0 | 0 | 0 | 0 | 0 | 3.2796 | 0.99891 | 0 | 4.2785
4197 | 2018-06-24 20:00 | 6 | Juni | 20 | 175 | 0 | 0 | 0 | 0 | 0 | 2.9594 | 0.95098 | 0 | 3.9104
4198 | 2018-06-24 21:00 | 6 | Juni | 21 | 175 | 0 | 0 | 0 | 0 | 0 | 2.8718 | 0.58487 | 0 | 3.4566
4199 | 2018-06-24 22:00 | 6 | Juni | 22 | 175 | 0 | 0 | 0 | 0 | 0 | 2.4698 | 0.54561 | 0 | 3.0154
4200 | 2018-06-24 23:00 | 6 | Juni | 23 | 175 | 0 | 0 | 0 | 0 | 0 | 1.7708 | 0.35753 | 0 | 2.1283
4201 | 2018-06-25 | 6 | Juni | 0 | 176 | 0 | 0 | 0 | 0 | 0 | 1.8816 | 0.35753 | 0 | 2.2391
4202 | 2018-06-25 01:00 | 6 | Juni | 1 | 176 | 0 | 0 | 0 | 0 | 0 | 1.4964 | 0.35753 | 0 | 1.8539
4203 | 2018-06-25 02:00 | 6 | Juni | 2 | 176 | 0 | 0 | 0 | 0 | 0 | 1.2921 | 0.51988 | 0 | 1.812
4204 | 2018-06-25 03:00 | 6 | Juni | 3 | 176 | 0 | 0 | 0 | 0 | 0 | 1.2271 | 0.51988 | 0 | 1.7469
4205 | 2018-06-25 04:00 | 6 | Juni | 4 | 176 | 0.087005 | 0.087005 | 0.087005 | 0 | 0 | 1.1296 | 0.85001 | 0 | 1.9796
4206 | 2018-06-25 05:00 | 6 | Juni | 5 | 176 | 1.5661 | 1.1964 | 1.5661 | 0 | 0 | 0 | 0.80507 | 0 | 0.80507
4207 | 2018-06-25 06:00 | 6 | Juni | 6 | 176 | 3.3497 | 1.2392 | 3.3497 | 0 | 0 | 0 | 0.049588 | 0 | 0.049588
4208 | 2018-06-25 07:00 | 6 | Juni | 7 | 176 | 5.3943 | 1.5443 | 3.7719 | 0 | 1.6224 | 0 | 0 | 0 | 0
4209 | 2018-06-25 08:00 | 6 | Juni | 8 | 176 | 7.0474 | 3.3074 | 6.3742 | 0 | 0.67322 | 0 | 0 | 0 | 0
4210 | 2018-06-25 09:00 | 6 | Juni | 9 | 176 | 8.4395 | 4.6877 | 7.4127 | 0 | 1.0268 | 0 | 0 | 0 | 0
4211 | 2018-06-25 10:00 | 6 | Juni | 10 | 176 | 9.005 | 5.1299 | 7.6926 | 0 | 1.3124 | 0 | 0 | 0 | 0
4212 | 2018-06-25 11:00 | 6 | Juni | 11 | 176 | 8.744 | 5.4509 | 8.3383 | 0 | 0.40573 | 0 | 0 | 0 | 0
4213 | 2018-06-25 12:00 | 6 | Juni | 12 | 176 | 9.3095 | 5.5134 | 8.7255 | 0 | 0.58403 | 0 | 0 | 0 | 0
4214 | 2018-06-25 13:00 | 6 | Juni | 13 | 176 | 8.0045 | 4.9415 | 7.6666 | 0 | 0.33789 | 0 | 0 | 0 | 0
4215 | 2018-06-25 14:00 | 6 | Juni | 14 | 176 | 7.4824 | 4.4162 | 6.8111 | 0 | 0.67128 | 0 | 0 | 0 | 0
4216 | 2018-06-25 15:00 | 6 | Juni | 15 | 176 | 7.0039 | 4.0856 | 6.4805 | 0 | 0.52337 | 0 | 0 | 0 | 0
4217 | 2018-06-25 16:00 | 6 | Juni | 16 | 176 | 4.0892 | 3.8171 | 4.0892 | 0 | 0 | 0 | 2.4529 | 0 | 2.4529
4218 | 2018-06-25 17:00 | 6 | Juni | 17 | 176 | 2.7407 | 2.7407 | 2.7407 | 0 | 0 | 0.63185 | 2.5909 | 0 | 3.2228
4219 | 2018-06-25 18:00 | 6 | Juni | 18 | 176 | 1.0441 | 1.0441 | 1.0441 | 0 | 0 | 2.0374 | 2.4456 | 0 | 4.4829
4220 | 2018-06-25 19:00 | 6 | Juni | 19 | 176 | 0 | 0 | 0 | 0 | 0 | 2.9292 | 2.1378 | 0 | 5.0671
4221 | 2018-06-25 20:00 | 6 | Juni | 20 | 176 | 0 | 0 | 0 | 0 | 0 | 3.0534 | 1.9755 | 0 | 5.0289
4222 | 2018-06-25 21:00 | 6 | Juni | 21 | 176 | 0 | 0 | 0 | 0 | 0 | 2.9036 | 1.6454 | 0 | 4.549
4223 | 2018-06-25 22:00 | 6 | Juni | 22 | 176 | 0 | 0 | 0 | 0 | 0 | 2.7308 | 1.6454 | 0 | 4.3761
4224 | 2018-06-25 23:00 | 6 | Juni | 23 | 176 | 0 | 0 | 0 | 0 | 0 | 1.6131 | 1.483 | 0 | 3.0961
4225 | 2018-06-26 | 6 | Juni | 0 | 177 | 0 | 0 | 0 | 0 | 0 | 1.298 | 0.82247 | 0 | 2.1204
4226 | 2018-06-26 01:00 | 6 | Juni | 1 | 177 | 0 | 0 | 0 | 0 | 0 | 1.2132 | 0.35753 | 0 | 1.5707
4227 | 2018-06-26 02:00 | 6 | Juni | 2 | 177 | 0 | 0 | 0 | 0 | 0 | 1.1645 | 0.51988 | 0 | 1.6844
4228 | 2018-06-26 03:00 | 6 | Juni | 3 | 177 | 0 | 0 | 0 | 0 | 0 | 1.1969 | 0.51988 | 0 | 1.7167
4229 | 2018-06-26 04:00 | 6 | Juni | 4 | 177 | 0 | 0 | 0 | 0 | 0 | 1.3722 | 0.85001 | 0 | 2.2222
4230 | 2018-06-26 05:00 | 6 | Juni | 5 | 177 | 0.17401 | 0.17401 | 0.17401 | 0 | 0 | 1.8469 | 1.1747 | 0 | 3.0216
4231 | 2018-06-26 06:00 | 6 | Juni | 6 | 177 | 0.34802 | 0.34802 | 0.34802 | 0 | 0 | 2.207 | 1.8296 | 0 | 4.0365
4232 | 2018-06-26 07:00 | 6 | Juni | 7 | 177 | 0.52203 | 0.52203 | 0.52203 | 0 | 0 | 2.2327 | 2.0302 | 0 | 4.2629
4233 | 2018-06-26 08:00 | 6 | Juni | 8 | 177 | 0.87005 | 0.87005 | 0.87005 | 0 | 0 | 2.9681 | 3.0668 | 0 | 6.0349
4234 | 2018-06-26 09:00 | 6 | Juni | 9 | 177 | 2.1751 | 2.1751 | 2.1751 | 0 | 0 | 2.1601 | 2.725 | 0 | 4.8852
4235 | 2018-06-26 10:00 | 6 | Juni | 10 | 177 | 9.6141 | 4.3806 | 6.9433 | 0 | 2.6708 | 0 | 0 | 0 | 0
4236 | 2018-06-26 11:00 | 6 | Juni | 11 | 177 | 6.5689 | 4.6466 | 6.5689 | 0 | 0 | 0 | 0.96509 | 0 | 0.96509
4237 | 2018-06-26 12:00 | 6 | Juni | 12 | 177 | 10.5276 | 4.561 | 7.7731 | 0 | 2.7545 | 0 | 0 | 0 | 0
4238 | 2018-06-26 13:00 | 6 | Juni | 13 | 177 | 8.918 | 4.2098 | 6.9348 | 0 | 1.9832 | 0 | 0 | 0 | 0
4239 | 2018-06-26 14:00 | 6 | Juni | 14 | 177 | 9.6576 | 3.9916 | 6.3865 | 0 | 3.271 | 0 | 0 | 0 | 0
4240 | 2018-06-26 15:00 | 6 | Juni | 15 | 177 | 11.5282 | 3.9245 | 6.3194 | 0 | 5.2087 | 0 | 0 | 0 | 0
4241 | 2018-06-26 16:00 | 6 | Juni | 16 | 177 | 2.8712 | 2.8712 | 2.8712 | 0 | 0 | 1.183 | 2.725 | 0 | 3.908
4242 | 2018-06-26 17:00 | 6 | Juni | 17 | 177 | 4.0457 | 3.92 | 4.0457 | 0 | 0 | 0 | 2.4652 | 0 | 2.4652
4243 | 2018-06-26 18:00 | 6 | Juni | 18 | 177 | 0.95706 | 0.95706 | 0.95706 | 0 | 0 | 2.7705 | 2.4456 | 0 | 5.2161
4244 | 2018-06-26 19:00 | 6 | Juni | 19 | 177 | 0.26102 | 0.26102 | 0.26102 | 0 | 0 | 2.9124 | 2.1378 | 0 | 5.0502
4245 | 2018-06-26 20:00 | 6 | Juni | 20 | 177 | 0 | 0 | 0 | 0 | 0 | 3.0215 | 1.9755 | 0 | 4.997
4246 | 2018-06-26 21:00 | 6 | Juni | 21 | 177 | 0 | 0 | 0 | 0 | 0 | 2.8029 | 1.6454 | 0 | 4.4483
4247 | 2018-06-26 22:00 | 6 | Juni | 22 | 177 | 0 | 0 | 0 | 0 | 0 | 2.2588 | 1.3602 | 0 | 3.619
4248 | 2018-06-26 23:00 | 6 | Juni | 23 | 177 | 0 | 0 | 0 | 0 | 0 | 1.6131 | 0.35753 | 0 | 1.9706
4249 | 2018-06-27 | 6 | Juni | 0 | 178 | 0 | 0 | 0 | 0 | 0 | 1.298 | 0.35753 | 0 | 1.6555
4250 | 2018-06-27 01:00 | 6 | Juni | 1 | 178 | 0 | 0 | 0 | 0 | 0 | 1.2132 | 0.35753 | 0 | 1.5707
4251 | 2018-06-27 02:00 | 6 | Juni | 2 | 178 | 0 | 0 | 0 | 0 | 0 | 1.1645 | 0.51988 | 0 | 1.6844
4252 | 2018-06-27 03:00 | 6 | Juni | 3 | 178 | 0 | 0 | 0 | 0 | 0 | 1.1969 | 0.51988 | 0 | 1.7167
4253 | 2018-06-27 04:00 | 6 | Juni | 4 | 178 | 0.17401 | 0.17401 | 0.17401 | 0 | 0 | 1.1982 | 0.85001 | 0 | 2.0482
4254 | 2018-06-27 05:00 | 6 | Juni | 5 | 178 | 1.6966 | 1.6966 | 1.6966 | 0 | 0 | 0.32428 | 1.1747 | 0 | 1.499
4255 | 2018-06-27 06:00 | 6 | Juni | 6 | 178 | 3.3497 | 2.555 | 3.3497 | 0 | 0 | 0 | 1.0349 | 0 | 1.0349
4256 | 2018-06-27 07:00 | 6 | Juni | 7 | 178 | 5.6553 | 2.7547 | 4.5843 | 0 | 1.0711 | 0 | 0 | 0 | 0
4257 | 2018-06-27 08:00 | 6 | Juni | 8 | 178 | 7.6999 | 3.8382 | 5.7795 | 0 | 1.9205 | 0 | 0 | 0 | 0
4258 | 2018-06-27 09:00 | 6 | Juni | 9 | 178 | 9.266 | 4.3353 | 6.469 | 0 | 2.7971 | 0 | 0 | 0 | 0
4259 | 2018-06-27 10:00 | 6 | Juni | 10 | 178 | 10.5711 | 4.3806 | 6.9433 | 0 | 3.6279 | 0 | 0 | 0 | 0
4260 | 2018-06-27 11:00 | 6 | Juni | 11 | 178 | 12.3112 | 4.6466 | 7.534 | 0 | 4.7772 | 0 | 0 | 0 | 0
4261 | 2018-06-27 12:00 | 6 | Juni | 12 | 178 | 12.1372 | 4.561 | 7.7731 | 0 | 4.3641 | 0 | 0 | 0 | 0
4262 | 2018-06-27 13:00 | 6 | Juni | 13 | 178 | 11.8762 | 4.2098 | 6.9348 | 0 | 4.9413 | 0 | 0 | 0 | 0
4263 | 2018-06-27 14:00 | 6 | Juni | 14 | 178 | 10.7451 | 3.9916 | 6.3865 | 0 | 4.3586 | 0 | 0 | 0 | 0
4264 | 2018-06-27 15:00 | 6 | Juni | 15 | 178 | 8.6135 | 3.9245 | 6.3194 | 0 | 2.2941 | 0 | 0 | 0 | 0
4265 | 2018-06-27 16:00 | 6 | Juni | 16 | 178 | 6.7864 | 4.0541 | 6.7792 | 0 | 0.007201 | 0 | 0 | 0 | 0
4266 | 2018-06-27 17:00 | 6 | Juni | 17 | 178 | 4.1762 | 3.92 | 4.1762 | 0 | 0 | 0 | 2.3347 | 0 | 2.3347
4267 | 2018-06-27 18:00 | 6 | Juni | 18 | 178 | 2.3056 | 2.3056 | 2.3056 | 0 | 0 | 1.4219 | 2.4456 | 0 | 3.8675
4268 | 2018-06-27 19:00 | 6 | Juni | 19 | 178 | 0.17401 | 0.17401 | 0.17401 | 0 | 0 | 2.9994 | 2.1378 | 0 | 5.1373
4269 | 2018-06-27 20:00 | 6 | Juni | 20 | 178 | 0 | 0 | 0 | 0 | 0 | 3.0215 | 1.9755 | 0 | 4.997
4270 | 2018-06-27 21:00 | 6 | Juni | 21 | 178 | 0 | 0 | 0 | 0 | 0 | 2.8029 | 0.54346 | 0 | 3.3464
4271 | 2018-06-27 22:00 | 6 | Juni | 22 | 178 | 0 | 0 | 0 | 0 | 0 | 2.2588 | 0.51988 | 0 | 2.7787
4272 | 2018-06-27 23:00 | 6 | Juni | 23 | 178 | 0 | 0 | 0 | 0 | 0 | 1.6131 | 0.35753 | 0 | 1.9706
4273 | 2018-06-28 | 6 | Juni | 0 | 179 | 0 | 0 | 0 | 0 | 0 | 1.298 | 0.35753 | 0 | 1.6555
4274 | 2018-06-28 01:00 | 6 | Juni | 1 | 179 | 0 | 0 | 0 | 0 | 0 | 1.2132 | 0.35753 | 0 | 1.5707
4275 | 2018-06-28 02:00 | 6 | Juni | 2 | 179 | 0 | 0 | 0 | 0 | 0 | 1.1645 | 0.51988 | 0 | 1.6844
4276 | 2018-06-28 03:00 | 6 | Juni | 3 | 179 | 0 | 0 | 0 | 0 | 0 | 1.1969 | 0.51988 | 0 | 1.7167
4277 | 2018-06-28 04:00 | 6 | Juni | 4 | 179 | 0.34802 | 0.34802 | 0.34802 | 0 | 0 | 1.0242 | 0.85001 | 0 | 1.8742
4278 | 2018-06-28 05:00 | 6 | Juni | 5 | 179 | 2.5666 | 2.0209 | 2.5666 | 0 | 0 | 0 | 0.62895 | 0 | 0.62895
4279 | 2018-06-28 06:00 | 6 | Juni | 6 | 179 | 4.6548 | 2.555 | 4.3845 | 0 | 0.27022 | 0 | 0 | 0 | 0
4280 | 2018-06-28 07:00 | 6 | Juni | 7 | 179 | 6.7429 | 2.7547 | 4.5843 | 0 | 2.1586 | 0 | 0 | 0 | 0
4281 | 2018-06-28 08:00 | 6 | Juni | 8 | 179 | 8.7005 | 3.8382 | 6.306 | 0 | 2.3945 | 0 | 0 | 0 | 0
4282 | 2018-06-28 09:00 | 6 | Juni | 9 | 179 | 10.0926 | 4.3353 | 7.0603 | 0 | 3.0323 | 0 | 0 | 0 | 0
4283 | 2018-06-28 10:00 | 6 | Juni | 10 | 179 | 10.1796 | 4.3806 | 6.9433 | 0 | 3.2363 | 0 | 0 | 0 | 0
4284 | 2018-06-28 11:00 | 6 | Juni | 11 | 179 | 8.0915 | 4.6466 | 7.534 | 0 | 0.55749 | 0 | 0 | 0 | 0
4285 | 2018-06-28 12:00 | 6 | Juni | 12 | 179 | 8.222 | 4.561 | 7.7731 | 0 | 0.44888 | 0 | 0 | 0 | 0
4286 | 2018-06-28 13:00 | 6 | Juni | 13 | 179 | 5.3508 | 4.2098 | 5.3508 | 0 | 0 | 0 | 1.5654 | 0 | 1.5654
4287 | 2018-06-28 14:00 | 6 | Juni | 14 | 179 | 6.0468 | 3.9916 | 6.0468 | 0 | 0 | 0 | 0.2844 | 0 | 0.2844
4288 | 2018-06-28 15:00 | 6 | Juni | 15 | 179 | 6.1339 | 3.9245 | 6.1339 | 0 | 0 | 0 | 0.12073 | 0 | 0.12073
4289 | 2018-06-28 16:00 | 6 | Juni | 16 | 179 | 5.5248 | 4.0541 | 5.5248 | 0 | 0 | 0 | 1.1441 | 0 | 1.1441
4290 | 2018-06-28 17:00 | 6 | Juni | 17 | 179 | 3.3062 | 3.3062 | 3.3062 | 0 | 0 | 0.61385 | 2.1983 | 0 | 2.8122
4291 | 2018-06-28 18:00 | 6 | Juni | 18 | 179 | 1.3921 | 1.3921 | 1.3921 | 0 | 0 | 2.3355 | 1.6687 | 0 | 4.0042
4292 | 2018-06-28 19:00 | 6 | Juni | 19 | 179 | 0.17401 | 0.17401 | 0.17401 | 0 | 0 | 2.9994 | 1.0124 | 0 | 4.0118
4293 | 2018-06-28 20:00 | 6 | Juni | 20 | 179 | 0 | 0 | 0 | 0 | 0 | 3.0215 | 0.85001 | 0 | 3.8715
4294 | 2018-06-28 21:00 | 6 | Juni | 21 | 179 | 0 | 0 | 0 | 0 | 0 | 2.8029 | 0.51988 | 0 | 3.3228
4295 | 2018-06-28 22:00 | 6 | Juni | 22 | 179 | 0 | 0 | 0 | 0 | 0 | 2.2588 | 0.51988 | 0 | 2.7787
4296 | 2018-06-28 23:00 | 6 | Juni | 23 | 179 | 0 | 0 | 0 | 0 | 0 | 1.6131 | 0.35753 | 0 | 1.9706
4297 | 2018-06-29 | 6 | Juni | 0 | 180 | 0 | 0 | 0 | 0 | 0 | 1.298 | 0.35753 | 0 | 1.6555
4298 | 2018-06-29 01:00 | 6 | Juni | 1 | 180 | 0 | 0 | 0 | 0 | 0 | 1.2132 | 0.35753 | 0 | 1.5707
4299 | 2018-06-29 02:00 | 6 | Juni | 2 | 180 | 0 | 0 | 0 | 0 | 0 | 1.1645 | 0.51988 | 0 | 1.6844
4300 | 2018-06-29 03:00 | 6 | Juni | 3 | 180 | 0 | 0 | 0 | 0 | 0 | 1.1969 | 0.51988 | 0 | 1.7167
4301 | 2018-06-29 04:00 | 6 | Juni | 4 | 180 | 0.17401 | 0.17401 | 0.17401 | 0 | 0 | 1.1982 | 0.85001 | 0 | 2.0482
4302 | 2018-06-29 05:00 | 6 | Juni | 5 | 180 | 1.8271 | 1.8271 | 1.8271 | 0 | 0 | 0.19377 | 1.1747 | 0 | 1.3685
4303 | 2018-06-29 06:00 | 6 | Juni | 6 | 180 | 3.4367 | 2.555 | 3.4367 | 0 | 0 | 0 | 0.94785 | 0 | 0.94785
4304 | 2018-06-29 07:00 | 6 | Juni | 7 | 180 | 5.3508 | 2.7547 | 4.5843 | 0 | 0.76655 | 0 | 0 | 0 | 0
4305 | 2018-06-29 08:00 | 6 | Juni | 8 | 180 | 7.5694 | 3.8382 | 5.7795 | 0 | 1.79 | 0 | 0 | 0 | 0
4306 | 2018-06-29 09:00 | 6 | Juni | 9 | 180 | 9.353 | 4.3353 | 6.6971 | 0 | 2.6559 | 0 | 0 | 0 | 0
4307 | 2018-06-29 10:00 | 6 | Juni | 10 | 180 | 10.9191 | 4.3806 | 6.8874 | 0 | 4.0317 | 0 | 0 | 0 | 0
4308 | 2018-06-29 11:00 | 6 | Juni | 11 | 180 | 11.7022 | 4.6466 | 7.3055 | 0 | 4.3966 | 0 | 0 | 0 | 0
4309 | 2018-06-29 12:00 | 6 | Juni | 12 | 180 | 11.3542 | 4.561 | 7.591 | 0 | 3.7631 | 0 | 0 | 0 | 0
4310 | 2018-06-29 13:00 | 6 | Juni | 13 | 180 | 10.1796 | 4.2098 | 6.7294 | 0 | 3.4501 | 0 | 0 | 0 | 0
4311 | 2018-06-29 14:00 | 6 | Juni | 14 | 180 | 9.6576 | 3.9916 | 6.0886 | 0 | 3.5689 | 0 | 0 | 0 | 0
4312 | 2018-06-29 15:00 | 6 | Juni | 15 | 180 | 8.135 | 3.9245 | 6.1924 | 0 | 1.9426 | 0 | 0 | 0 | 0
4313 | 2018-06-29 16:00 | 6 | Juni | 16 | 180 | 5.6988 | 4.0541 | 5.6988 | 0 | 0 | 0 | 0.92908 | 0 | 0.92908
4314 | 2018-06-29 17:00 | 6 | Juni | 17 | 180 | 3.3062 | 3.3062 | 3.3062 | 0 | 0 | 0.61385 | 2.5909 | 0 | 3.2048
4315 | 2018-06-29 18:00 | 6 | Juni | 18 | 180 | 1.2616 | 1.2616 | 1.2616 | 0 | 0 | 2.466 | 2.4456 | 0 | 4.9115
4316 | 2018-06-29 19:00 | 6 | Juni | 19 | 180 | 0 | 0 | 0 | 0 | 0 | 3.1734 | 1.7573 | 0 | 4.9307
4317 | 2018-06-29 20:00 | 6 | Juni | 20 | 180 | 0 | 0 | 0 | 0 | 0 | 3.0215 | 0.85001 | 0 | 3.8715
4318 | 2018-06-29 21:00 | 6 | Juni | 21 | 180 | 0 | 0 | 0 | 0 | 0 | 2.8029 | 0.51988 | 0 | 3.3228
4319 | 2018-06-29 22:00 | 6 | Juni | 22 | 180 | 0 | 0 | 0 | 0 | 0 | 2.2588 | 0.51988 | 0 | 2.7787
4320 | 2018-06-29 23:00 | 6 | Juni | 23 | 180 | 0 | 0 | 0 | 0 | 0 | 1.6131 | 0.35753 | 0 | 1.9706
4321 | 2018-06-30 | 6 | Juni | 0 | 181 | 0 | 0 | 0 | 0 | 0 | 1.298 | 0.35753 | 0 | 1.6555
4322 | 2018-06-30 01:00 | 6 | Juni | 1 | 181 | 0 | 0 | 0 | 0 | 0 | 1.2132 | 0.35753 | 0 | 1.5707
4323 | 2018-06-30 02:00 | 6 | Juni | 2 | 181 | 0 | 0 | 0 | 0 | 0 | 1.1645 | 0.35753 | 0 | 1.5221
4324 | 2018-06-30 03:00 | 6 | Juni | 3 | 181 | 0 | 0 | 0 | 0 | 0 | 1.1969 | 0.35753 | 0 | 1.5544
4325 | 2018-06-30 04:00 | 6 | Juni | 4 | 181 | 0 | 0 | 0 | 0 | 0 | 1.3722 | 0.35753 | 0 | 1.7298
4326 | 2018-06-30 05:00 | 6 | Juni | 5 | 181 | 1.0441 | 1.0441 | 1.0441 | 0 | 0 | 0.97682 | 0.51988 | 0 | 1.4967
4327 | 2018-06-30 06:00 | 6 | Juni | 6 | 181 | 3.5237 | 2.555 | 3.405 | 0 | 0.11871 | 0 | 0 | 0 | 0
4328 | 2018-06-30 07:00 | 6 | Juni | 7 | 181 | 3.8282 | 2.7547 | 3.8282 | 0 | 0 | 0 | 0.1012 | 0 | 0.1012
4329 | 2018-06-30 08:00 | 6 | Juni | 8 | 181 | 3.5237 | 2.7958 | 3.5237 | 0 | 0 | 0 | 0.44683 | 0 | 0.44683
4330 | 2018-06-30 09:00 | 6 | Juni | 9 | 181 | 3.3062 | 2.7148 | 3.3062 | 0 | 0 | 0 | 0.42101 | 0 | 0.42101
4331 | 2018-06-30 10:00 | 6 | Juni | 10 | 181 | 4.3067 | 2.7601 | 3.4478 | 0 | 0.85895 | 0 | 0 | 0 | 0
4332 | 2018-06-30 11:00 | 6 | Juni | 11 | 181 | 6.0904 | 3.0262 | 4.0385 | 0 | 2.0518 | 0 | 0 | 0 | 0
4333 | 2018-06-30 12:00 | 6 | Juni | 12 | 181 | 7.3084 | 2.9406 | 4.1153 | 0 | 3.1931 | 0 | 0 | 0 | 0
4334 | 2018-06-30 13:00 | 6 | Juni | 13 | 181 | 6.2209 | 2.5894 | 3.7641 | 0 | 2.4567 | 0 | 0 | 0 | 0
4335 | 2018-06-30 14:00 | 6 | Juni | 14 | 181 | 5.9598 | 2.3712 | 3.3836 | 0 | 2.5763 | 0 | 0 | 0 | 0
4336 | 2018-06-30 15:00 | 6 | Juni | 15 | 181 | 4.7853 | 2.3041 | 3.3165 | 0 | 1.4688 | 0 | 0 | 0 | 0
4337 | 2018-06-30 16:00 | 6 | Juni | 16 | 181 | 4.3067 | 2.4337 | 4.1009 | 0 | 0.20581 | 0 | 0 | 0 | 0
4338 | 2018-06-30 17:00 | 6 | Juni | 17 | 181 | 1.5661 | 1.5661 | 1.5661 | 0 | 0 | 1.1978 | 1.3371 | 0 | 2.5349
4339 | 2018-06-30 18:00 | 6 | Juni | 18 | 181 | 0.69604 | 0.69604 | 0.69604 | 0 | 0 | 2.4535 | 0.85001 | 0 | 3.3035
4340 | 2018-06-30 19:00 | 6 | Juni | 19 | 181 | 0 | 0 | 0 | 0 | 0 | 3.1734 | 0.85001 | 0 | 4.0234
4341 | 2018-06-30 20:00 | 6 | Juni | 20 | 181 | 0 | 0 | 0 | 0 | 0 | 3.0215 | 0.51988 | 0 | 3.5414
4342 | 2018-06-30 21:00 | 6 | Juni | 21 | 181 | 0 | 0 | 0 | 0 | 0 | 2.8029 | 0.51988 | 0 | 3.3228
4343 | 2018-06-30 22:00 | 6 | Juni | 22 | 181 | 0 | 0 | 0 | 0 | 0 | 2.2588 | 0.51988 | 0 | 2.7787
4344 | 2018-06-30 23:00 | 6 | Juni | 23 | 181 | 0 | 0 | 0 | 0 | 0 | 1.6131 | 0.35753 | 0 | 1.9706
4345 | 2018-07-01 | 7 | Juli | 0 | 182 | 0 | 0 | 0 | 0 | 0 | 1.4574 | 0.35753 | 0 | 1.8149
4346 | 2018-07-01 01:00 | 7 | Juli | 1 | 182 | 0 | 0 | 0 | 0 | 0 | 1.256 | 0.35753 | 0 | 1.6135
4347 | 2018-07-01 02:00 | 7 | Juli | 2 | 182 | 0 | 0 | 0 | 0 | 0 | 1.2174 | 0.35753 | 0 | 1.5749
4348 | 2018-07-01 03:00 | 7 | Juli | 3 | 182 | 0 | 0 | 0 | 0 | 0 | 1.2254 | 0.35753 | 0 | 1.5829
4349 | 2018-07-01 04:00 | 7 | Juli | 4 | 182 | 0.087005 | 0.087005 | 0.087005 | 0 | 0 | 1.1577 | 0.35753 | 0 | 1.5152
4350 | 2018-07-01 05:00 | 7 | Juli | 5 | 182 | 1.1746 | 1.1746 | 1.1746 | 0 | 0 | 0.27235 | 0.35753 | 0 | 0.62987
4351 | 2018-07-01 06:00 | 7 | Juli | 6 | 182 | 2.5666 | 1.9403 | 2.2978 | 0 | 0.2688 | 0 | 0 | 0 | 0
4352 | 2018-07-01 07:00 | 7 | Juli | 7 | 182 | 4.0457 | 2.5323 | 3.0522 | 0 | 0.99353 | 0 | 0 | 0 | 0
4353 | 2018-07-01 08:00 | 7 | Juli | 8 | 182 | 5.5683 | 2.9917 | 3.6794 | 0 | 1.8889 | 0 | 0 | 0 | 0
4354 | 2018-07-01 09:00 | 7 | Juli | 9 | 182 | 6.9604 | 3.1445 | 4.3192 | 0 | 2.6412 | 0 | 0 | 0 | 0
4355 | 2018-07-01 10:00 | 7 | Juli | 10 | 182 | 8.309 | 3.2498 | 4.4245 | 0 | 3.8845 | 0 | 0 | 0 | 0
4356 | 2018-07-01 11:00 | 7 | Juli | 11 | 182 | 7.8305 | 3.4344 | 4.9338 | 0 | 2.8966 | 0 | 0 | 0 | 0
4357 | 2018-07-01 12:00 | 7 | Juli | 12 | 182 | 7.6564 | 3.3312 | 4.8306 | 0 | 2.8258 | 0 | 0 | 0 | 0
4358 | 2018-07-01 13:00 | 7 | Juli | 13 | 182 | 7.5259 | 3.0157 | 4.3527 | 0 | 3.1732 | 0 | 0 | 0 | 0
4359 | 2018-07-01 14:00 | 7 | Juli | 14 | 182 | 6.7429 | 2.868 | 4.2128 | 0 | 2.5301 | 0 | 0 | 0 | 0
4360 | 2018-07-01 15:00 | 7 | Juli | 15 | 182 | 5.5248 | 2.8084 | 3.9795 | 0 | 1.5454 | 0 | 0 | 0 | 0
4361 | 2018-07-01 16:00 | 7 | Juli | 16 | 182 | 4.1327 | 2.8776 | 4.0395 | 0 | 0.09325 | 0 | 0 | 0 | 0
4362 | 2018-07-01 17:00 | 7 | Juli | 17 | 182 | 2.3926 | 2.3926 | 2.3926 | 0 | 0 | 0.77952 | 1.2686 | 0 | 2.0481
4363 | 2018-07-01 18:00 | 7 | Juli | 18 | 182 | 1.2181 | 1.2181 | 1.2181 | 0 | 0 | 2.1869 | 1.2335 | 0 | 3.4205
4364 | 2018-07-01 19:00 | 7 | Juli | 19 | 182 | 0 | 0 | 0 | 0 | 0 | 3.2796 | 0.87524 | 0 | 4.1548
4365 | 2018-07-01 20:00 | 7 | Juli | 20 | 182 | 0 | 0 | 0 | 0 | 0 | 2.9594 | 0.86351 | 0 | 3.8229
4366 | 2018-07-01 21:00 | 7 | Juli | 21 | 182 | 0 | 0 | 0 | 0 | 0 | 2.8718 | 0.52684 | 0 | 3.3986
4367 | 2018-07-01 22:00 | 7 | Juli | 22 | 182 | 0 | 0 | 0 | 0 | 0 | 2.4698 | 0.5203 | 0 | 2.9901
4368 | 2018-07-01 23:00 | 7 | Juli | 23 | 182 | 0 | 0 | 0 | 0 | 0 | 1.7708 | 0.35753 | 0 | 2.1283
4369 | 2018-07-02 | 7 | Juli | 0 | 183 | 0 | 0 | 0 | 0 | 0 | 1.8816 | 0.35753 | 0 | 2.2391
4370 | 2018-07-02 01:00 | 7 | Juli | 1 | 183 | 0 | 0 | 0 | 0 | 0 | 1.4964 | 0.35753 | 0 | 1.8539
4371 | 2018-07-02 02:00 | 7 | Juli | 2 | 183 | 0 | 0 | 0 | 0 | 0 | 1.2921 | 0.51988 | 0 | 1.812
4372 | 2018-07-02 03:00 | 7 | Juli | 3 | 183 | 0 | 0 | 0 | 0 | 0 | 1.2271 | 0.51988 | 0 | 1.7469
4373 | 2018-07-02 04:00 | 7 | Juli | 4 | 183 | 0.17401 | 0.17401 | 0.17401 | 0 | 0 | 1.0426 | 0.85001 | 0 | 1.8926
4374 | 2018-07-02 05:00 | 7 | Juli | 5 | 183 | 1.9141 | 1.1964 | 1.9141 | 0 | 0 | 0 | 0.66128 | 0 | 0.66128
4375 | 2018-07-02 06:00 | 7 | Juli | 6 | 183 | 3.4367 | 1.2392 | 3.4367 | 0 | 0 | 0 | 0.072703 | 0 | 0.072703
4376 | 2018-07-02 07:00 | 7 | Juli | 7 | 183 | 5.3073 | 1.5443 | 3.8584 | 0 | 1.4489 | 0 | 0 | 0 | 0
4377 | 2018-07-02 08:00 | 7 | Juli | 8 | 183 | 7.1344 | 3.3074 | 6.3742 | 0 | 0.76023 | 0 | 0 | 0 | 0
4378 | 2018-07-02 09:00 | 7 | Juli | 9 | 183 | 8.9615 | 4.6877 | 7.4127 | 0 | 1.5488 | 0 | 0 | 0 | 0
4379 | 2018-07-02 10:00 | 7 | Juli | 10 | 183 | 9.5706 | 5.1299 | 7.6926 | 0 | 1.878 | 0 | 0 | 0 | 0
4380 | 2018-07-02 11:00 | 7 | Juli | 11 | 183 | 11.0061 | 5.4509 | 8.3383 | 0 | 2.6679 | 0 | 0 | 0 | 0
4381 | 2018-07-02 12:00 | 7 | Juli | 12 | 183 | 9.8316 | 5.5134 | 8.7255 | 0 | 1.1061 | 0 | 0 | 0 | 0
4382 | 2018-07-02 13:00 | 7 | Juli | 13 | 183 | 9.266 | 4.9415 | 7.6666 | 0 | 1.5995 | 0 | 0 | 0 | 0
4383 | 2018-07-02 14:00 | 7 | Juli | 14 | 183 | 10.8756 | 4.4162 | 6.8111 | 0 | 4.0645 | 0 | 0 | 0 | 0
4384 | 2018-07-02 15:00 | 7 | Juli | 15 | 183 | 8.57 | 4.0856 | 6.4805 | 0 | 2.0895 | 0 | 0 | 0 | 0
4385 | 2018-07-02 16:00 | 7 | Juli | 16 | 183 | 6.3949 | 3.8171 | 6.3949 | 0 | 0 | 0 | 0.14727 | 0 | 0.14727
4386 | 2018-07-02 17:00 | 7 | Juli | 17 | 183 | 4.6548 | 3.3725 | 4.6548 | 0 | 0 | 0 | 1.3086 | 0 | 1.3086
4387 | 2018-07-02 18:00 | 7 | Juli | 18 | 183 | 2.3056 | 2.3056 | 2.3056 | 0 | 0 | 0.7758 | 2.4456 | 0 | 3.2214
4388 | 2018-07-02 19:00 | 7 | Juli | 19 | 183 | 0.17401 | 0.17401 | 0.17401 | 0 | 0 | 2.7552 | 2.1378 | 0 | 4.8931
4389 | 2018-07-02 20:00 | 7 | Juli | 20 | 183 | 0 | 0 | 0 | 0 | 0 | 3.0534 | 1.5625 | 0 | 4.6159
4390 | 2018-07-02 21:00 | 7 | Juli | 21 | 183 | 0 | 0 | 0 | 0 | 0 | 2.9036 | 0.54002 | 0 | 3.4437
4391 | 2018-07-02 22:00 | 7 | Juli | 22 | 183 | 0 | 0 | 0 | 0 | 0 | 2.7308 | 0.51988 | 0 | 3.2507
4392 | 2018-07-02 23:00 | 7 | Juli | 23 | 183 | 0 | 0 | 0 | 0 | 0 | 1.6131 | 0.35753 | 0 | 1.9706
4393 | 2018-07-03 | 7 | Juli | 0 | 184 | 0 | 0 | 0 | 0 | 0 | 1.298 | 0.35753 | 0 | 1.6555
4394 | 2018-07-03 01:00 | 7 | Juli | 1 | 184 | 0 | 0 | 0 | 0 | 0 | 1.2132 | 0.35753 | 0 | 1.5707
4395 | 2018-07-03 02:00 | 7 | Juli | 2 | 184 | 0 | 0 | 0 | 0 | 0 | 1.1645 | 0.51988 | 0 | 1.6844
4396 | 2018-07-03 03:00 | 7 | Juli | 3 | 184 | 0 | 0 | 0 | 0 | 0 | 1.1969 | 0.51988 | 0 | 1.7167
4397 | 2018-07-03 04:00 | 7 | Juli | 4 | 184 | 0 | 0 | 0 | 0 | 0 | 1.3722 | 0.85001 | 0 | 2.2222
4398 | 2018-07-03 05:00 | 7 | Juli | 5 | 184 | 0.78305 | 0.78305 | 0.78305 | 0 | 0 | 1.2378 | 1.1747 | 0 | 2.4126
4399 | 2018-07-03 06:00 | 7 | Juli | 6 | 184 | 0.95706 | 0.95706 | 0.95706 | 0 | 0 | 1.5979 | 1.8296 | 0 | 3.4275
4400 | 2018-07-03 07:00 | 7 | Juli | 7 | 184 | 1.5661 | 1.5661 | 1.5661 | 0 | 0 | 1.1886 | 1.8296 | 0 | 3.0182
4401 | 2018-07-03 08:00 | 7 | Juli | 8 | 184 | 2.1751 | 2.1751 | 2.1751 | 0 | 0 | 1.663 | 2.0735 | 0 | 3.7366
4402 | 2018-07-03 09:00 | 7 | Juli | 9 | 184 | 4.3067 | 4.3067 | 4.3067 | 0 | 0 | 0.028506 | 2.725 | 0 | 2.7535
4403 | 2018-07-03 10:00 | 7 | Juli | 10 | 184 | 4.7853 | 4.3806 | 4.7853 | 0 | 0 | 0 | 2.158 | 0 | 2.158
4404 | 2018-07-03 11:00 | 7 | Juli | 11 | 184 | 5.3943 | 4.6466 | 5.3943 | 0 | 0 | 0 | 2.1397 | 0 | 2.1397
4405 | 2018-07-03 12:00 | 7 | Juli | 12 | 184 | 6.5254 | 4.561 | 6.5254 | 0 | 0 | 0 | 1.2477 | 0 | 1.2477
4406 | 2018-07-03 13:00 | 7 | Juli | 13 | 184 | 6.2209 | 4.2098 | 6.2209 | 0 | 0 | 0 | 0.71399 | 0 | 0.71399
4407 | 2018-07-03 14:00 | 7 | Juli | 14 | 184 | 5.0898 | 3.9916 | 5.0898 | 0 | 0 | 0 | 1.2968 | 0 | 1.2968
4408 | 2018-07-03 15:00 | 7 | Juli | 15 | 184 | 3.8717 | 3.8717 | 3.8717 | 0 | 0 | 0.052778 | 2.3949 | 0 | 2.4477
4409 | 2018-07-03 16:00 | 7 | Juli | 16 | 184 | 3.6977 | 3.6977 | 3.6977 | 0 | 0 | 0.35643 | 2.725 | 0 | 3.0815
4410 | 2018-07-03 17:00 | 7 | Juli | 17 | 184 | 1.5661 | 1.5661 | 1.5661 | 0 | 0 | 2.3539 | 2.5909 | 0 | 4.9449
4411 | 2018-07-03 18:00 | 7 | Juli | 18 | 184 | 0.78305 | 0.78305 | 0.78305 | 0 | 0 | 2.9445 | 1.7823 | 0 | 4.7268
4412 | 2018-07-03 19:00 | 7 | Juli | 19 | 184 | 0.087005 | 0.087005 | 0.087005 | 0 | 0 | 3.0864 | 1.0124 | 0 | 4.0988
4413 | 2018-07-03 20:00 | 7 | Juli | 20 | 184 | 0 | 0 | 0 | 0 | 0 | 3.0215 | 0.85001 | 0 | 3.8715
4414 | 2018-07-03 21:00 | 7 | Juli | 21 | 184 | 0 | 0 | 0 | 0 | 0 | 2.8029 | 0.51988 | 0 | 3.3228
4415 | 2018-07-03 22:00 | 7 | Juli | 22 | 184 | 0 | 0 | 0 | 0 | 0 | 2.2588 | 0.51988 | 0 | 2.7787
4416 | 2018-07-03 23:00 | 7 | Juli | 23 | 184 | 0 | 0 | 0 | 0 | 0 | 1.6131 | 0.35753 | 0 | 1.9706
4417 | 2018-07-04 | 7 | Juli | 0 | 185 | 0 | 0 | 0 | 0 | 0 | 1.298 | 0.35753 | 0 | 1.6555
4418 | 2018-07-04 01:00 | 7 | Juli | 1 | 185 | 0 | 0 | 0 | 0 | 0 | 1.2132 | 0.35753 | 0 | 1.5707
4419 | 2018-07-04 02:00 | 7 | Juli | 2 | 185 | 0 | 0 | 0 | 0 | 0 | 1.1645 | 0.51988 | 0 | 1.6844
4420 | 2018-07-04 03:00 | 7 | Juli | 3 | 185 | 0 | 0 | 0 | 0 | 0 | 1.1969 | 0.51988 | 0 | 1.7167
4421 | 2018-07-04 04:00 | 7 | Juli | 4 | 185 | 0 | 0 | 0 | 0 | 0 | 1.3722 | 0.85001 | 0 | 2.2222
4422 | 2018-07-04 05:00 | 7 | Juli | 5 | 185 | 0.60904 | 0.60904 | 0.60904 | 0 | 0 | 1.4118 | 1.1747 | 0 | 2.5866
4423 | 2018-07-04 06:00 | 7 | Juli | 6 | 185 | 1.0441 | 1.0441 | 1.0441 | 0 | 0 | 1.5109 | 1.8296 | 0 | 3.3405
4424 | 2018-07-04 07:00 | 7 | Juli | 7 | 185 | 2.1751 | 2.1751 | 2.1751 | 0 | 0 | 0.57957 | 1.8296 | 0 | 2.4091
4425 | 2018-07-04 08:00 | 7 | Juli | 8 | 185 | 3.3062 | 3.3062 | 3.3062 | 0 | 0 | 0.53198 | 1.9413 | 0 | 2.4733
4426 | 2018-07-04 09:00 | 7 | Juli | 9 | 185 | 5.0463 | 4.3353 | 5.0463 | 0 | 0 | 0 | 0.88853 | 0 | 0.88853
4427 | 2018-07-04 10:00 | 7 | Juli | 10 | 185 | 5.0463 | 4.3806 | 5.0463 | 0 | 0 | 0 | 0.77149 | 0 | 0.77149
4428 | 2018-07-04 11:00 | 7 | Juli | 11 | 185 | 5.2203 | 4.6466 | 5.2203 | 0 | 0 | 0 | 1.5672 | 0 | 1.5672
4429 | 2018-07-04 12:00 | 7 | Juli | 12 | 185 | 5.7858 | 4.561 | 5.7858 | 0 | 0 | 0 | 1.7453 | 0 | 1.7453
4430 | 2018-07-04 13:00 | 7 | Juli | 13 | 185 | 5.7858 | 4.2098 | 5.7858 | 0 | 0 | 0 | 0.90536 | 0 | 0.90536
4431 | 2018-07-04 14:00 | 7 | Juli | 14 | 185 | 5.2638 | 3.9916 | 5.2638 | 0 | 0 | 0 | 0.85782 | 0 | 0.85782
4432 | 2018-07-04 15:00 | 7 | Juli | 15 | 185 | 3.3062 | 3.3062 | 3.3062 | 0 | 0 | 0.61831 | 2.0233 | 0 | 2.6416
4433 | 2018-07-04 16:00 | 7 | Juli | 16 | 185 | 2.0881 | 2.0881 | 2.0881 | 0 | 0 | 1.966 | 2.345 | 0 | 4.311
4434 | 2018-07-04 17:00 | 7 | Juli | 17 | 185 | 1.3921 | 1.3921 | 1.3921 | 0 | 0 | 2.528 | 1.9585 | 0 | 4.4865
4435 | 2018-07-04 18:00 | 7 | Juli | 18 | 185 | 0.78305 | 0.78305 | 0.78305 | 0 | 0 | 2.9445 | 1.4948 | 0 | 4.4394
4436 | 2018-07-04 19:00 | 7 | Juli | 19 | 185 | 0.087005 | 0.087005 | 0.087005 | 0 | 0 | 3.0864 | 1.0124 | 0 | 4.0988
4437 | 2018-07-04 20:00 | 7 | Juli | 20 | 185 | 0 | 0 | 0 | 0 | 0 | 3.0215 | 0.85001 | 0 | 3.8715
4438 | 2018-07-04 21:00 | 7 | Juli | 21 | 185 | 0 | 0 | 0 | 0 | 0 | 2.8029 | 0.51988 | 0 | 3.3228
4439 | 2018-07-04 22:00 | 7 | Juli | 22 | 185 | 0 | 0 | 0 | 0 | 0 | 2.2588 | 0.51988 | 0 | 2.7787
4440 | 2018-07-04 23:00 | 7 | Juli | 23 | 185 | 0 | 0 | 0 | 0 | 0 | 1.6131 | 0.35753 | 0 | 1.9706
4441 | 2018-07-05 | 7 | Juli | 0 | 186 | 0 | 0 | 0 | 0 | 0 | 1.298 | 0.35753 | 0 | 1.6555
4442 | 2018-07-05 01:00 | 7 | Juli | 1 | 186 | 0 | 0 | 0 | 0 | 0 | 1.2132 | 0.35753 | 0 | 1.5707
4443 | 2018-07-05 02:00 | 7 | Juli | 2 | 186 | 0 | 0 | 0 | 0 | 0 | 1.1645 | 0.51988 | 0 | 1.6844
4444 | 2018-07-05 03:00 | 7 | Juli | 3 | 186 | 0 | 0 | 0 | 0 | 0 | 1.1969 | 0.51988 | 0 | 1.7167
4445 | 2018-07-05 04:00 | 7 | Juli | 4 | 186 | 0 | 0 | 0 | 0 | 0 | 1.3722 | 0.85001 | 0 | 2.2222
4446 | 2018-07-05 05:00 | 7 | Juli | 5 | 186 | 0.43503 | 0.43503 | 0.43503 | 0 | 0 | 1.5859 | 1.1747 | 0 | 2.7606
4447 | 2018-07-05 06:00 | 7 | Juli | 6 | 186 | 0.95706 | 0.95706 | 0.95706 | 0 | 0 | 1.5979 | 1.8296 | 0 | 3.4275
4448 | 2018-07-05 07:00 | 7 | Juli | 7 | 186 | 1.4791 | 1.4791 | 1.4791 | 0 | 0 | 1.2756 | 1.8296 | 0 | 3.1052
4449 | 2018-07-05 08:00 | 7 | Juli | 8 | 186 | 2.0011 | 2.0011 | 2.0011 | 0 | 0 | 1.8371 | 1.9413 | 0 | 3.7783
4450 | 2018-07-05 09:00 | 7 | Juli | 9 | 186 | 2.4361 | 2.4361 | 2.4361 | 0 | 0 | 1.8991 | 1.5996 | 0 | 3.4987
4451 | 2018-07-05 10:00 | 7 | Juli | 10 | 186 | 2.6972 | 2.6972 | 2.6972 | 0 | 0 | 1.6834 | 1.5221 | 0 | 3.2055
4452 | 2018-07-05 11:00 | 7 | Juli | 11 | 186 | 2.9582 | 2.9582 | 2.9582 | 0 | 0 | 1.6884 | 2.7703 | 0 | 4.4587
4453 | 2018-07-05 12:00 | 7 | Juli | 12 | 186 | 2.9147 | 2.9147 | 2.9147 | 0 | 0 | 1.6463 | 3.0789 | 0 | 4.7252
4454 | 2018-07-05 13:00 | 7 | Juli | 13 | 186 | 2.6972 | 2.6972 | 2.6972 | 0 | 0 | 1.5126 | 2.725 | 0 | 4.2377
4455 | 2018-07-05 14:00 | 7 | Juli | 14 | 186 | 2.4361 | 2.4361 | 2.4361 | 0 | 0 | 1.5555 | 2.3949 | 0 | 3.9504
4456 | 2018-07-05 15:00 | 7 | Juli | 15 | 186 | 2.0011 | 2.0011 | 2.0011 | 0 | 0 | 1.9234 | 2.3949 | 0 | 4.3183
4457 | 2018-07-05 16:00 | 7 | Juli | 16 | 186 | 1.3921 | 1.3921 | 1.3921 | 0 | 0 | 2.6621 | 2.725 | 0 | 5.3871
4458 | 2018-07-05 17:00 | 7 | Juli | 17 | 186 | 0.87005 | 0.87005 | 0.87005 | 0 | 0 | 3.05 | 2.5909 | 0 | 5.6409
4459 | 2018-07-05 18:00 | 7 | Juli | 18 | 186 | 0.43503 | 0.43503 | 0.43503 | 0 | 0 | 3.2925 | 2.4456 | 0 | 5.7381
4460 | 2018-07-05 19:00 | 7 | Juli | 19 | 186 | 0 | 0 | 0 | 0 | 0 | 3.1734 | 2.1378 | 0 | 5.3113
4461 | 2018-07-05 20:00 | 7 | Juli | 20 | 186 | 0 | 0 | 0 | 0 | 0 | 3.0215 | 1.7944 | 0 | 4.8159
4462 | 2018-07-05 21:00 | 7 | Juli | 21 | 186 | 0 | 0 | 0 | 0 | 0 | 2.8029 | 0.51988 | 0 | 3.3228
4463 | 2018-07-05 22:00 | 7 | Juli | 22 | 186 | 0 | 0 | 0 | 0 | 0 | 2.2588 | 0.51988 | 0 | 2.7787
4464 | 2018-07-05 23:00 | 7 | Juli | 23 | 186 | 0 | 0 | 0 | 0 | 0 | 1.6131 | 0.35753 | 0 | 1.9706
4465 | 2018-07-06 | 7 | Juli | 0 | 187 | 0 | 0 | 0 | 0 | 0 | 1.298 | 0.35753 | 0 | 1.6555
4466 | 2018-07-06 01:00 | 7 | Juli | 1 | 187 | 0 | 0 | 0 | 0 | 0 | 1.2132 | 0.35753 | 0 | 1.5707
4467 | 2018-07-06 02:00 | 7 | Juli | 2 | 187 | 0 | 0 | 0 | 0 | 0 | 1.1645 | 0.51988 | 0 | 1.6844
4468 | 2018-07-06 03:00 | 7 | Juli | 3 | 187 | 0 | 0 | 0 | 0 | 0 | 1.1969 | 0.51988 | 0 | 1.7167
4469 | 2018-07-06 04:00 | 7 | Juli | 4 | 187 | 0.087005 | 0.087005 | 0.087005 | 0 | 0 | 1.2852 | 0.85001 | 0 | 2.1352
4470 | 2018-07-06 05:00 | 7 | Juli | 5 | 187 | 1.1746 | 1.1746 | 1.1746 | 0 | 0 | 0.84631 | 1.1747 | 0 | 2.021
4471 | 2018-07-06 06:00 | 7 | Juli | 6 | 187 | 2.4361 | 2.4361 | 2.4361 | 0 | 0 | 0.11884 | 1.8296 | 0 | 1.9484
4472 | 2018-07-06 07:00 | 7 | Juli | 7 | 187 | 3.8282 | 2.7547 | 3.8282 | 0 | 0 | 0 | 0.91631 | 0 | 0.91631
4473 | 2018-07-06 08:00 | 7 | Juli | 8 | 187 | 5.5248 | 3.8382 | 5.5248 | 0 | 0 | 0 | 1.2613 | 0 | 1.2613
4474 | 2018-07-06 09:00 | 7 | Juli | 9 | 187 | 7.1344 | 4.3353 | 7.0603 | 0 | 0.074113 | 0 | 0 | 0 | 0
4475 | 2018-07-06 10:00 | 7 | Juli | 10 | 187 | 7.5259 | 4.3806 | 6.9433 | 0 | 0.58268 | 0 | 0 | 0 | 0
4476 | 2018-07-06 11:00 | 7 | Juli | 11 | 187 | 9.0485 | 4.6466 | 7.534 | 0 | 1.5145 | 0 | 0 | 0 | 0
4477 | 2018-07-06 12:00 | 7 | Juli | 12 | 187 | 9.3965 | 4.561 | 7.7731 | 0 | 1.6234 | 0 | 0 | 0 | 0
4478 | 2018-07-06 13:00 | 7 | Juli | 13 | 187 | 9.353 | 4.2098 | 6.9348 | 0 | 2.4182 | 0 | 0 | 0 | 0
4479 | 2018-07-06 14:00 | 7 | Juli | 14 | 187 | 8.5265 | 3.9916 | 6.3865 | 0 | 2.1399 | 0 | 0 | 0 | 0
4480 | 2018-07-06 15:00 | 7 | Juli | 15 | 187 | 6.2209 | 3.9245 | 6.2209 | 0 | 0 | 0 | 0.098559 | 0 | 0.098559
4481 | 2018-07-06 16:00 | 7 | Juli | 16 | 187 | 4.2197 | 4.0541 | 4.2197 | 0 | 0 | 0 | 2.5594 | 0 | 2.5594
4482 | 2018-07-06 17:00 | 7 | Juli | 17 | 187 | 2.2186 | 2.2186 | 2.2186 | 0 | 0 | 1.7014 | 2.5909 | 0 | 4.2923
4483 | 2018-07-06 18:00 | 7 | Juli | 18 | 187 | 1.0441 | 1.0441 | 1.0441 | 0 | 0 | 2.6835 | 2.4456 | 0 | 5.1291
4484 | 2018-07-06 19:00 | 7 | Juli | 19 | 187 | 0 | 0 | 0 | 0 | 0 | 3.1734 | 2.1378 | 0 | 5.3113
4485 | 2018-07-06 20:00 | 7 | Juli | 20 | 187 | 0 | 0 | 0 | 0 | 0 | 3.0215 | 1.9755 | 0 | 4.997
4486 | 2018-07-06 21:00 | 7 | Juli | 21 | 187 | 0 | 0 | 0 | 0 | 0 | 2.8029 | 1.6454 | 0 | 4.4483
4487 | 2018-07-06 22:00 | 7 | Juli | 22 | 187 | 0 | 0 | 0 | 0 | 0 | 2.2588 | 1.6454 | 0 | 3.9041
4488 | 2018-07-06 23:00 | 7 | Juli | 23 | 187 | 0 | 0 | 0 | 0 | 0 | 1.6131 | 1.0028 | 0 | 2.6158
4489 | 2018-07-07 | 7 | Juli | 0 | 188 | 0 | 0 | 0 | 0 | 0 | 1.298 | 0.35753 | 0 | 1.6555
4490 | 2018-07-07 01:00 | 7 | Juli | 1 | 188 | 0 | 0 | 0 | 0 | 0 | 1.2132 | 0.35753 | 0 | 1.5707
4491 | 2018-07-07 02:00 | 7 | Juli | 2 | 188 | 0 | 0 | 0 | 0 | 0 | 1.1645 | 0.35753 | 0 | 1.5221
4492 | 2018-07-07 03:00 | 7 | Juli | 3 | 188 | 0 | 0 | 0 | 0 | 0 | 1.1969 | 0.35753 | 0 | 1.5544
4493 | 2018-07-07 04:00 | 7 | Juli | 4 | 188 | 0.087005 | 0.087005 | 0.087005 | 0 | 0 | 1.2852 | 0.35753 | 0 | 1.6428
4494 | 2018-07-07 05:00 | 7 | Juli | 5 | 188 | 0.52203 | 0.52203 | 0.52203 | 0 | 0 | 1.4988 | 0.51988 | 0 | 2.0187
4495 | 2018-07-07 06:00 | 7 | Juli | 6 | 188 | 1.3921 | 1.3921 | 1.3921 | 0 | 0 | 1.1629 | 0.85001 | 0 | 2.0129
4496 | 2018-07-07 07:00 | 7 | Juli | 7 | 188 | 4.6113 | 2.7547 | 3.9294 | 0 | 0.68185 | 0 | 0 | 0 | 0
4497 | 2018-07-07 08:00 | 7 | Juli | 8 | 188 | 7.6129 | 2.7958 | 4.1535 | 0 | 3.4594 | 0 | 0 | 0 | 0
4498 | 2018-07-07 09:00 | 7 | Juli | 9 | 188 | 13.1378 | 2.7148 | 4.1408 | 0 | 8.997 | 0 | 0 | 0 | 0
4499 | 2018-07-07 10:00 | 7 | Juli | 10 | 188 | 10.7016 | 2.7601 | 3.8886 | 0 | 6.813 | 0 | 0 | 0 | 0
4500 | 2018-07-07 11:00 | 7 | Juli | 11 | 188 | 8.2655 | 3.0262 | 4.4592 | 0 | 3.8063 | 0 | 0 | 0 | 0
4501 | 2018-07-07 12:00 | 7 | Juli | 12 | 188 | 8.3525 | 2.9406 | 4.5456 | 0 | 3.8068 | 0 | 0 | 0 | 0
4502 | 2018-07-07 13:00 | 7 | Juli | 13 | 188 | 3.5237 | 2.5894 | 3.5237 | 0 | 0 | 0 | 0.69209 | 0 | 0.69209
4503 | 2018-07-07 14:00 | 7 | Juli | 14 | 188 | 1.8271 | 1.8271 | 1.8271 | 0 | 0 | 0.54411 | 1.4438 | 0 | 1.9879
4504 | 2018-07-07 15:00 | 7 | Juli | 15 | 188 | 0.78305 | 0.78305 | 0.78305 | 0 | 0 | 1.521 | 1.3896 | 0 | 2.9106
4505 | 2018-07-07 16:00 | 7 | Juli | 16 | 188 | 0.52203 | 0.52203 | 0.52203 | 0 | 0 | 1.9117 | 1.9718 | 0 | 3.8835
4506 | 2018-07-07 17:00 | 7 | Juli | 17 | 188 | 0.52203 | 0.52203 | 0.52203 | 0 | 0 | 2.2419 | 1.5746 | 0 | 3.8165
4507 | 2018-07-07 18:00 | 7 | Juli | 18 | 188 | 0.17401 | 0.17401 | 0.17401 | 0 | 0 | 2.9755 | 0.99156 | 0 | 3.967
4508 | 2018-07-07 19:00 | 7 | Juli | 19 | 188 | 0 | 0 | 0 | 0 | 0 | 3.1734 | 0.87571 | 0 | 4.0491
4509 | 2018-07-07 20:00 | 7 | Juli | 20 | 188 | 0 | 0 | 0 | 0 | 0 | 3.0215 | 0.52075 | 0 | 3.5423
4510 | 2018-07-07 21:00 | 7 | Juli | 21 | 188 | 0 | 0 | 0 | 0 | 0 | 2.8029 | 0.51988 | 0 | 3.3228
4511 | 2018-07-07 22:00 | 7 | Juli | 22 | 188 | 0 | 0 | 0 | 0 | 0 | 2.2588 | 0.51988 | 0 | 2.7787
4512 | 2018-07-07 23:00 | 7 | Juli | 23 | 188 | 0 | 0 | 0 | 0 | 0 | 1.6131 | 0.35753 | 0 | 1.9706
4513 | 2018-07-08 | 7 | Juli | 0 | 189 | 0 | 0 | 0 | 0 | 0 | 1.4574 | 0.35753 | 0 | 1.8149
4514 | 2018-07-08 01:00 | 7 | Juli | 1 | 189 | 0 | 0 | 0 | 0 | 0 | 1.256 | 0.35753 | 0 | 1.6135
4515 | 2018-07-08 02:00 | 7 | Juli | 2 | 189 | 0 | 0 | 0 | 0 | 0 | 1.2174 | 0.35753 | 0 | 1.5749
4516 | 2018-07-08 03:00 | 7 | Juli | 3 | 189 | 0 | 0 | 0 | 0 | 0 | 1.2254 | 0.35753 | 0 | 1.5829
4517 | 2018-07-08 04:00 | 7 | Juli | 4 | 189 | 0 | 0 | 0 | 0 | 0 | 1.2447 | 0.35753 | 0 | 1.6022
4518 | 2018-07-08 05:00 | 7 | Juli | 5 | 189 | 0.60904 | 0.60904 | 0.60904 | 0 | 0 | 0.83788 | 0.35753 | 0 | 1.1954
4519 | 2018-07-08 06:00 | 7 | Juli | 6 | 189 | 1.6531 | 1.6531 | 1.6531 | 0 | 0 | 0.28722 | 0.35753 | 0 | 0.64475
4520 | 2018-07-08 07:00 | 7 | Juli | 7 | 189 | 2.5231 | 2.5231 | 2.5231 | 0 | 0 | 0.0091792 | 0.51988 | 0 | 0.52906
4521 | 2018-07-08 08:00 | 7 | Juli | 8 | 189 | 3.0452 | 2.9917 | 3.0452 | 0 | 0 | 0 | 0.63422 | 0 | 0.63422
4522 | 2018-07-08 09:00 | 7 | Juli | 9 | 189 | 3.7412 | 3.1445 | 3.7412 | 0 | 0 | 0 | 0.8182 | 0 | 0.8182
4523 | 2018-07-08 10:00 | 7 | Juli | 10 | 189 | 3.9587 | 3.2498 | 3.9587 | 0 | 0 | 0 | 0.76416 | 0 | 0.76416
4524 | 2018-07-08 11:00 | 7 | Juli | 11 | 189 | 4.7853 | 3.4344 | 4.7853 | 0 | 0 | 0 | 0.49622 | 0 | 0.49622
4525 | 2018-07-08 12:00 | 7 | Juli | 12 | 189 | 4.3503 | 3.3312 | 4.3503 | 0 | 0 | 0 | 0.92331 | 0 | 0.92331
4526 | 2018-07-08 13:00 | 7 | Juli | 13 | 189 | 3.3932 | 3.0157 | 3.3932 | 0 | 0 | 0 | 1.4618 | 0 | 1.4618
4527 | 2018-07-08 14:00 | 7 | Juli | 14 | 189 | 2.9582 | 2.868 | 2.9582 | 0 | 0 | 0 | 1.398 | 0 | 1.398
4528 | 2018-07-08 15:00 | 7 | Juli | 15 | 189 | 2.6972 | 2.6972 | 2.6972 | 0 | 0 | 0.11124 | 1.3324 | 0 | 1.4436
4529 | 2018-07-08 16:00 | 7 | Juli | 16 | 189 | 2.0011 | 2.0011 | 2.0011 | 0 | 0 | 0.87651 | 1.5351 | 0 | 2.4116
4530 | 2018-07-08 17:00 | 7 | Juli | 17 | 189 | 1.8271 | 1.8271 | 1.8271 | 0 | 0 | 1.3451 | 1.7669 | 0 | 3.112
4531 | 2018-07-08 18:00 | 7 | Juli | 18 | 189 | 0.91355 | 0.91355 | 0.91355 | 0 | 0 | 2.4915 | 1.6634 | 0 | 4.1548
4532 | 2018-07-08 19:00 | 7 | Juli | 19 | 189 | 0.087005 | 0.087005 | 0.087005 | 0 | 0 | 3.1926 | 0.97869 | 0 | 4.1713
4533 | 2018-07-08 20:00 | 7 | Juli | 20 | 189 | 0 | 0 | 0 | 0 | 0 | 2.9594 | 0.92291 | 0 | 3.8824
4534 | 2018-07-08 21:00 | 7 | Juli | 21 | 189 | 0 | 0 | 0 | 0 | 0 | 2.8718 | 0.56661 | 0 | 3.4384
4535 | 2018-07-08 22:00 | 7 | Juli | 22 | 189 | 0 | 0 | 0 | 0 | 0 | 2.4698 | 0.53717 | 0 | 3.007
4536 | 2018-07-08 23:00 | 7 | Juli | 23 | 189 | 0 | 0 | 0 | 0 | 0 | 1.7708 | 0.35753 | 0 | 2.1283
4537 | 2018-07-09 | 7 | Juli | 0 | 190 | 0 | 0 | 0 | 0 | 0 | 1.8816 | 0.35753 | 0 | 2.2391
4538 | 2018-07-09 01:00 | 7 | Juli | 1 | 190 | 0 | 0 | 0 | 0 | 0 | 1.4964 | 0.35753 | 0 | 1.8539
4539 | 2018-07-09 02:00 | 7 | Juli | 2 | 190 | 0 | 0 | 0 | 0 | 0 | 1.2921 | 0.51988 | 0 | 1.812
4540 | 2018-07-09 03:00 | 7 | Juli | 3 | 190 | 0 | 0 | 0 | 0 | 0 | 1.2271 | 0.51988 | 0 | 1.7469
4541 | 2018-07-09 04:00 | 7 | Juli | 4 | 190 | 0.17401 | 0.17401 | 0.17401 | 0 | 0 | 1.0426 | 0.85001 | 0 | 1.8926
4542 | 2018-07-09 05:00 | 7 | Juli | 5 | 190 | 1.5226 | 1.1964 | 1.5226 | 0 | 0 | 0 | 0.84857 | 0 | 0.84857
4543 | 2018-07-09 06:00 | 7 | Juli | 6 | 190 | 3.2192 | 1.2392 | 3.2192 | 0 | 0 | 0 | 0.20313 | 0 | 0.20313
4544 | 2018-07-09 07:00 | 7 | Juli | 7 | 190 | 5.1768 | 1.5443 | 3.7935 | 0 | 1.3833 | 0 | 0 | 0 | 0
4545 | 2018-07-09 08:00 | 7 | Juli | 8 | 190 | 7.3954 | 3.3074 | 6.3742 | 0 | 1.0212 | 0 | 0 | 0 | 0
4546 | 2018-07-09 09:00 | 7 | Juli | 9 | 190 | 8.7005 | 4.6877 | 7.4127 | 0 | 1.2878 | 0 | 0 | 0 | 0
4547 | 2018-07-09 10:00 | 7 | Juli | 10 | 190 | 10.0491 | 5.1299 | 7.6926 | 0 | 2.3565 | 0 | 0 | 0 | 0
4548 | 2018-07-09 11:00 | 7 | Juli | 11 | 190 | 11.0931 | 5.4509 | 8.3383 | 0 | 2.7549 | 0 | 0 | 0 | 0
4549 | 2018-07-09 12:00 | 7 | Juli | 12 | 190 | 9.8316 | 5.5134 | 8.7255 | 0 | 1.1061 | 0 | 0 | 0 | 0
4550 | 2018-07-09 13:00 | 7 | Juli | 13 | 190 | 9.7011 | 4.9415 | 7.6666 | 0 | 2.0345 | 0 | 0 | 0 | 0
4551 | 2018-07-09 14:00 | 7 | Juli | 14 | 190 | 9.0485 | 4.4162 | 6.8111 | 0 | 2.2374 | 0 | 0 | 0 | 0
4552 | 2018-07-09 15:00 | 7 | Juli | 15 | 190 | 8.918 | 4.0856 | 6.4805 | 0 | 2.4375 | 0 | 0 | 0 | 0
4553 | 2018-07-09 16:00 | 7 | Juli | 16 | 190 | 7.1779 | 3.8171 | 6.5421 | 0 | 0.63578 | 0 | 0 | 0 | 0
4554 | 2018-07-09 17:00 | 7 | Juli | 17 | 190 | 3.9152 | 3.3725 | 3.9152 | 0 | 0 | 0 | 2.0482 | 0 | 2.0482
4555 | 2018-07-09 18:00 | 7 | Juli | 18 | 190 | 1.4791 | 1.4791 | 1.4791 | 0 | 0 | 1.6023 | 2.4456 | 0 | 4.0479
4556 | 2018-07-09 19:00 | 7 | Juli | 19 | 190 | 0.087005 | 0.087005 | 0.087005 | 0 | 0 | 2.8422 | 2.1378 | 0 | 4.9801
4557 | 2018-07-09 20:00 | 7 | Juli | 20 | 190 | 0 | 0 | 0 | 0 | 0 | 3.0534 | 1.9755 | 0 | 5.0289
4558 | 2018-07-09 21:00 | 7 | Juli | 21 | 190 | 0 | 0 | 0 | 0 | 0 | 2.9036 | 1.6454 | 0 | 4.549
4559 | 2018-07-09 22:00 | 7 | Juli | 22 | 190 | 0 | 0 | 0 | 0 | 0 | 2.7308 | 1.6454 | 0 | 4.3761
4560 | 2018-07-09 23:00 | 7 | Juli | 23 | 190 | 0 | 0 | 0 | 0 | 0 | 1.6131 | 0.90218 | 0 | 2.5152
4561 | 2018-07-10 | 7 | Juli | 0 | 191 | 0 | 0 | 0 | 0 | 0 | 1.298 | 0.35753 | 0 | 1.6555
4562 | 2018-07-10 01:00 | 7 | Juli | 1 | 191 | 0 | 0 | 0 | 0 | 0 | 1.2132 | 0.35753 | 0 | 1.5707
4563 | 2018-07-10 02:00 | 7 | Juli | 2 | 191 | 0 | 0 | 0 | 0 | 0 | 1.1645 | 0.51988 | 0 | 1.6844
4564 | 2018-07-10 03:00 | 7 | Juli | 3 | 191 | 0 | 0 | 0 | 0 | 0 | 1.1969 | 0.51988 | 0 | 1.7167
4565 | 2018-07-10 04:00 | 7 | Juli | 4 | 191 | 0.087005 | 0.087005 | 0.087005 | 0 | 0 | 1.2852 | 0.85001 | 0 | 2.1352
4566 | 2018-07-10 05:00 | 7 | Juli | 5 | 191 | 1.6966 | 1.6966 | 1.6966 | 0 | 0 | 0.32428 | 1.2964 | 0 | 1.6207
4567 | 2018-07-10 06:00 | 7 | Juli | 6 | 191 | 3.4367 | 2.555 | 3.4367 | 0 | 0 | 0 | 1.3486 | 0 | 1.3486
4568 | 2018-07-10 07:00 | 7 | Juli | 7 | 191 | 6.2644 | 2.7547 | 5.0421 | 0 | 1.2223 | 0 | 0 | 0 | 0
4569 | 2018-07-10 08:00 | 7 | Juli | 8 | 191 | 8.396 | 3.8382 | 6.9049 | 0 | 1.491 | 0 | 0 | 0 | 0
4570 | 2018-07-10 09:00 | 7 | Juli | 9 | 191 | 10.5276 | 4.3353 | 7.0603 | 0 | 3.4673 | 0 | 0 | 0 | 0
4571 | 2018-07-10 10:00 | 7 | Juli | 10 | 191 | 11.5282 | 4.3806 | 6.9433 | 0 | 4.5849 | 0 | 0 | 0 | 0
4572 | 2018-07-10 11:00 | 7 | Juli | 11 | 191 | 5.8728 | 4.6466 | 5.8728 | 0 | 0 | 0 | 1.6611 | 0 | 1.6611
4573 | 2018-07-10 12:00 | 7 | Juli | 12 | 191 | 8.309 | 4.561 | 7.7731 | 0 | 0.53588 | 0 | 0 | 0 | 0
4574 | 2018-07-10 13:00 | 7 | Juli | 13 | 191 | 9.353 | 4.2098 | 6.9348 | 0 | 2.4182 | 0 | 0 | 0 | 0
4575 | 2018-07-10 14:00 | 7 | Juli | 14 | 191 | 8.5265 | 3.9916 | 6.3865 | 0 | 2.1399 | 0 | 0 | 0 | 0
4576 | 2018-07-10 15:00 | 7 | Juli | 15 | 191 | 7.3954 | 3.9245 | 6.3194 | 0 | 1.076 | 0 | 0 | 0 | 0
4577 | 2018-07-10 16:00 | 7 | Juli | 16 | 191 | 5.9163 | 4.0541 | 5.9163 | 0 | 0 | 0 | 0.86285 | 0 | 0.86285
4578 | 2018-07-10 17:00 | 7 | Juli | 17 | 191 | 4.5678 | 3.92 | 4.5678 | 0 | 0 | 0 | 1.9432 | 0 | 1.9432
4579 | 2018-07-10 18:00 | 7 | Juli | 18 | 191 | 2.3056 | 2.3056 | 2.3056 | 0 | 0 | 1.4219 | 2.4456 | 0 | 3.8675
4580 | 2018-07-10 19:00 | 7 | Juli | 19 | 191 | 0.26102 | 0.26102 | 0.26102 | 0 | 0 | 2.9124 | 2.1378 | 0 | 5.0502
4581 | 2018-07-10 20:00 | 7 | Juli | 20 | 191 | 0 | 0 | 0 | 0 | 0 | 3.0215 | 1.9755 | 0 | 4.997
4582 | 2018-07-10 21:00 | 7 | Juli | 21 | 191 | 0 | 0 | 0 | 0 | 0 | 2.8029 | 1.6454 | 0 | 4.4483
4583 | 2018-07-10 22:00 | 7 | Juli | 22 | 191 | 0 | 0 | 0 | 0 | 0 | 2.2588 | 1.6454 | 0 | 3.9041
4584 | 2018-07-10 23:00 | 7 | Juli | 23 | 191 | 0 | 0 | 0 | 0 | 0 | 1.6131 | 1.483 | 0 | 3.0961
4585 | 2018-07-11 | 7 | Juli | 0 | 192 | 0 | 0 | 0 | 0 | 0 | 1.298 | 1.2086 | 0 | 2.5065
4586 | 2018-07-11 01:00 | 7 | Juli | 1 | 192 | 0 | 0 | 0 | 0 | 0 | 1.2132 | 0.39779 | 0 | 1.611
4587 | 2018-07-11 02:00 | 7 | Juli | 2 | 192 | 0 | 0 | 0 | 0 | 0 | 1.1645 | 0.55033 | 0 | 1.7149
4588 | 2018-07-11 03:00 | 7 | Juli | 3 | 192 | 0 | 0 | 0 | 0 | 0 | 1.1969 | 0.53398 | 0 | 1.7308
4589 | 2018-07-11 04:00 | 7 | Juli | 4 | 192 | 0.17401 | 0.17401 | 0.17401 | 0 | 0 | 1.1982 | 0.85001 | 0 | 2.0482
4590 | 2018-07-11 05:00 | 7 | Juli | 5 | 192 | 1.6966 | 1.6966 | 1.6966 | 0 | 0 | 0.32428 | 1.2265 | 0 | 1.5507
4591 | 2018-07-11 06:00 | 7 | Juli | 6 | 192 | 3.5672 | 2.555 | 3.5672 | 0 | 0 | 0 | 0.91195 | 0 | 0.91195
4592 | 2018-07-11 07:00 | 7 | Juli | 7 | 192 | 5.7423 | 2.7547 | 4.7232 | 0 | 1.0191 | 0 | 0 | 0 | 0
4593 | 2018-07-11 08:00 | 7 | Juli | 8 | 192 | 8.048 | 3.8382 | 6.5915 | 0 | 1.4565 | 0 | 0 | 0 | 0
4594 | 2018-07-11 09:00 | 7 | Juli | 9 | 192 | 9.8316 | 4.3353 | 6.9598 | 0 | 2.8717 | 0 | 0 | 0 | 0
4595 | 2018-07-11 10:00 | 7 | Juli | 10 | 192 | 11.2236 | 4.3806 | 6.8589 | 0 | 4.3648 | 0 | 0 | 0 | 0
4596 | 2018-07-11 11:00 | 7 | Juli | 11 | 192 | 12.1372 | 4.6466 | 7.4725 | 0 | 4.6647 | 0 | 0 | 0 | 0
4597 | 2018-07-11 12:00 | 7 | Juli | 12 | 192 | 12.4852 | 4.561 | 7.7186 | 0 | 4.7666 | 0 | 0 | 0 | 0
4598 | 2018-07-11 13:00 | 7 | Juli | 13 | 192 | 11.7892 | 4.2098 | 6.8807 | 0 | 4.9085 | 0 | 0 | 0 | 0
4599 | 2018-07-11 14:00 | 7 | Juli | 14 | 192 | 10.8756 | 3.9916 | 6.3148 | 0 | 4.5608 | 0 | 0 | 0 | 0
4600 | 2018-07-11 15:00 | 7 | Juli | 15 | 192 | 8.8745 | 3.9245 | 6.2494 | 0 | 2.6251 | 0 | 0 | 0 | 0
4601 | 2018-07-11 16:00 | 7 | Juli | 16 | 192 | 6.8734 | 4.0541 | 6.7792 | 0 | 0.094206 | 0 | 0 | 0 | 0
4602 | 2018-07-11 17:00 | 7 | Juli | 17 | 192 | 4.4373 | 3.92 | 4.4373 | 0 | 0 | 0 | 1.7234 | 0 | 1.7234
4603 | 2018-07-11 18:00 | 7 | Juli | 18 | 192 | 2.2186 | 2.2186 | 2.2186 | 0 | 0 | 1.5089 | 2.4456 | 0 | 3.9545
4604 | 2018-07-11 19:00 | 7 | Juli | 19 | 192 | 0.17401 | 0.17401 | 0.17401 | 0 | 0 | 2.9994 | 1.269 | 0 | 4.2684
4605 | 2018-07-11 20:00 | 7 | Juli | 20 | 192 | 0 | 0 | 0 | 0 | 0 | 3.0215 | 0.87394 | 0 | 3.8955
4606 | 2018-07-11 21:00 | 7 | Juli | 21 | 192 | 0 | 0 | 0 | 0 | 0 | 2.8029 | 0.55363 | 0 | 3.3566
4607 | 2018-07-11 22:00 | 7 | Juli | 22 | 192 | 0 | 0 | 0 | 0 | 0 | 2.2588 | 0.54054 | 0 | 2.7993
4608 | 2018-07-11 23:00 | 7 | Juli | 23 | 192 | 0 | 0 | 0 | 0 | 0 | 1.6131 | 0.3651 | 0 | 1.9782
4609 | 2018-07-12 | 7 | Juli | 0 | 193 | 0 | 0 | 0 | 0 | 0 | 1.298 | 0.35753 | 0 | 1.6555
4610 | 2018-07-12 01:00 | 7 | Juli | 1 | 193 | 0 | 0 | 0 | 0 | 0 | 1.2132 | 0.35753 | 0 | 1.5707
4611 | 2018-07-12 02:00 | 7 | Juli | 2 | 193 | 0 | 0 | 0 | 0 | 0 | 1.1645 | 0.51988 | 0 | 1.6844
4612 | 2018-07-12 03:00 | 7 | Juli | 3 | 193 | 0 | 0 | 0 | 0 | 0 | 1.1969 | 0.51988 | 0 | 1.7167
4613 | 2018-07-12 04:00 | 7 | Juli | 4 | 193 | 0.17401 | 0.17401 | 0.17401 | 0 | 0 | 1.1982 | 0.85001 | 0 | 2.0482
4614 | 2018-07-12 05:00 | 7 | Juli | 5 | 193 | 1.9141 | 1.9141 | 1.9141 | 0 | 0 | 0.10677 | 1.1747 | 0 | 1.2815
4615 | 2018-07-12 06:00 | 7 | Juli | 6 | 193 | 3.7847 | 2.555 | 3.7847 | 0 | 0 | 0 | 0.76005 | 0 | 0.76005
4616 | 2018-07-12 07:00 | 7 | Juli | 7 | 193 | 6.2209 | 2.7547 | 4.8817 | 0 | 1.3392 | 0 | 0 | 0 | 0
4617 | 2018-07-12 08:00 | 7 | Juli | 8 | 193 | 8.6135 | 3.8382 | 6.6203 | 0 | 1.9932 | 0 | 0 | 0 | 0
4618 | 2018-07-12 09:00 | 7 | Juli | 9 | 193 | 10.7016 | 4.3353 | 6.9579 | 0 | 3.7437 | 0 | 0 | 0 | 0
4619 | 2018-07-12 10:00 | 7 | Juli | 10 | 193 | 12.3112 | 4.3806 | 6.9433 | 0 | 5.368 | 0 | 0 | 0 | 0
4620 | 2018-07-12 11:00 | 7 | Juli | 11 | 193 | 13.0943 | 4.6466 | 7.534 | 0 | 5.5603 | 0 | 0 | 0 | 0
4621 | 2018-07-12 12:00 | 7 | Juli | 12 | 193 | 13.2248 | 4.561 | 7.7731 | 0 | 5.4517 | 0 | 0 | 0 | 0
4622 | 2018-07-12 13:00 | 7 | Juli | 13 | 193 | 12.7462 | 4.2098 | 6.9348 | 0 | 5.8114 | 0 | 0 | 0 | 0
4623 | 2018-07-12 14:00 | 7 | Juli | 14 | 193 | 11.5717 | 3.9916 | 6.3865 | 0 | 5.1851 | 0 | 0 | 0 | 0
4624 | 2018-07-12 15:00 | 7 | Juli | 15 | 193 | 9.8751 | 3.9245 | 6.3194 | 0 | 3.5557 | 0 | 0 | 0 | 0
4625 | 2018-07-12 16:00 | 7 | Juli | 16 | 193 | 7.4824 | 4.0541 | 6.7792 | 0 | 0.70324 | 0 | 0 | 0 | 0
4626 | 2018-07-12 17:00 | 7 | Juli | 17 | 193 | 4.9158 | 3.92 | 4.9158 | 0 | 0 | 0 | 1.5952 | 0 | 1.5952
4627 | 2018-07-12 18:00 | 7 | Juli | 18 | 193 | 2.2186 | 2.2186 | 2.2186 | 0 | 0 | 1.5089 | 2.4456 | 0 | 3.9545
4628 | 2018-07-12 19:00 | 7 | Juli | 19 | 193 | 0.087005 | 0.087005 | 0.087005 | 0 | 0 | 3.0864 | 1.1404 | 0 | 4.2268
4629 | 2018-07-12 20:00 | 7 | Juli | 20 | 193 | 0 | 0 | 0 | 0 | 0 | 3.0215 | 0.85001 | 0 | 3.8715
4630 | 2018-07-12 21:00 | 7 | Juli | 21 | 193 | 0 | 0 | 0 | 0 | 0 | 2.8029 | 0.51988 | 0 | 3.3228
4631 | 2018-07-12 22:00 | 7 | Juli | 22 | 193 | 0 | 0 | 0 | 0 | 0 | 2.2588 | 0.51988 | 0 | 2.7787
4632 | 2018-07-12 23:00 | 7 | Juli | 23 | 193 | 0 | 0 | 0 | 0 | 0 | 1.6131 | 0.35753 | 0 | 1.9706
4633 | 2018-07-13 | 7 | Juli | 0 | 194 | 0 | 0 | 0 | 0 | 0 | 1.298 | 0.35753 | 0 | 1.6555
4634 | 2018-07-13 01:00 | 7 | Juli | 1 | 194 | 0 | 0 | 0 | 0 | 0 | 1.2132 | 0.35753 | 0 | 1.5707
4635 | 2018-07-13 02:00 | 7 | Juli | 2 | 194 | 0 | 0 | 0 | 0 | 0 | 1.1645 | 0.51988 | 0 | 1.6844
4636 | 2018-07-13 03:00 | 7 | Juli | 3 | 194 | 0 | 0 | 0 | 0 | 0 | 1.1969 | 0.51988 | 0 | 1.7167
4637 | 2018-07-13 04:00 | 7 | Juli | 4 | 194 | 0.17401 | 0.17401 | 0.17401 | 0 | 0 | 1.1982 | 0.85001 | 0 | 2.0482
4638 | 2018-07-13 05:00 | 7 | Juli | 5 | 194 | 1.9141 | 1.9141 | 1.9141 | 0 | 0 | 0.10677 | 1.1747 | 0 | 1.2815
4639 | 2018-07-13 06:00 | 7 | Juli | 6 | 194 | 3.6542 | 2.555 | 3.6542 | 0 | 0 | 0 | 0.73034 | 0 | 0.73034
4640 | 2018-07-13 07:00 | 7 | Juli | 7 | 194 | 5.7858 | 2.7547 | 4.5843 | 0 | 1.2016 | 0 | 0 | 0 | 0
4641 | 2018-07-13 08:00 | 7 | Juli | 8 | 194 | 7.2214 | 3.8382 | 5.7795 | 0 | 1.442 | 0 | 0 | 0 | 0
4642 | 2018-07-13 09:00 | 7 | Juli | 9 | 194 | 9.44 | 4.3353 | 6.4982 | 0 | 2.9419 | 0 | 0 | 0 | 0
4643 | 2018-07-13 10:00 | 7 | Juli | 10 | 194 | 10.6581 | 4.3806 | 6.9433 | 0 | 3.7149 | 0 | 0 | 0 | 0
4644 | 2018-07-13 11:00 | 7 | Juli | 11 | 194 | 11.3107 | 4.6466 | 7.534 | 0 | 3.7767 | 0 | 0 | 0 | 0
4645 | 2018-07-13 12:00 | 7 | Juli | 12 | 194 | 11.6152 | 4.561 | 7.7731 | 0 | 3.8421 | 0 | 0 | 0 | 0
4646 | 2018-07-13 13:00 | 7 | Juli | 13 | 194 | 11.3107 | 4.2098 | 6.9348 | 0 | 4.3758 | 0 | 0 | 0 | 0
4647 | 2018-07-13 14:00 | 7 | Juli | 14 | 194 | 9.4835 | 3.9916 | 6.3865 | 0 | 3.097 | 0 | 0 | 0 | 0
4648 | 2018-07-13 15:00 | 7 | Juli | 15 | 194 | 7.8305 | 3.9245 | 6.3194 | 0 | 1.511 | 0 | 0 | 0 | 0
4649 | 2018-07-13 16:00 | 7 | Juli | 16 | 194 | 5.7858 | 4.0541 | 5.7858 | 0 | 0 | 0 | 0.99336 | 0 | 0.99336
4650 | 2018-07-13 17:00 | 7 | Juli | 17 | 194 | 3.8717 | 3.8717 | 3.8717 | 0 | 0 | 0.048316 | 2.5909 | 0 | 2.6392
4651 | 2018-07-13 18:00 | 7 | Juli | 18 | 194 | 1.7836 | 1.7836 | 1.7836 | 0 | 0 | 1.944 | 1.9105 | 0 | 3.8545
4652 | 2018-07-13 19:00 | 7 | Juli | 19 | 194 | 0.087005 | 0.087005 | 0.087005 | 0 | 0 | 3.0864 | 1.0124 | 0 | 4.0988
4653 | 2018-07-13 20:00 | 7 | Juli | 20 | 194 | 0 | 0 | 0 | 0 | 0 | 3.0215 | 0.85001 | 0 | 3.8715
4654 | 2018-07-13 21:00 | 7 | Juli | 21 | 194 | 0 | 0 | 0 | 0 | 0 | 2.8029 | 0.51988 | 0 | 3.3228
4655 | 2018-07-13 22:00 | 7 | Juli | 22 | 194 | 0 | 0 | 0 | 0 | 0 | 2.2588 | 0.51988 | 0 | 2.7787
4656 | 2018-07-13 23:00 | 7 | Juli | 23 | 194 | 0 | 0 | 0 | 0 | 0 | 1.6131 | 0.35753 | 0 | 1.9706
4657 | 2018-07-14 | 7 | Juli | 0 | 195 | 0 | 0 | 0 | 0 | 0 | 1.298 | 0.35753 | 0 | 1.6555
4658 | 2018-07-14 01:00 | 7 | Juli | 1 | 195 | 0 | 0 | 0 | 0 | 0 | 1.2132 | 0.35753 | 0 | 1.5707
4659 | 2018-07-14 02:00 | 7 | Juli | 2 | 195 | 0 | 0 | 0 | 0 | 0 | 1.1645 | 0.35753 | 0 | 1.5221
4660 | 2018-07-14 03:00 | 7 | Juli | 3 | 195 | 0 | 0 | 0 | 0 | 0 | 1.1969 | 0.35753 | 0 | 1.5544
4661 | 2018-07-14 04:00 | 7 | Juli | 4 | 195 | 0.087005 | 0.087005 | 0.087005 | 0 | 0 | 1.2852 | 0.35753 | 0 | 1.6428
4662 | 2018-07-14 05:00 | 7 | Juli | 5 | 195 | 1.9141 | 1.9141 | 1.9141 | 0 | 0 | 0.10677 | 0.51988 | 0 | 0.62665
4663 | 2018-07-14 06:00 | 7 | Juli | 6 | 195 | 3.6977 | 2.555 | 3.405 | 0 | 0.29272 | 0 | 0 | 0 | 0
4664 | 2018-07-14 07:00 | 7 | Juli | 7 | 195 | 6.2209 | 2.7547 | 3.9294 | 0 | 2.2914 | 0 | 0 | 0 | 0
4665 | 2018-07-14 08:00 | 7 | Juli | 8 | 195 | 8.6135 | 2.7958 | 3.9705 | 0 | 4.643 | 0 | 0 | 0 | 0
4666 | 2018-07-14 09:00 | 7 | Juli | 9 | 195 | 11.5717 | 2.7148 | 3.7272 | 0 | 7.8445 | 0 | 0 | 0 | 0
4667 | 2018-07-14 10:00 | 7 | Juli | 10 | 195 | 14.0078 | 2.7601 | 3.4478 | 0 | 10.56 | 0 | 0 | 0 | 0
4668 | 2018-07-14 11:00 | 7 | Juli | 11 | 195 | 7.4824 | 3.0262 | 4.0385 | 0 | 3.4439 | 0 | 0 | 0 | 0
4669 | 2018-07-14 12:00 | 7 | Juli | 12 | 195 | 6.5254 | 2.9406 | 4.4124 | 0 | 2.113 | 0 | 0 | 0 | 0
4670 | 2018-07-14 13:00 | 7 | Juli | 13 | 195 | 5.6118 | 2.5894 | 4.3251 | 0 | 1.2867 | 0 | 0 | 0 | 0
4671 | 2018-07-14 14:00 | 7 | Juli | 14 | 195 | 5.2638 | 2.3712 | 3.8021 | 0 | 1.4617 | 0 | 0 | 0 | 0
4672 | 2018-07-14 15:00 | 7 | Juli | 15 | 195 | 4.8288 | 2.3041 | 3.6855 | 0 | 1.1433 | 0 | 0 | 0 | 0
4673 | 2018-07-14 16:00 | 7 | Juli | 16 | 195 | 3.5237 | 2.4337 | 3.5237 | 0 | 0 | 0 | 0.80294 | 0 | 0.80294
4674 | 2018-07-14 17:00 | 7 | Juli | 17 | 195 | 1.8706 | 1.8706 | 1.8706 | 0 | 0 | 0.89332 | 1.4609 | 0 | 2.3542
4675 | 2018-07-14 18:00 | 7 | Juli | 18 | 195 | 1.0441 | 1.0441 | 1.0441 | 0 | 0 | 2.1054 | 1.0492 | 0 | 3.1547
4676 | 2018-07-14 19:00 | 7 | Juli | 19 | 195 | 0.087005 | 0.087005 | 0.087005 | 0 | 0 | 3.0864 | 0.90165 | 0 | 3.9881
4677 | 2018-07-14 20:00 | 7 | Juli | 20 | 195 | 0 | 0 | 0 | 0 | 0 | 3.0215 | 0.53403 | 0 | 3.5556
4678 | 2018-07-14 21:00 | 7 | Juli | 21 | 195 | 0 | 0 | 0 | 0 | 0 | 2.8029 | 0.51988 | 0 | 3.3228
4679 | 2018-07-14 22:00 | 7 | Juli | 22 | 195 | 0 | 0 | 0 | 0 | 0 | 2.2588 | 0.51988 | 0 | 2.7787
4680 | 2018-07-14 23:00 | 7 | Juli | 23 | 195 | 0 | 0 | 0 | 0 | 0 | 1.6131 | 0.35753 | 0 | 1.9706
4681 | 2018-07-15 | 7 | Juli | 0 | 196 | 0 | 0 | 0 | 0 | 0 | 1.4574 | 0.35753 | 0 | 1.8149
4682 | 2018-07-15 01:00 | 7 | Juli | 1 | 196 | 0 | 0 | 0 | 0 | 0 | 1.256 | 0.35753 | 0 | 1.6135
4683 | 2018-07-15 02:00 | 7 | Juli | 2 | 196 | 0 | 0 | 0 | 0 | 0 | 1.2174 | 0.35753 | 0 | 1.5749
4684 | 2018-07-15 03:00 | 7 | Juli | 3 | 196 | 0 | 0 | 0 | 0 | 0 | 1.2254 | 0.35753 | 0 | 1.5829
4685 | 2018-07-15 04:00 | 7 | Juli | 4 | 196 | 0.087005 | 0.087005 | 0.087005 | 0 | 0 | 1.1577 | 0.35753 | 0 | 1.5152
4686 | 2018-07-15 05:00 | 7 | Juli | 5 | 196 | 1.2616 | 1.2616 | 1.2616 | 0 | 0 | 0.18534 | 0.35753 | 0 | 0.54287
4687 | 2018-07-15 06:00 | 7 | Juli | 6 | 196 | 3.0452 | 1.9403 | 2.2978 | 0 | 0.74733 | 0 | 0 | 0 | 0
4688 | 2018-07-15 07:00 | 7 | Juli | 7 | 196 | 4.9593 | 2.5323 | 3.0522 | 0 | 1.9071 | 0 | 0 | 0 | 0
4689 | 2018-07-15 08:00 | 7 | Juli | 8 | 196 | 6.9604 | 2.9917 | 3.6794 | 0 | 3.281 | 0 | 0 | 0 | 0
4690 | 2018-07-15 09:00 | 7 | Juli | 9 | 196 | 8.396 | 3.1445 | 4.3192 | 0 | 4.0768 | 0 | 0 | 0 | 0
4691 | 2018-07-15 10:00 | 7 | Juli | 10 | 196 | 9.527 | 3.2498 | 4.4245 | 0 | 5.1025 | 0 | 0 | 0 | 0
4692 | 2018-07-15 11:00 | 7 | Juli | 11 | 196 | 10.1796 | 3.4344 | 4.9338 | 0 | 5.2458 | 0 | 0 | 0 | 0
4693 | 2018-07-15 12:00 | 7 | Juli | 12 | 196 | 9.527 | 3.3312 | 4.8306 | 0 | 4.6964 | 0 | 0 | 0 | 0
4694 | 2018-07-15 13:00 | 7 | Juli | 13 | 196 | 8.4395 | 3.0157 | 4.5111 | 0 | 3.9284 | 0 | 0 | 0 | 0
4695 | 2018-07-15 14:00 | 7 | Juli | 14 | 196 | 7.6564 | 2.868 | 4.0816 | 0 | 3.5749 | 0 | 0 | 0 | 0
4696 | 2018-07-15 15:00 | 7 | Juli | 15 | 196 | 6.0033 | 2.8084 | 3.8183 | 0 | 2.1851 | 0 | 0 | 0 | 0
4697 | 2018-07-15 16:00 | 7 | Juli | 16 | 196 | 4.3938 | 2.8776 | 4.0143 | 0 | 0.37947 | 0 | 0 | 0 | 0
4698 | 2018-07-15 17:00 | 7 | Juli | 17 | 196 | 2.7407 | 2.7407 | 2.7407 | 0 | 0 | 0.4315 | 1.2604 | 0 | 1.6919
4699 | 2018-07-15 18:00 | 7 | Juli | 18 | 196 | 1.0441 | 1.0441 | 1.0441 | 0 | 0 | 2.361 | 1.1855 | 0 | 3.5465
4700 | 2018-07-15 19:00 | 7 | Juli | 19 | 196 | 0 | 0 | 0 | 0 | 0 | 3.2796 | 0.85001 | 0 | 4.1296
4701 | 2018-07-15 20:00 | 7 | Juli | 20 | 196 | 0 | 0 | 0 | 0 | 0 | 2.9594 | 0.85001 | 0 | 3.8095
4702 | 2018-07-15 21:00 | 7 | Juli | 21 | 196 | 0 | 0 | 0 | 0 | 0 | 2.8718 | 0.51988 | 0 | 3.3916
4703 | 2018-07-15 22:00 | 7 | Juli | 22 | 196 | 0 | 0 | 0 | 0 | 0 | 2.4698 | 0.51988 | 0 | 2.9897
4704 | 2018-07-15 23:00 | 7 | Juli | 23 | 196 | 0 | 0 | 0 | 0 | 0 | 1.7708 | 0.35753 | 0 | 2.1283
4705 | 2018-07-16 | 7 | Juli | 0 | 197 | 0 | 0 | 0 | 0 | 0 | 1.8816 | 0.35753 | 0 | 2.2391
4706 | 2018-07-16 01:00 | 7 | Juli | 1 | 197 | 0 | 0 | 0 | 0 | 0 | 1.4964 | 0.35753 | 0 | 1.8539
4707 | 2018-07-16 02:00 | 7 | Juli | 2 | 197 | 0 | 0 | 0 | 0 | 0 | 1.2921 | 0.51988 | 0 | 1.812
4708 | 2018-07-16 03:00 | 7 | Juli | 3 | 197 | 0 | 0 | 0 | 0 | 0 | 1.2271 | 0.51988 | 0 | 1.7469
4709 | 2018-07-16 04:00 | 7 | Juli | 4 | 197 | 0.087005 | 0.087005 | 0.087005 | 0 | 0 | 1.1296 | 0.85001 | 0 | 1.9796
4710 | 2018-07-16 05:00 | 7 | Juli | 5 | 197 | 1.5226 | 1.1964 | 1.5226 | 0 | 0 | 0 | 0.84857 | 0 | 0.84857
4711 | 2018-07-16 06:00 | 7 | Juli | 6 | 197 | 3.4367 | 1.2392 | 3.0688 | 0 | 0.3679 | 0 | 0 | 0 | 0
4712 | 2018-07-16 07:00 | 7 | Juli | 7 | 197 | 5.6988 | 1.5443 | 3.3738 | 0 | 2.325 | 0 | 0 | 0 | 0
4713 | 2018-07-16 08:00 | 7 | Juli | 8 | 197 | 7.6129 | 3.3074 | 5.2487 | 0 | 2.3642 | 0 | 0 | 0 | 0
4714 | 2018-07-16 09:00 | 7 | Juli | 9 | 197 | 9.9621 | 4.6877 | 7.0328 | 0 | 2.9293 | 0 | 0 | 0 | 0
4715 | 2018-07-16 10:00 | 7 | Juli | 10 | 197 | 11.6152 | 5.1299 | 7.6926 | 0 | 3.9226 | 0 | 0 | 0 | 0
4716 | 2018-07-16 11:00 | 7 | Juli | 11 | 197 | 12.4852 | 5.4509 | 8.3383 | 0 | 4.1469 | 0 | 0 | 0 | 0
4717 | 2018-07-16 12:00 | 7 | Juli | 12 | 197 | 11.7457 | 5.5134 | 8.7255 | 0 | 3.0202 | 0 | 0 | 0 | 0
4718 | 2018-07-16 13:00 | 7 | Juli | 13 | 197 | 10.7886 | 4.9415 | 7.6666 | 0 | 3.1221 | 0 | 0 | 0 | 0
4719 | 2018-07-16 14:00 | 7 | Juli | 14 | 197 | 9.9186 | 4.4162 | 6.8111 | 0 | 3.1074 | 0 | 0 | 0 | 0
4720 | 2018-07-16 15:00 | 7 | Juli | 15 | 197 | 8.831 | 4.0856 | 6.4805 | 0 | 2.3505 | 0 | 0 | 0 | 0
4721 | 2018-07-16 16:00 | 7 | Juli | 16 | 197 | 7.0474 | 3.8171 | 6.5421 | 0 | 0.50527 | 0 | 0 | 0 | 0
4722 | 2018-07-16 17:00 | 7 | Juli | 17 | 197 | 4.4373 | 3.3725 | 4.4373 | 0 | 0 | 0 | 1.5262 | 0 | 1.5262
4723 | 2018-07-16 18:00 | 7 | Juli | 18 | 197 | 1.6531 | 1.6531 | 1.6531 | 0 | 0 | 1.4283 | 2.4456 | 0 | 3.8739
4724 | 2018-07-16 19:00 | 7 | Juli | 19 | 197 | 0 | 0 | 0 | 0 | 0 | 2.9292 | 1.9371 | 0 | 4.8663
4725 | 2018-07-16 20:00 | 7 | Juli | 20 | 197 | 0 | 0 | 0 | 0 | 0 | 3.0534 | 0.85001 | 0 | 3.9034
4726 | 2018-07-16 21:00 | 7 | Juli | 21 | 197 | 0 | 0 | 0 | 0 | 0 | 2.9036 | 0.51988 | 0 | 3.4235
4727 | 2018-07-16 22:00 | 7 | Juli | 22 | 197 | 0 | 0 | 0 | 0 | 0 | 2.7308 | 0.51988 | 0 | 3.2507
4728 | 2018-07-16 23:00 | 7 | Juli | 23 | 197 | 0 | 0 | 0 | 0 | 0 | 1.6131 | 0.35753 | 0 | 1.9706
4729 | 2018-07-17 | 7 | Juli | 0 | 198 | 0 | 0 | 0 | 0 | 0 | 1.298 | 0.35753 | 0 | 1.6555
4730 | 2018-07-17 01:00 | 7 | Juli | 1 | 198 | 0 | 0 | 0 | 0 | 0 | 1.2132 | 0.35753 | 0 | 1.5707
4731 | 2018-07-17 02:00 | 7 | Juli | 2 | 198 | 0 | 0 | 0 | 0 | 0 | 1.1645 | 0.51988 | 0 | 1.6844
4732 | 2018-07-17 03:00 | 7 | Juli | 3 | 198 | 0 | 0 | 0 | 0 | 0 | 1.1969 | 0.51988 | 0 | 1.7167
4733 | 2018-07-17 04:00 | 7 | Juli | 4 | 198 | 0.087005 | 0.087005 | 0.087005 | 0 | 0 | 1.2852 | 0.85001 | 0 | 2.1352
4734 | 2018-07-17 05:00 | 7 | Juli | 5 | 198 | 1.7836 | 1.7836 | 1.7836 | 0 | 0 | 0.23727 | 1.1747 | 0 | 1.412
4735 | 2018-07-17 06:00 | 7 | Juli | 6 | 198 | 3.6977 | 2.555 | 3.6977 | 0 | 0 | 0 | 0.68684 | 0 | 0.68684
4736 | 2018-07-17 07:00 | 7 | Juli | 7 | 198 | 6.2644 | 2.7547 | 4.5843 | 0 | 1.6801 | 0 | 0 | 0 | 0
4737 | 2018-07-17 08:00 | 7 | Juli | 8 | 198 | 8.831 | 3.8382 | 5.7795 | 0 | 3.0515 | 0 | 0 | 0 | 0
4738 | 2018-07-17 09:00 | 7 | Juli | 9 | 198 | 11.0061 | 4.3353 | 5.9348 | 0 | 5.0713 | 0 | 0 | 0 | 0
4739 | 2018-07-17 10:00 | 7 | Juli | 10 | 198 | 12.6157 | 4.3806 | 5.9142 | 0 | 6.7015 | 0 | 0 | 0 | 0
4740 | 2018-07-17 11:00 | 7 | Juli | 11 | 198 | 13.5293 | 4.6466 | 7.36 | 0 | 6.1693 | 0 | 0 | 0 | 0
4741 | 2018-07-17 12:00 | 7 | Juli | 12 | 198 | 13.7903 | 4.561 | 7.6439 | 0 | 6.1463 | 0 | 0 | 0 | 0
4742 | 2018-07-17 13:00 | 7 | Juli | 13 | 198 | 13.2683 | 4.2098 | 6.8032 | 0 | 6.465 | 0 | 0 | 0 | 0
4743 | 2018-07-17 14:00 | 7 | Juli | 14 | 198 | 12.0937 | 3.9916 | 6.2783 | 0 | 5.8154 | 0 | 0 | 0 | 0
4744 | 2018-07-17 15:00 | 7 | Juli | 15 | 198 | 10.2666 | 3.9245 | 6.1653 | 0 | 4.1013 | 0 | 0 | 0 | 0
4745 | 2018-07-17 16:00 | 7 | Juli | 16 | 198 | 7.9175 | 4.0541 | 6.5812 | 0 | 1.3362 | 0 | 0 | 0 | 0
4746 | 2018-07-17 17:00 | 7 | Juli | 17 | 198 | 5.2638 | 3.92 | 5.2638 | 0 | 0 | 0 | 0.78528 | 0 | 0.78528
4747 | 2018-07-17 18:00 | 7 | Juli | 18 | 198 | 2.3926 | 2.3926 | 2.3926 | 0 | 0 | 1.3349 | 1.5075 | 0 | 2.8425
4748 | 2018-07-17 19:00 | 7 | Juli | 19 | 198 | 0.087005 | 0.087005 | 0.087005 | 0 | 0 | 3.0864 | 1.0124 | 0 | 4.0988
4749 | 2018-07-17 20:00 | 7 | Juli | 20 | 198 | 0 | 0 | 0 | 0 | 0 | 3.0215 | 0.85001 | 0 | 3.8715
4750 | 2018-07-17 21:00 | 7 | Juli | 21 | 198 | 0 | 0 | 0 | 0 | 0 | 2.8029 | 0.51988 | 0 | 3.3228
4751 | 2018-07-17 22:00 | 7 | Juli | 22 | 198 | 0 | 0 | 0 | 0 | 0 | 2.2588 | 0.51988 | 0 | 2.7787
4752 | 2018-07-17 23:00 | 7 | Juli | 23 | 198 | 0 | 0 | 0 | 0 | 0 | 1.6131 | 0.35753 | 0 | 1.9706
4753 | 2018-07-18 | 7 | Juli | 0 | 199 | 0 | 0 | 0 | 0 | 0 | 1.298 | 0.35753 | 0 | 1.6555
4754 | 2018-07-18 01:00 | 7 | Juli | 1 | 199 | 0 | 0 | 0 | 0 | 0 | 1.2132 | 0.35753 | 0 | 1.5707
4755 | 2018-07-18 02:00 | 7 | Juli | 2 | 199 | 0 | 0 | 0 | 0 | 0 | 1.1645 | 0.51988 | 0 | 1.6844
4756 | 2018-07-18 03:00 | 7 | Juli | 3 | 199 | 0 | 0 | 0 | 0 | 0 | 1.1969 | 0.51988 | 0 | 1.7167
4757 | 2018-07-18 04:00 | 7 | Juli | 4 | 199 | 0.087005 | 0.087005 | 0.087005 | 0 | 0 | 1.2852 | 0.85001 | 0 | 2.1352
4758 | 2018-07-18 05:00 | 7 | Juli | 5 | 199 | 1.5661 | 1.5661 | 1.5661 | 0 | 0 | 0.45479 | 1.1747 | 0 | 1.6295
4759 | 2018-07-18 06:00 | 7 | Juli | 6 | 199 | 3.4367 | 2.555 | 3.4367 | 0 | 0 | 0 | 0.94785 | 0 | 0.94785
4760 | 2018-07-18 07:00 | 7 | Juli | 7 | 199 | 5.8293 | 2.7547 | 4.5843 | 0 | 1.2451 | 0 | 0 | 0 | 0
4761 | 2018-07-18 08:00 | 7 | Juli | 8 | 199 | 8.222 | 3.8382 | 5.7795 | 0 | 2.4425 | 0 | 0 | 0 | 0
4762 | 2018-07-18 09:00 | 7 | Juli | 9 | 199 | 10.2666 | 4.3353 | 5.9348 | 0 | 4.3318 | 0 | 0 | 0 | 0
4763 | 2018-07-18 10:00 | 7 | Juli | 10 | 199 | 11.6587 | 4.3806 | 5.8178 | 0 | 5.8409 | 0 | 0 | 0 | 0
4764 | 2018-07-18 11:00 | 7 | Juli | 11 | 199 | 12.3982 | 4.6466 | 7.1376 | 0 | 5.2606 | 0 | 0 | 0 | 0
4765 | 2018-07-18 12:00 | 7 | Juli | 12 | 199 | 12.7027 | 4.561 | 7.7731 | 0 | 4.9296 | 0 | 0 | 0 | 0
4766 | 2018-07-18 13:00 | 7 | Juli | 13 | 199 | 12.0502 | 4.2098 | 6.9348 | 0 | 5.1153 | 0 | 0 | 0 | 0
4767 | 2018-07-18 14:00 | 7 | Juli | 14 | 199 | 10.8321 | 3.9916 | 6.3865 | 0 | 4.4456 | 0 | 0 | 0 | 0
4768 | 2018-07-18 15:00 | 7 | Juli | 15 | 199 | 9.3095 | 3.9245 | 6.3194 | 0 | 2.9901 | 0 | 0 | 0 | 0
4769 | 2018-07-18 16:00 | 7 | Juli | 16 | 199 | 7.0474 | 4.0541 | 6.7792 | 0 | 0.26822 | 0 | 0 | 0 | 0
4770 | 2018-07-18 17:00 | 7 | Juli | 17 | 199 | 4.5243 | 3.92 | 4.5243 | 0 | 0 | 0 | 1.9867 | 0 | 1.9867
4771 | 2018-07-18 18:00 | 7 | Juli | 18 | 199 | 2.0011 | 2.0011 | 2.0011 | 0 | 0 | 1.7264 | 1.9411 | 0 | 3.6675
4772 | 2018-07-18 19:00 | 7 | Juli | 19 | 199 | 0.087005 | 0.087005 | 0.087005 | 0 | 0 | 3.0864 | 1.0124 | 0 | 4.0988
4773 | 2018-07-18 20:00 | 7 | Juli | 20 | 199 | 0 | 0 | 0 | 0 | 0 | 3.0215 | 0.85001 | 0 | 3.8715
4774 | 2018-07-18 21:00 | 7 | Juli | 21 | 199 | 0 | 0 | 0 | 0 | 0 | 2.8029 | 0.51988 | 0 | 3.3228
4775 | 2018-07-18 22:00 | 7 | Juli | 22 | 199 | 0 | 0 | 0 | 0 | 0 | 2.2588 | 0.51988 | 0 | 2.7787
4776 | 2018-07-18 23:00 | 7 | Juli | 23 | 199 | 0 | 0 | 0 | 0 | 0 | 1.6131 | 0.35753 | 0 | 1.9706
4777 | 2018-07-19 | 7 | Juli | 0 | 200 | 0 | 0 | 0 | 0 | 0 | 1.298 | 0.35753 | 0 | 1.6555
4778 | 2018-07-19 01:00 | 7 | Juli | 1 | 200 | 0 | 0 | 0 | 0 | 0 | 1.2132 | 0.35753 | 0 | 1.5707
4779 | 2018-07-19 02:00 | 7 | Juli | 2 | 200 | 0 | 0 | 0 | 0 | 0 | 1.1645 | 0.51988 | 0 | 1.6844
4780 | 2018-07-19 03:00 | 7 | Juli | 3 | 200 | 0 | 0 | 0 | 0 | 0 | 1.1969 | 0.51988 | 0 | 1.7167
4781 | 2018-07-19 04:00 | 7 | Juli | 4 | 200 | 0.087005 | 0.087005 | 0.087005 | 0 | 0 | 1.2852 | 0.85001 | 0 | 2.1352
4782 | 2018-07-19 05:00 | 7 | Juli | 5 | 200 | 1.6531 | 1.6531 | 1.6531 | 0 | 0 | 0.36778 | 1.1747 | 0 | 1.5425
4783 | 2018-07-19 06:00 | 7 | Juli | 6 | 200 | 3.5237 | 2.555 | 3.5237 | 0 | 0 | 0 | 0.86085 | 0 | 0.86085
4784 | 2018-07-19 07:00 | 7 | Juli | 7 | 200 | 6.0033 | 2.7547 | 4.5843 | 0 | 1.4191 | 0 | 0 | 0 | 0
4785 | 2018-07-19 08:00 | 7 | Juli | 8 | 200 | 8.5265 | 3.8382 | 5.7795 | 0 | 2.747 | 0 | 0 | 0 | 0
4786 | 2018-07-19 09:00 | 7 | Juli | 9 | 200 | 10.7451 | 4.3353 | 5.9992 | 0 | 4.7459 | 0 | 0 | 0 | 0
4787 | 2018-07-19 10:00 | 7 | Juli | 10 | 200 | 12.3112 | 4.3806 | 6.911 | 0 | 5.4002 | 0 | 0 | 0 | 0
4788 | 2018-07-19 11:00 | 7 | Juli | 11 | 200 | 13.2683 | 4.6466 | 7.534 | 0 | 5.7343 | 0 | 0 | 0 | 0
4789 | 2018-07-19 12:00 | 7 | Juli | 12 | 200 | 13.3553 | 4.561 | 7.7731 | 0 | 5.5822 | 0 | 0 | 0 | 0
4790 | 2018-07-19 13:00 | 7 | Juli | 13 | 200 | 12.9202 | 4.2098 | 6.9348 | 0 | 5.9854 | 0 | 0 | 0 | 0
4791 | 2018-07-19 14:00 | 7 | Juli | 14 | 200 | 11.7892 | 3.9916 | 6.3865 | 0 | 5.4026 | 0 | 0 | 0 | 0
4792 | 2018-07-19 15:00 | 7 | Juli | 15 | 200 | 10.0056 | 3.9245 | 6.3194 | 0 | 3.6862 | 0 | 0 | 0 | 0
4793 | 2018-07-19 16:00 | 7 | Juli | 16 | 200 | 7.6564 | 4.0541 | 6.7792 | 0 | 0.87725 | 0 | 0 | 0 | 0
4794 | 2018-07-19 17:00 | 7 | Juli | 17 | 200 | 4.9593 | 3.92 | 4.9593 | 0 | 0 | 0 | 1.2788 | 0 | 1.2788
4795 | 2018-07-19 18:00 | 7 | Juli | 18 | 200 | 2.1751 | 2.1751 | 2.1751 | 0 | 0 | 1.5524 | 1.792 | 0 | 3.3444
4796 | 2018-07-19 19:00 | 7 | Juli | 19 | 200 | 0.087005 | 0.087005 | 0.087005 | 0 | 0 | 3.0864 | 1.0166 | 0 | 4.103
4797 | 2018-07-19 20:00 | 7 | Juli | 20 | 200 | 0 | 0 | 0 | 0 | 0 | 3.0215 | 0.85001 | 0 | 3.8715
4798 | 2018-07-19 21:00 | 7 | Juli | 21 | 200 | 0 | 0 | 0 | 0 | 0 | 2.8029 | 0.51988 | 0 | 3.3228
4799 | 2018-07-19 22:00 | 7 | Juli | 22 | 200 | 0 | 0 | 0 | 0 | 0 | 2.2588 | 0.51988 | 0 | 2.7787
4800 | 2018-07-19 23:00 | 7 | Juli | 23 | 200 | 0 | 0 | 0 | 0 | 0 | 1.6131 | 0.35753 | 0 | 1.9706
4801 | 2018-07-20 | 7 | Juli | 0 | 201 | 0 | 0 | 0 | 0 | 0 | 1.298 | 0.35753 | 0 | 1.6555
4802 | 2018-07-20 01:00 | 7 | Juli | 1 | 201 | 0 | 0 | 0 | 0 | 0 | 1.2132 | 0.35753 | 0 | 1.5707
4803 | 2018-07-20 02:00 | 7 | Juli | 2 | 201 | 0 | 0 | 0 | 0 | 0 | 1.1645 | 0.51988 | 0 | 1.6844
4804 | 2018-07-20 03:00 | 7 | Juli | 3 | 201 | 0 | 0 | 0 | 0 | 0 | 1.1969 | 0.51988 | 0 | 1.7167
4805 | 2018-07-20 04:00 | 7 | Juli | 4 | 201 | 0.087005 | 0.087005 | 0.087005 | 0 | 0 | 1.2852 | 0.85001 | 0 | 2.1352
4806 | 2018-07-20 05:00 | 7 | Juli | 5 | 201 | 1.3921 | 1.3921 | 1.3921 | 0 | 0 | 0.6288 | 1.1747 | 0 | 1.8035
4807 | 2018-07-20 06:00 | 7 | Juli | 6 | 201 | 3.3062 | 2.555 | 3.3062 | 0 | 0 | 0 | 1.0784 | 0 | 1.0784
4808 | 2018-07-20 07:00 | 7 | Juli | 7 | 201 | 5.6118 | 2.7547 | 4.5843 | 0 | 1.0276 | 0 | 0 | 0 | 0
4809 | 2018-07-20 08:00 | 7 | Juli | 8 | 201 | 7.7869 | 3.8382 | 5.7795 | 0 | 2.0075 | 0 | 0 | 0 | 0
4810 | 2018-07-20 09:00 | 7 | Juli | 9 | 201 | 9.7881 | 4.3353 | 6.2703 | 0 | 3.5177 | 0 | 0 | 0 | 0
4811 | 2018-07-20 10:00 | 7 | Juli | 10 | 201 | 11.1366 | 4.3806 | 6.9195 | 0 | 4.2171 | 0 | 0 | 0 | 0
4812 | 2018-07-20 11:00 | 7 | Juli | 11 | 201 | 11.9632 | 4.6466 | 7.534 | 0 | 4.4292 | 0 | 0 | 0 | 0
4813 | 2018-07-20 12:00 | 7 | Juli | 12 | 201 | 12.1807 | 4.561 | 7.7712 | 0 | 4.4095 | 0 | 0 | 0 | 0
4814 | 2018-07-20 13:00 | 7 | Juli | 13 | 201 | 12.0067 | 4.2098 | 6.9348 | 0 | 5.0718 | 0 | 0 | 0 | 0
4815 | 2018-07-20 14:00 | 7 | Juli | 14 | 201 | 11.2671 | 3.9916 | 6.3821 | 0 | 4.885 | 0 | 0 | 0 | 0
4816 | 2018-07-20 15:00 | 7 | Juli | 15 | 201 | 9.4835 | 3.9245 | 6.1783 | 0 | 3.3053 | 0 | 0 | 0 | 0
4817 | 2018-07-20 16:00 | 7 | Juli | 16 | 201 | 7.4824 | 4.0541 | 6.5863 | 0 | 0.89614 | 0 | 0 | 0 | 0
4818 | 2018-07-20 17:00 | 7 | Juli | 17 | 201 | 5.1768 | 3.92 | 5.1768 | 0 | 0 | 0 | 0.80281 | 0 | 0.80281
4819 | 2018-07-20 18:00 | 7 | Juli | 18 | 201 | 2.2621 | 2.2621 | 2.2621 | 0 | 0 | 1.4654 | 1.6362 | 0 | 3.1016
4820 | 2018-07-20 19:00 | 7 | Juli | 19 | 201 | 0.087005 | 0.087005 | 0.087005 | 0 | 0 | 3.0864 | 1.0124 | 0 | 4.0988
4821 | 2018-07-20 20:00 | 7 | Juli | 20 | 201 | 0 | 0 | 0 | 0 | 0 | 3.0215 | 0.85001 | 0 | 3.8715
4822 | 2018-07-20 21:00 | 7 | Juli | 21 | 201 | 0 | 0 | 0 | 0 | 0 | 2.8029 | 0.51988 | 0 | 3.3228
4823 | 2018-07-20 22:00 | 7 | Juli | 22 | 201 | 0 | 0 | 0 | 0 | 0 | 2.2588 | 0.51988 | 0 | 2.7787
4824 | 2018-07-20 23:00 | 7 | Juli | 23 | 201 | 0 | 0 | 0 | 0 | 0 | 1.6131 | 0.35753 | 0 | 1.9706
4825 | 2018-07-21 | 7 | Juli | 0 | 202 | 0 | 0 | 0 | 0 | 0 | 1.298 | 0.35753 | 0 | 1.6555
4826 | 2018-07-21 01:00 | 7 | Juli | 1 | 202 | 0 | 0 | 0 | 0 | 0 | 1.2132 | 0.35753 | 0 | 1.5707
4827 | 2018-07-21 02:00 | 7 | Juli | 2 | 202 | 0 | 0 | 0 | 0 | 0 | 1.1645 | 0.35753 | 0 | 1.5221
4828 | 2018-07-21 03:00 | 7 | Juli | 3 | 202 | 0 | 0 | 0 | 0 | 0 | 1.1969 | 0.35753 | 0 | 1.5544
4829 | 2018-07-21 04:00 | 7 | Juli | 4 | 202 | 0.087005 | 0.087005 | 0.087005 | 0 | 0 | 1.2852 | 0.35753 | 0 | 1.6428
4830 | 2018-07-21 05:00 | 7 | Juli | 5 | 202 | 1.5661 | 1.5661 | 1.5661 | 0 | 0 | 0.45479 | 0.51988 | 0 | 0.97467
4831 | 2018-07-21 06:00 | 7 | Juli | 6 | 202 | 3.4802 | 2.555 | 3.405 | 0 | 0.075209 | 0 | 0 | 0 | 0
4832 | 2018-07-21 07:00 | 7 | Juli | 7 | 202 | 5.8728 | 2.7547 | 3.9294 | 0 | 1.9434 | 0 | 0 | 0 | 0
4833 | 2018-07-21 08:00 | 7 | Juli | 8 | 202 | 8.396 | 2.7958 | 3.975 | 0 | 4.4209 | 0 | 0 | 0 | 0
4834 | 2018-07-21 09:00 | 7 | Juli | 9 | 202 | 10.4406 | 2.7148 | 4.2532 | 0 | 6.1874 | 0 | 0 | 0 | 0
4835 | 2018-07-21 10:00 | 7 | Juli | 10 | 202 | 12.0502 | 2.7601 | 4.0206 | 0 | 8.0296 | 0 | 0 | 0 | 0
4836 | 2018-07-21 11:00 | 7 | Juli | 11 | 202 | 12.8767 | 3.0262 | 4.4214 | 0 | 8.4554 | 0 | 0 | 0 | 0
4837 | 2018-07-21 12:00 | 7 | Juli | 12 | 202 | 13.1378 | 2.9406 | 4.4949 | 0 | 8.6428 | 0 | 0 | 0 | 0
4838 | 2018-07-21 13:00 | 7 | Juli | 13 | 202 | 12.6592 | 2.5894 | 4.1431 | 0 | 8.5161 | 0 | 0 | 0 | 0
4839 | 2018-07-21 14:00 | 7 | Juli | 14 | 202 | 11.5717 | 2.3712 | 3.7315 | 0 | 7.8402 | 0 | 0 | 0 | 0
4840 | 2018-07-21 15:00 | 7 | Juli | 15 | 202 | 9.7446 | 2.3041 | 3.6194 | 0 | 6.1252 | 0 | 0 | 0 | 0
4841 | 2018-07-21 16:00 | 7 | Juli | 16 | 202 | 7.5259 | 2.4337 | 4.3086 | 0 | 3.2173 | 0 | 0 | 0 | 0
4842 | 2018-07-21 17:00 | 7 | Juli | 17 | 202 | 4.8723 | 2.7639 | 4.2519 | 0 | 0.62039 | 0 | 0 | 0 | 0
4843 | 2018-07-21 18:00 | 7 | Juli | 18 | 202 | 2.1751 | 2.1751 | 2.1751 | 0 | 0 | 0.97438 | 0.99579 | 0 | 1.9702
4844 | 2018-07-21 19:00 | 7 | Juli | 19 | 202 | 0.087005 | 0.087005 | 0.087005 | 0 | 0 | 3.0864 | 0.85001 | 0 | 3.9364
4845 | 2018-07-21 20:00 | 7 | Juli | 20 | 202 | 0 | 0 | 0 | 0 | 0 | 3.0215 | 0.51988 | 0 | 3.5414
4846 | 2018-07-21 21:00 | 7 | Juli | 21 | 202 | 0 | 0 | 0 | 0 | 0 | 2.8029 | 0.51988 | 0 | 3.3228
4847 | 2018-07-21 22:00 | 7 | Juli | 22 | 202 | 0 | 0 | 0 | 0 | 0 | 2.2588 | 0.51988 | 0 | 2.7787
4848 | 2018-07-21 23:00 | 7 | Juli | 23 | 202 | 0 | 0 | 0 | 0 | 0 | 1.6131 | 0.35753 | 0 | 1.9706
4849 | 2018-07-22 | 7 | Juli | 0 | 203 | 0 | 0 | 0 | 0 | 0 | 1.4574 | 0.35753 | 0 | 1.8149
4850 | 2018-07-22 01:00 | 7 | Juli | 1 | 203 | 0 | 0 | 0 | 0 | 0 | 1.256 | 0.35753 | 0 | 1.6135
4851 | 2018-07-22 02:00 | 7 | Juli | 2 | 203 | 0 | 0 | 0 | 0 | 0 | 1.2174 | 0.35753 | 0 | 1.5749
4852 | 2018-07-22 03:00 | 7 | Juli | 3 | 203 | 0 | 0 | 0 | 0 | 0 | 1.2254 | 0.35753 | 0 | 1.5829
4853 | 2018-07-22 04:00 | 7 | Juli | 4 | 203 | 0.087005 | 0.087005 | 0.087005 | 0 | 0 | 1.1577 | 0.35753 | 0 | 1.5152
4854 | 2018-07-22 05:00 | 7 | Juli | 5 | 203 | 1.5661 | 1.4469 | 1.5661 | 0 | 0 | 0 | 0.23835 | 0 | 0.23835
4855 | 2018-07-22 06:00 | 7 | Juli | 6 | 203 | 3.6977 | 1.9403 | 2.2978 | 0 | 1.3999 | 0 | 0 | 0 | 0
4856 | 2018-07-22 07:00 | 7 | Juli | 7 | 203 | 6.2644 | 2.5323 | 3.0522 | 0 | 3.2122 | 0 | 0 | 0 | 0
4857 | 2018-07-22 08:00 | 7 | Juli | 8 | 203 | 8.483 | 2.9917 | 3.9168 | 0 | 4.5661 | 0 | 0 | 0 | 0
4858 | 2018-07-22 09:00 | 7 | Juli | 9 | 203 | 10.6581 | 3.1445 | 4.8368 | 0 | 5.8213 | 0 | 0 | 0 | 0
4859 | 2018-07-22 10:00 | 7 | Juli | 10 | 203 | 12.5722 | 3.2498 | 4.9653 | 0 | 7.6069 | 0 | 0 | 0 | 0
4860 | 2018-07-22 11:00 | 7 | Juli | 11 | 203 | 8.2655 | 3.4344 | 5.4526 | 0 | 2.8128 | 0 | 0 | 0 | 0
4861 | 2018-07-22 12:00 | 7 | Juli | 12 | 203 | 8.6135 | 3.3312 | 5.3749 | 0 | 3.2386 | 0 | 0 | 0 | 0
4862 | 2018-07-22 13:00 | 7 | Juli | 13 | 203 | 8.048 | 3.0157 | 4.9726 | 0 | 3.0754 | 0 | 0 | 0 | 0
4863 | 2018-07-22 14:00 | 7 | Juli | 14 | 203 | 7.0474 | 2.868 | 4.5331 | 0 | 2.5143 | 0 | 0 | 0 | 0
4864 | 2018-07-22 15:00 | 7 | Juli | 15 | 203 | 5.6988 | 2.8084 | 4.296 | 0 | 1.4028 | 0 | 0 | 0 | 0
4865 | 2018-07-22 16:00 | 7 | Juli | 16 | 203 | 4.1327 | 2.8776 | 4.1327 | 0 | 0 | 0 | 0.32572 | 0 | 0.32572
4866 | 2018-07-22 17:00 | 7 | Juli | 17 | 203 | 2.0881 | 2.0881 | 2.0881 | 0 | 0 | 1.084 | 1.7153 | 0 | 2.7993
4867 | 2018-07-22 18:00 | 7 | Juli | 18 | 203 | 0.95706 | 0.95706 | 0.95706 | 0 | 0 | 2.448 | 1.6356 | 0 | 4.0836
4868 | 2018-07-22 19:00 | 7 | Juli | 19 | 203 | 0 | 0 | 0 | 0 | 0 | 3.2796 | 0.93826 | 0 | 4.2178
4869 | 2018-07-22 20:00 | 7 | Juli | 20 | 203 | 0 | 0 | 0 | 0 | 0 | 2.9594 | 0.89337 | 0 | 3.8528
4870 | 2018-07-22 21:00 | 7 | Juli | 21 | 203 | 0 | 0 | 0 | 0 | 0 | 2.8718 | 0.53052 | 0 | 3.4023
4871 | 2018-07-22 22:00 | 7 | Juli | 22 | 203 | 0 | 0 | 0 | 0 | 0 | 2.4698 | 0.51988 | 0 | 2.9897
4872 | 2018-07-22 23:00 | 7 | Juli | 23 | 203 | 0 | 0 | 0 | 0 | 0 | 1.7708 | 0.35753 | 0 | 2.1283
4873 | 2018-07-23 | 7 | Juli | 0 | 204 | 0 | 0 | 0 | 0 | 0 | 1.8816 | 0.35753 | 0 | 2.2391
4874 | 2018-07-23 01:00 | 7 | Juli | 1 | 204 | 0 | 0 | 0 | 0 | 0 | 1.4964 | 0.35753 | 0 | 1.8539
4875 | 2018-07-23 02:00 | 7 | Juli | 2 | 204 | 0 | 0 | 0 | 0 | 0 | 1.2921 | 0.51988 | 0 | 1.812
4876 | 2018-07-23 03:00 | 7 | Juli | 3 | 204 | 0 | 0 | 0 | 0 | 0 | 1.2271 | 0.51988 | 0 | 1.7469
4877 | 2018-07-23 04:00 | 7 | Juli | 4 | 204 | 0 | 0 | 0 | 0 | 0 | 1.2166 | 0.85001 | 0 | 2.0666
4878 | 2018-07-23 05:00 | 7 | Juli | 5 | 204 | 0.69604 | 0.69604 | 0.69604 | 0 | 0 | 0.50039 | 1.1747 | 0 | 1.6751
4879 | 2018-07-23 06:00 | 7 | Juli | 6 | 204 | 2.0881 | 1.2392 | 2.0881 | 0 | 0 | 0 | 0.98068 | 0 | 0.98068
4880 | 2018-07-23 07:00 | 7 | Juli | 7 | 204 | 3.6107 | 1.5443 | 3.6107 | 0 | 0 | 0 | 0.088934 | 0 | 0.088934
4881 | 2018-07-23 08:00 | 7 | Juli | 8 | 204 | 4.5243 | 3.3074 | 4.5243 | 0 | 0 | 0 | 1.8272 | 0 | 1.8272
4882 | 2018-07-23 09:00 | 7 | Juli | 9 | 204 | 5.4813 | 4.6877 | 5.4813 | 0 | 0 | 0 | 1.9314 | 0 | 1.9314
4883 | 2018-07-23 10:00 | 7 | Juli | 10 | 204 | 6.4819 | 5.1299 | 6.4819 | 0 | 0 | 0 | 1.2107 | 0 | 1.2107
4884 | 2018-07-23 11:00 | 7 | Juli | 11 | 204 | 7.0039 | 5.4509 | 7.0039 | 0 | 0 | 0 | 1.3344 | 0 | 1.3344
4885 | 2018-07-23 12:00 | 7 | Juli | 12 | 204 | 7.3084 | 5.5134 | 7.3084 | 0 | 0 | 0 | 1.4171 | 0 | 1.4171
4886 | 2018-07-23 13:00 | 7 | Juli | 13 | 204 | 6.0468 | 4.9415 | 6.0468 | 0 | 0 | 0 | 1.6197 | 0 | 1.6197
4887 | 2018-07-23 14:00 | 7 | Juli | 14 | 204 | 5.6553 | 4.4162 | 5.6553 | 0 | 0 | 0 | 1.1558 | 0 | 1.1558
4888 | 2018-07-23 15:00 | 7 | Juli | 15 | 204 | 4.6113 | 4.0856 | 4.6113 | 0 | 0 | 0 | 1.8693 | 0 | 1.8693
4889 | 2018-07-23 16:00 | 7 | Juli | 16 | 204 | 3.3932 | 3.3932 | 3.3932 | 0 | 0 | 0.4239 | 2.725 | 0 | 3.1489
4890 | 2018-07-23 17:00 | 7 | Juli | 17 | 204 | 1.8706 | 1.8706 | 1.8706 | 0 | 0 | 1.5019 | 2.5909 | 0 | 4.0928
4891 | 2018-07-23 18:00 | 7 | Juli | 18 | 204 | 0.82655 | 0.82655 | 0.82655 | 0 | 0 | 2.2549 | 2.4456 | 0 | 4.7004
4892 | 2018-07-23 19:00 | 7 | Juli | 19 | 204 | 0 | 0 | 0 | 0 | 0 | 2.9292 | 2.1378 | 0 | 5.0671
4893 | 2018-07-23 20:00 | 7 | Juli | 20 | 204 | 0 | 0 | 0 | 0 | 0 | 3.0534 | 1.9755 | 0 | 5.0289
4894 | 2018-07-23 21:00 | 7 | Juli | 21 | 204 | 0 | 0 | 0 | 0 | 0 | 2.9036 | 1.6133 | 0 | 4.517
4895 | 2018-07-23 22:00 | 7 | Juli | 22 | 204 | 0 | 0 | 0 | 0 | 0 | 2.7308 | 0.57299 | 0 | 3.3038
4896 | 2018-07-23 23:00 | 7 | Juli | 23 | 204 | 0 | 0 | 0 | 0 | 0 | 1.6131 | 0.391 | 0 | 2.0041
4897 | 2018-07-24 | 7 | Juli | 0 | 205 | 0 | 0 | 0 | 0 | 0 | 1.298 | 0.38772 | 0 | 1.6857
4898 | 2018-07-24 01:00 | 7 | Juli | 1 | 205 | 0 | 0 | 0 | 0 | 0 | 1.2132 | 0.38445 | 0 | 1.5977
4899 | 2018-07-24 02:00 | 7 | Juli | 2 | 205 | 0 | 0 | 0 | 0 | 0 | 1.1645 | 0.54353 | 0 | 1.7081
4900 | 2018-07-24 03:00 | 7 | Juli | 3 | 205 | 0 | 0 | 0 | 0 | 0 | 1.1969 | 0.54026 | 0 | 1.7371
4901 | 2018-07-24 04:00 | 7 | Juli | 4 | 205 | 0.087005 | 0.087005 | 0.087005 | 0 | 0 | 1.2852 | 0.87971 | 0 | 2.1649
4902 | 2018-07-24 05:00 | 7 | Juli | 5 | 205 | 1.3486 | 1.3486 | 1.3486 | 0 | 0 | 0.6723 | 1.4964 | 0 | 2.1687
4903 | 2018-07-24 06:00 | 7 | Juli | 6 | 205 | 3.1322 | 2.555 | 3.1322 | 0 | 0 | 0 | 1.7003 | 0 | 1.7003
4904 | 2018-07-24 07:00 | 7 | Juli | 7 | 205 | 5.2638 | 2.7547 | 5.1143 | 0 | 0.14952 | 0 | 0 | 0 | 0
4905 | 2018-07-24 08:00 | 7 | Juli | 8 | 205 | 7.4824 | 3.8382 | 6.9049 | 0 | 0.5775 | 0 | 0 | 0 | 0
4906 | 2018-07-24 09:00 | 7 | Juli | 9 | 205 | 9.8751 | 4.3353 | 7.0603 | 0 | 2.8148 | 0 | 0 | 0 | 0
4907 | 2018-07-24 10:00 | 7 | Juli | 10 | 205 | 11.2671 | 4.3806 | 6.9433 | 0 | 4.3239 | 0 | 0 | 0 | 0
4908 | 2018-07-24 11:00 | 7 | Juli | 11 | 205 | 11.8762 | 4.6466 | 7.534 | 0 | 4.3422 | 0 | 0 | 0 | 0
4909 | 2018-07-24 12:00 | 7 | Juli | 12 | 205 | 12.0937 | 4.561 | 7.7731 | 0 | 4.3206 | 0 | 0 | 0 | 0
4910 | 2018-07-24 13:00 | 7 | Juli | 13 | 205 | 10.7451 | 4.2098 | 6.9348 | 0 | 3.8103 | 0 | 0 | 0 | 0
4911 | 2018-07-24 14:00 | 7 | Juli | 14 | 205 | 9.6141 | 3.9916 | 6.3865 | 0 | 3.2275 | 0 | 0 | 0 | 0
4912 | 2018-07-24 15:00 | 7 | Juli | 15 | 205 | 7.7869 | 3.9245 | 6.3194 | 0 | 1.4675 | 0 | 0 | 0 | 0
4913 | 2018-07-24 16:00 | 7 | Juli | 16 | 205 | 5.1333 | 4.0541 | 5.1333 | 0 | 0 | 0 | 1.6459 | 0 | 1.6459
4914 | 2018-07-24 17:00 | 7 | Juli | 17 | 205 | 3.4367 | 3.4367 | 3.4367 | 0 | 0 | 0.48334 | 2.5909 | 0 | 3.0743
4915 | 2018-07-24 18:00 | 7 | Juli | 18 | 205 | 1.3921 | 1.3921 | 1.3921 | 0 | 0 | 2.3355 | 2.4456 | 0 | 4.781
4916 | 2018-07-24 19:00 | 7 | Juli | 19 | 205 | 0 | 0 | 0 | 0 | 0 | 3.1734 | 2.1378 | 0 | 5.3113
4917 | 2018-07-24 20:00 | 7 | Juli | 20 | 205 | 0 | 0 | 0 | 0 | 0 | 3.0215 | 1.9755 | 0 | 4.997
4918 | 2018-07-24 21:00 | 7 | Juli | 21 | 205 | 0 | 0 | 0 | 0 | 0 | 2.8029 | 1.6454 | 0 | 4.4483
4919 | 2018-07-24 22:00 | 7 | Juli | 22 | 205 | 0 | 0 | 0 | 0 | 0 | 2.2588 | 1.6454 | 0 | 3.9041
4920 | 2018-07-24 23:00 | 7 | Juli | 23 | 205 | 0 | 0 | 0 | 0 | 0 | 1.6131 | 1.4541 | 0 | 3.0672
4921 | 2018-07-25 | 7 | Juli | 0 | 206 | 0 | 0 | 0 | 0 | 0 | 1.298 | 0.43019 | 0 | 1.7282
4922 | 2018-07-25 01:00 | 7 | Juli | 1 | 206 | 0 | 0 | 0 | 0 | 0 | 1.2132 | 0.39419 | 0 | 1.6074
4923 | 2018-07-25 02:00 | 7 | Juli | 2 | 206 | 0 | 0 | 0 | 0 | 0 | 1.1645 | 0.53692 | 0 | 1.7015
4924 | 2018-07-25 03:00 | 7 | Juli | 3 | 206 | 0 | 0 | 0 | 0 | 0 | 1.1969 | 0.52055 | 0 | 1.7174
4925 | 2018-07-25 04:00 | 7 | Juli | 4 | 206 | 0 | 0 | 0 | 0 | 0 | 1.3722 | 0.85587 | 0 | 2.2281
4926 | 2018-07-25 05:00 | 7 | Juli | 5 | 206 | 1.2181 | 1.2181 | 1.2181 | 0 | 0 | 0.80281 | 1.496 | 0 | 2.2988
4927 | 2018-07-25 06:00 | 7 | Juli | 6 | 206 | 2.9147 | 2.555 | 2.9147 | 0 | 0 | 0 | 1.8961 | 0 | 1.8961
4928 | 2018-07-25 07:00 | 7 | Juli | 7 | 206 | 5.0028 | 2.7547 | 5.0028 | 0 | 0 | 0 | 0.088475 | 0 | 0.088475
4929 | 2018-07-25 08:00 | 7 | Juli | 8 | 206 | 7.0909 | 3.8382 | 6.9049 | 0 | 0.18597 | 0 | 0 | 0 | 0
4930 | 2018-07-25 09:00 | 7 | Juli | 9 | 206 | 9.5706 | 4.3353 | 7.0603 | 0 | 2.5103 | 0 | 0 | 0 | 0
4931 | 2018-07-25 10:00 | 7 | Juli | 10 | 206 | 10.3536 | 4.3806 | 6.9433 | 0 | 3.4103 | 0 | 0 | 0 | 0
4932 | 2018-07-25 11:00 | 7 | Juli | 11 | 206 | 11.3977 | 4.6466 | 7.534 | 0 | 3.8637 | 0 | 0 | 0 | 0
4933 | 2018-07-25 12:00 | 7 | Juli | 12 | 206 | 11.3107 | 4.561 | 7.7731 | 0 | 3.5376 | 0 | 0 | 0 | 0
4934 | 2018-07-25 13:00 | 7 | Juli | 13 | 206 | 10.8321 | 4.2098 | 6.9348 | 0 | 3.8973 | 0 | 0 | 0 | 0
4935 | 2018-07-25 14:00 | 7 | Juli | 14 | 206 | 9.7881 | 3.9916 | 6.3865 | 0 | 3.4015 | 0 | 0 | 0 | 0
4936 | 2018-07-25 15:00 | 7 | Juli | 15 | 206 | 7.6129 | 3.9245 | 6.3194 | 0 | 1.2935 | 0 | 0 | 0 | 0
4937 | 2018-07-25 16:00 | 7 | Juli | 16 | 206 | 5.3073 | 4.0541 | 5.3073 | 0 | 0 | 0 | 1.4719 | 0 | 1.4719
4938 | 2018-07-25 17:00 | 7 | Juli | 17 | 206 | 3.2192 | 3.2192 | 3.2192 | 0 | 0 | 0.70085 | 2.5909 | 0 | 3.2918
4939 | 2018-07-25 18:00 | 7 | Juli | 18 | 206 | 1.1746 | 1.1746 | 1.1746 | 0 | 0 | 2.553 | 2.4456 | 0 | 4.9985
4940 | 2018-07-25 19:00 | 7 | Juli | 19 | 206 | 0 | 0 | 0 | 0 | 0 | 3.1734 | 2.1378 | 0 | 5.3113
4941 | 2018-07-25 20:00 | 7 | Juli | 20 | 206 | 0 | 0 | 0 | 0 | 0 | 3.0215 | 1.9755 | 0 | 4.997
4942 | 2018-07-25 21:00 | 7 | Juli | 21 | 206 | 0 | 0 | 0 | 0 | 0 | 2.8029 | 1.6454 | 0 | 4.4483
4943 | 2018-07-25 22:00 | 7 | Juli | 22 | 206 | 0 | 0 | 0 | 0 | 0 | 2.2588 | 1.6454 | 0 | 3.9041
4944 | 2018-07-25 23:00 | 7 | Juli | 23 | 206 | 0 | 0 | 0 | 0 | 0 | 1.6131 | 1.483 | 0 | 3.0961
4945 | 2018-07-26 | 7 | Juli | 0 | 207 | 0 | 0 | 0 | 0 | 0 | 1.298 | 1.483 | 0 | 2.781
4946 | 2018-07-26 01:00 | 7 | Juli | 1 | 207 | 0 | 0 | 0 | 0 | 0 | 1.2132 | 1.483 | 0 | 2.6962
4947 | 2018-07-26 02:00 | 7 | Juli | 2 | 207 | 0 | 0 | 0 | 0 | 0 | 1.1645 | 1.6454 | 0 | 2.8099
4948 | 2018-07-26 03:00 | 7 | Juli | 3 | 207 | 0 | 0 | 0 | 0 | 0 | 1.1969 | 1.6454 | 0 | 2.8422
4949 | 2018-07-26 04:00 | 7 | Juli | 4 | 207 | 0 | 0 | 0 | 0 | 0 | 1.3722 | 1.6513 | 0 | 3.0236
4950 | 2018-07-26 05:00 | 7 | Juli | 5 | 207 | 0.34802 | 0.34802 | 0.34802 | 0 | 0 | 1.6729 | 1.334 | 0 | 3.0069
4951 | 2018-07-26 06:00 | 7 | Juli | 6 | 207 | 0.87005 | 0.87005 | 0.87005 | 0 | 0 | 1.6849 | 2.0826 | 0 | 3.7675
4952 | 2018-07-26 07:00 | 7 | Juli | 7 | 207 | 1.3921 | 1.3921 | 1.3921 | 0 | 0 | 1.3626 | 2.1826 | 0 | 3.5452
4953 | 2018-07-26 08:00 | 7 | Juli | 8 | 207 | 1.8271 | 1.8271 | 1.8271 | 0 | 0 | 2.0111 | 3.0215 | 0 | 5.0325
4954 | 2018-07-26 09:00 | 7 | Juli | 9 | 207 | 2.2621 | 2.2621 | 2.2621 | 0 | 0 | 2.0731 | 2.725 | 0 | 4.7982
4955 | 2018-07-26 10:00 | 7 | Juli | 10 | 207 | 2.4361 | 2.4361 | 2.4361 | 0 | 0 | 1.9444 | 2.5627 | 0 | 4.5071
4956 | 2018-07-26 11:00 | 7 | Juli | 11 | 207 | 2.8712 | 2.8712 | 2.8712 | 0 | 0 | 1.7754 | 2.8874 | 0 | 4.6628
4957 | 2018-07-26 12:00 | 7 | Juli | 12 | 207 | 2.9582 | 2.9582 | 2.9582 | 0 | 0 | 1.6028 | 3.2121 | 0 | 4.8149
4958 | 2018-07-26 13:00 | 7 | Juli | 13 | 207 | 2.6972 | 2.6972 | 2.6972 | 0 | 0 | 1.5126 | 2.725 | 0 | 4.2377
4959 | 2018-07-26 14:00 | 7 | Juli | 14 | 207 | 2.7842 | 2.7842 | 2.7842 | 0 | 0 | 1.2075 | 2.3949 | 0 | 3.6024
4960 | 2018-07-26 15:00 | 7 | Juli | 15 | 207 | 2.3491 | 2.3491 | 2.3491 | 0 | 0 | 1.5754 | 2.3949 | 0 | 3.9703
4961 | 2018-07-26 16:00 | 7 | Juli | 16 | 207 | 1.6531 | 1.6531 | 1.6531 | 0 | 0 | 2.4011 | 2.725 | 0 | 5.1261
4962 | 2018-07-26 17:00 | 7 | Juli | 17 | 207 | 0.95706 | 0.95706 | 0.95706 | 0 | 0 | 2.963 | 2.5909 | 0 | 5.5539
4963 | 2018-07-26 18:00 | 7 | Juli | 18 | 207 | 0.34802 | 0.34802 | 0.34802 | 0 | 0 | 3.3795 | 2.4456 | 0 | 5.8251
4964 | 2018-07-26 19:00 | 7 | Juli | 19 | 207 | 0 | 0 | 0 | 0 | 0 | 3.1734 | 2.1378 | 0 | 5.3113
4965 | 2018-07-26 20:00 | 7 | Juli | 20 | 207 | 0 | 0 | 0 | 0 | 0 | 3.0215 | 1.9755 | 0 | 4.997
4966 | 2018-07-26 21:00 | 7 | Juli | 21 | 207 | 0 | 0 | 0 | 0 | 0 | 2.8029 | 1.6454 | 0 | 4.4483
4967 | 2018-07-26 22:00 | 7 | Juli | 22 | 207 | 0 | 0 | 0 | 0 | 0 | 2.2588 | 0.7765 | 0 | 3.0353
4968 | 2018-07-26 23:00 | 7 | Juli | 23 | 207 | 0 | 0 | 0 | 0 | 0 | 1.6131 | 0.35753 | 0 | 1.9706
4969 | 2018-07-27 | 7 | Juli | 0 | 208 | 0 | 0 | 0 | 0 | 0 | 1.298 | 0.35753 | 0 | 1.6555
4970 | 2018-07-27 01:00 | 7 | Juli | 1 | 208 | 0 | 0 | 0 | 0 | 0 | 1.2132 | 0.35753 | 0 | 1.5707
4971 | 2018-07-27 02:00 | 7 | Juli | 2 | 208 | 0 | 0 | 0 | 0 | 0 | 1.1645 | 0.51988 | 0 | 1.6844
4972 | 2018-07-27 03:00 | 7 | Juli | 3 | 208 | 0 | 0 | 0 | 0 | 0 | 1.1969 | 0.51988 | 0 | 1.7167
4973 | 2018-07-27 04:00 | 7 | Juli | 4 | 208 | 0 | 0 | 0 | 0 | 0 | 1.3722 | 0.85001 | 0 | 2.2222
4974 | 2018-07-27 05:00 | 7 | Juli | 5 | 208 | 1.1746 | 1.1746 | 1.1746 | 0 | 0 | 0.84631 | 1.1747 | 0 | 2.021
4975 | 2018-07-27 06:00 | 7 | Juli | 6 | 208 | 3.2192 | 2.555 | 3.2192 | 0 | 0 | 0 | 1.1654 | 0 | 1.1654
4976 | 2018-07-27 07:00 | 7 | Juli | 7 | 208 | 5.3943 | 2.7547 | 4.5843 | 0 | 0.81005 | 0 | 0 | 0 | 0
4977 | 2018-07-27 08:00 | 7 | Juli | 8 | 208 | 7.7434 | 3.8382 | 5.7795 | 0 | 1.964 | 0 | 0 | 0 | 0
4978 | 2018-07-27 09:00 | 7 | Juli | 9 | 208 | 9.8751 | 4.3353 | 6.6296 | 0 | 3.2454 | 0 | 0 | 0 | 0
4979 | 2018-07-27 10:00 | 7 | Juli | 10 | 208 | 11.3542 | 4.3806 | 6.9433 | 0 | 4.4109 | 0 | 0 | 0 | 0
4980 | 2018-07-27 11:00 | 7 | Juli | 11 | 208 | 12.3112 | 4.6466 | 7.534 | 0 | 4.7772 | 0 | 0 | 0 | 0
4981 | 2018-07-27 12:00 | 7 | Juli | 12 | 208 | 12.1807 | 4.561 | 7.7731 | 0 | 4.4076 | 0 | 0 | 0 | 0
4982 | 2018-07-27 13:00 | 7 | Juli | 13 | 208 | 11.6587 | 4.2098 | 6.9348 | 0 | 4.7238 | 0 | 0 | 0 | 0
4983 | 2018-07-27 14:00 | 7 | Juli | 14 | 208 | 10.7016 | 3.9916 | 6.3865 | 0 | 4.3151 | 0 | 0 | 0 | 0
4984 | 2018-07-27 15:00 | 7 | Juli | 15 | 208 | 9.0485 | 3.9245 | 6.3194 | 0 | 2.7291 | 0 | 0 | 0 | 0
4985 | 2018-07-27 16:00 | 7 | Juli | 16 | 208 | 7.2214 | 4.0541 | 6.7792 | 0 | 0.44223 | 0 | 0 | 0 | 0
4986 | 2018-07-27 17:00 | 7 | Juli | 17 | 208 | 4.7418 | 3.92 | 4.7418 | 0 | 0 | 0 | 1.7692 | 0 | 1.7692
4987 | 2018-07-27 18:00 | 7 | Juli | 18 | 208 | 2.2621 | 2.2621 | 2.2621 | 0 | 0 | 1.4654 | 2.4456 | 0 | 3.911
4988 | 2018-07-27 19:00 | 7 | Juli | 19 | 208 | 0.087005 | 0.087005 | 0.087005 | 0 | 0 | 3.0864 | 1.1122 | 0 | 4.1987
4989 | 2018-07-27 20:00 | 7 | Juli | 20 | 208 | 0 | 0 | 0 | 0 | 0 | 3.0215 | 0.85001 | 0 | 3.8715
4990 | 2018-07-27 21:00 | 7 | Juli | 21 | 208 | 0 | 0 | 0 | 0 | 0 | 2.8029 | 0.51988 | 0 | 3.3228
4991 | 2018-07-27 22:00 | 7 | Juli | 22 | 208 | 0 | 0 | 0 | 0 | 0 | 2.2588 | 0.51988 | 0 | 2.7787
4992 | 2018-07-27 23:00 | 7 | Juli | 23 | 208 | 0 | 0 | 0 | 0 | 0 | 1.6131 | 0.35753 | 0 | 1.9706
4993 | 2018-07-28 | 7 | Juli | 0 | 209 | 0 | 0 | 0 | 0 | 0 | 1.298 | 0.35753 | 0 | 1.6555
4994 | 2018-07-28 01:00 | 7 | Juli | 1 | 209 | 0 | 0 | 0 | 0 | 0 | 1.2132 | 0.35753 | 0 | 1.5707
4995 | 2018-07-28 02:00 | 7 | Juli | 2 | 209 | 0 | 0 | 0 | 0 | 0 | 1.1645 | 0.35753 | 0 | 1.5221
4996 | 2018-07-28 03:00 | 7 | Juli | 3 | 209 | 0 | 0 | 0 | 0 | 0 | 1.1969 | 0.35753 | 0 | 1.5544
4997 | 2018-07-28 04:00 | 7 | Juli | 4 | 209 | 0 | 0 | 0 | 0 | 0 | 1.3722 | 0.35753 | 0 | 1.7298
4998 | 2018-07-28 05:00 | 7 | Juli | 5 | 209 | 0.69604 | 0.69604 | 0.69604 | 0 | 0 | 1.3248 | 0.51988 | 0 | 1.8447
4999 | 2018-07-28 06:00 | 7 | Juli | 6 | 209 | 1.7836 | 1.7836 | 1.7836 | 0 | 0 | 0.77138 | 0.85001 | 0 | 1.6214
5000 | 2018-07-28 07:00 | 7 | Juli | 7 | 209 | 2.6537 | 2.6537 | 2.6537 | 0 | 0 | 0.10104 | 1.1747 | 0 | 1.2758
5001 | 2018-07-28 08:00 | 7 | Juli | 8 | 209 | 3.9152 | 2.7958 | 3.9152 | 0 | 0 | 0 | 0.055311 | 0 | 0.055311
5002 | 2018-07-28 09:00 | 7 | Juli | 9 | 209 | 5.2638 | 2.7148 | 3.7272 | 0 | 1.5366 | 0 | 0 | 0 | 0
5003 | 2018-07-28 10:00 | 7 | Juli | 10 | 209 | 5.6553 | 2.7601 | 3.4478 | 0 | 2.2075 | 0 | 0 | 0 | 0
5004 | 2018-07-28 11:00 | 7 | Juli | 11 | 209 | 6.1339 | 3.0262 | 4.0385 | 0 | 2.0953 | 0 | 0 | 0 | 0
5005 | 2018-07-28 12:00 | 7 | Juli | 12 | 209 | 5.6553 | 2.9406 | 4.1153 | 0 | 1.54 | 0 | 0 | 0 | 0
5006 | 2018-07-28 13:00 | 7 | Juli | 13 | 209 | 4.6548 | 2.5894 | 3.7641 | 0 | 0.89066 | 0 | 0 | 0 | 0
5007 | 2018-07-28 14:00 | 7 | Juli | 14 | 209 | 4.1762 | 2.3712 | 3.3836 | 0 | 0.79266 | 0 | 0 | 0 | 0
5008 | 2018-07-28 15:00 | 7 | Juli | 15 | 209 | 3.4367 | 2.3041 | 3.3165 | 0 | 0.12025 | 0 | 0 | 0 | 0
5009 | 2018-07-28 16:00 | 7 | Juli | 16 | 209 | 2.5666 | 2.4337 | 2.5666 | 0 | 0 | 0 | 1.5343 | 0 | 1.5343
5010 | 2018-07-28 17:00 | 7 | Juli | 17 | 209 | 1.6096 | 1.6096 | 1.6096 | 0 | 0 | 1.1543 | 1.3371 | 0 | 2.4914
5011 | 2018-07-28 18:00 | 7 | Juli | 18 | 209 | 0.60904 | 0.60904 | 0.60904 | 0 | 0 | 2.5405 | 0.85001 | 0 | 3.3905
5012 | 2018-07-28 19:00 | 7 | Juli | 19 | 209 | 0 | 0 | 0 | 0 | 0 | 3.1734 | 0.85001 | 0 | 4.0234
5013 | 2018-07-28 20:00 | 7 | Juli | 20 | 209 | 0 | 0 | 0 | 0 | 0 | 3.0215 | 0.51988 | 0 | 3.5414
5014 | 2018-07-28 21:00 | 7 | Juli | 21 | 209 | 0 | 0 | 0 | 0 | 0 | 2.8029 | 0.51988 | 0 | 3.3228
5015 | 2018-07-28 22:00 | 7 | Juli | 22 | 209 | 0 | 0 | 0 | 0 | 0 | 2.2588 | 0.51988 | 0 | 2.7787
5016 | 2018-07-28 23:00 | 7 | Juli | 23 | 209 | 0 | 0 | 0 | 0 | 0 | 1.6131 | 0.35753 | 0 | 1.9706
5017 | 2018-07-29 | 7 | Juli | 0 | 210 | 0 | 0 | 0 | 0 | 0 | 1.4574 | 0.35753 | 0 | 1.8149
5018 | 2018-07-29 01:00 | 7 | Juli | 1 | 210 | 0 | 0 | 0 | 0 | 0 | 1.256 | 0.35753 | 0 | 1.6135
5019 | 2018-07-29 02:00 | 7 | Juli | 2 | 210 | 0 | 0 | 0 | 0 | 0 | 1.2174 | 0.35753 | 0 | 1.5749
5020 | 2018-07-29 03:00 | 7 | Juli | 3 | 210 | 0 | 0 | 0 | 0 | 0 | 1.2254 | 0.35753 | 0 | 1.5829
5021 | 2018-07-29 04:00 | 7 | Juli | 4 | 210 | 0 | 0 | 0 | 0 | 0 | 1.2447 | 0.35753 | 0 | 1.6022
5022 | 2018-07-29 05:00 | 7 | Juli | 5 | 210 | 1.0441 | 1.0441 | 1.0441 | 0 | 0 | 0.40285 | 0.35753 | 0 | 0.76038
5023 | 2018-07-29 06:00 | 7 | Juli | 6 | 210 | 2.9147 | 1.9403 | 2.2978 | 0 | 0.61682 | 0 | 0 | 0 | 0
5024 | 2018-07-29 07:00 | 7 | Juli | 7 | 210 | 4.9593 | 2.5323 | 3.0522 | 0 | 1.9071 | 0 | 0 | 0 | 0
5025 | 2018-07-29 08:00 | 7 | Juli | 8 | 210 | 7.2649 | 2.9917 | 3.6794 | 0 | 3.5855 | 0 | 0 | 0 | 0
5026 | 2018-07-29 09:00 | 7 | Juli | 9 | 210 | 9.092 | 3.1445 | 4.3192 | 0 | 4.7728 | 0 | 0 | 0 | 0
5027 | 2018-07-29 10:00 | 7 | Juli | 10 | 210 | 10.5711 | 3.2498 | 4.4245 | 0 | 6.1466 | 0 | 0 | 0 | 0
5028 | 2018-07-29 11:00 | 7 | Juli | 11 | 210 | 11.1366 | 3.4344 | 4.9338 | 0 | 6.2028 | 0 | 0 | 0 | 0
5029 | 2018-07-29 12:00 | 7 | Juli | 12 | 210 | 11.3107 | 3.3312 | 4.8306 | 0 | 6.48 | 0 | 0 | 0 | 0
5030 | 2018-07-29 13:00 | 7 | Juli | 13 | 210 | 10.8756 | 3.0157 | 4.3527 | 0 | 6.5229 | 0 | 0 | 0 | 0
5031 | 2018-07-29 14:00 | 7 | Juli | 14 | 210 | 9.7881 | 2.868 | 3.8803 | 0 | 5.9077 | 0 | 0 | 0 | 0
5032 | 2018-07-29 15:00 | 7 | Juli | 15 | 210 | 8.135 | 2.8084 | 3.6584 | 0 | 4.4766 | 0 | 0 | 0 | 0
5033 | 2018-07-29 16:00 | 7 | Juli | 16 | 210 | 5.5683 | 2.8776 | 3.89 | 0 | 1.6783 | 0 | 0 | 0 | 0
5034 | 2018-07-29 17:00 | 7 | Juli | 17 | 210 | 3.2627 | 3.1722 | 3.2627 | 0 | 0 | 0 | 1.0842 | 0 | 1.0842
5035 | 2018-07-29 18:00 | 7 | Juli | 18 | 210 | 1.2181 | 1.2181 | 1.2181 | 0 | 0 | 2.1869 | 1.1747 | 0 | 3.3617
5036 | 2018-07-29 19:00 | 7 | Juli | 19 | 210 | 0 | 0 | 0 | 0 | 0 | 3.2796 | 0.85001 | 0 | 4.1296
5037 | 2018-07-29 20:00 | 7 | Juli | 20 | 210 | 0 | 0 | 0 | 0 | 0 | 2.9594 | 0.85001 | 0 | 3.8095
5038 | 2018-07-29 21:00 | 7 | Juli | 21 | 210 | 0 | 0 | 0 | 0 | 0 | 2.8718 | 0.51988 | 0 | 3.3916
5039 | 2018-07-29 22:00 | 7 | Juli | 22 | 210 | 0 | 0 | 0 | 0 | 0 | 2.4698 | 0.51988 | 0 | 2.9897
5040 | 2018-07-29 23:00 | 7 | Juli | 23 | 210 | 0 | 0 | 0 | 0 | 0 | 1.7708 | 0.35753 | 0 | 2.1283
5041 | 2018-07-30 | 7 | Juli | 0 | 211 | 0 | 0 | 0 | 0 | 0 | 1.8816 | 0.35753 | 0 | 2.2391
5042 | 2018-07-30 01:00 | 7 | Juli | 1 | 211 | 0 | 0 | 0 | 0 | 0 | 1.4964 | 0.35753 | 0 | 1.8539
5043 | 2018-07-30 02:00 | 7 | Juli | 2 | 211 | 0 | 0 | 0 | 0 | 0 | 1.2921 | 0.51988 | 0 | 1.812
5044 | 2018-07-30 03:00 | 7 | Juli | 3 | 211 | 0 | 0 | 0 | 0 | 0 | 1.2271 | 0.51988 | 0 | 1.7469
5045 | 2018-07-30 04:00 | 7 | Juli | 4 | 211 | 0 | 0 | 0 | 0 | 0 | 1.2166 | 0.85001 | 0 | 2.0666
5046 | 2018-07-30 05:00 | 7 | Juli | 5 | 211 | 1.0441 | 1.0441 | 1.0441 | 0 | 0 | 0.15237 | 1.1747 | 0 | 1.3271
5047 | 2018-07-30 06:00 | 7 | Juli | 6 | 211 | 3.0887 | 1.2392 | 3.0688 | 0 | 0.019882 | 0 | 0 | 0 | 0
5048 | 2018-07-30 07:00 | 7 | Juli | 7 | 211 | 5.4378 | 1.5443 | 3.3738 | 0 | 2.064 | 0 | 0 | 0 | 0
5049 | 2018-07-30 08:00 | 7 | Juli | 8 | 211 | 7.874 | 3.3074 | 5.2487 | 0 | 2.6252 | 0 | 0 | 0 | 0
5050 | 2018-07-30 09:00 | 7 | Juli | 9 | 211 | 10.0491 | 4.6877 | 6.2873 | 0 | 3.7618 | 0 | 0 | 0 | 0
5051 | 2018-07-30 10:00 | 7 | Juli | 10 | 211 | 11.4412 | 5.1299 | 6.6164 | 0 | 4.8247 | 0 | 0 | 0 | 0
5052 | 2018-07-30 11:00 | 7 | Juli | 11 | 211 | 12.3112 | 5.4509 | 8.2871 | 0 | 4.0241 | 0 | 0 | 0 | 0
5053 | 2018-07-30 12:00 | 7 | Juli | 12 | 211 | 12.4417 | 5.5134 | 8.701 | 0 | 3.7407 | 0 | 0 | 0 | 0
5054 | 2018-07-30 13:00 | 7 | Juli | 13 | 211 | 11.9632 | 4.9415 | 7.6666 | 0 | 4.2966 | 0 | 0 | 0 | 0
5055 | 2018-07-30 14:00 | 7 | Juli | 14 | 211 | 10.7016 | 4.4162 | 6.8111 | 0 | 3.8905 | 0 | 0 | 0 | 0
5056 | 2018-07-30 15:00 | 7 | Juli | 15 | 211 | 8.9615 | 4.0856 | 6.4524 | 0 | 2.5091 | 0 | 0 | 0 | 0
5057 | 2018-07-30 16:00 | 7 | Juli | 16 | 211 | 6.3514 | 3.8171 | 6.3514 | 0 | 0 | 0 | 0.10353 | 0 | 0.10353
5058 | 2018-07-30 17:00 | 7 | Juli | 17 | 211 | 3.8282 | 3.3725 | 3.8282 | 0 | 0 | 0 | 2.1352 | 0 | 2.1352
5059 | 2018-07-30 18:00 | 7 | Juli | 18 | 211 | 1.6096 | 1.6096 | 1.6096 | 0 | 0 | 1.4718 | 2.4456 | 0 | 3.9174
5060 | 2018-07-30 19:00 | 7 | Juli | 19 | 211 | 0 | 0 | 0 | 0 | 0 | 2.9292 | 1.3335 | 0 | 4.2628
5061 | 2018-07-30 20:00 | 7 | Juli | 20 | 211 | 0 | 0 | 0 | 0 | 0 | 3.0534 | 0.85001 | 0 | 3.9034
5062 | 2018-07-30 21:00 | 7 | Juli | 21 | 211 | 0 | 0 | 0 | 0 | 0 | 2.9036 | 0.51988 | 0 | 3.4235
5063 | 2018-07-30 22:00 | 7 | Juli | 22 | 211 | 0 | 0 | 0 | 0 | 0 | 2.7308 | 0.51988 | 0 | 3.2507
5064 | 2018-07-30 23:00 | 7 | Juli | 23 | 211 | 0 | 0 | 0 | 0 | 0 | 1.6131 | 0.35753 | 0 | 1.9706
5065 | 2018-07-31 | 7 | Juli | 0 | 212 | 0 | 0 | 0 | 0 | 0 | 1.298 | 0.35753 | 0 | 1.6555
5066 | 2018-07-31 01:00 | 7 | Juli | 1 | 212 | 0 | 0 | 0 | 0 | 0 | 1.2132 | 0.35753 | 0 | 1.5707
5067 | 2018-07-31 02:00 | 7 | Juli | 2 | 212 | 0 | 0 | 0 | 0 | 0 | 1.1645 | 0.51988 | 0 | 1.6844
5068 | 2018-07-31 03:00 | 7 | Juli | 3 | 212 | 0 | 0 | 0 | 0 | 0 | 1.1969 | 0.51988 | 0 | 1.7167
5069 | 2018-07-31 04:00 | 7 | Juli | 4 | 212 | 0 | 0 | 0 | 0 | 0 | 1.3722 | 0.85001 | 0 | 2.2222
5070 | 2018-07-31 05:00 | 7 | Juli | 5 | 212 | 1.0006 | 1.0006 | 1.0006 | 0 | 0 | 1.0203 | 1.1747 | 0 | 2.195
5071 | 2018-07-31 06:00 | 7 | Juli | 6 | 212 | 3.1757 | 2.555 | 3.1757 | 0 | 0 | 0 | 1.2089 | 0 | 1.2089
5072 | 2018-07-31 07:00 | 7 | Juli | 7 | 212 | 5.8293 | 2.7547 | 4.5843 | 0 | 1.2451 | 0 | 0 | 0 | 0
5073 | 2018-07-31 08:00 | 7 | Juli | 8 | 212 | 8.57 | 3.8382 | 5.7795 | 0 | 2.7905 | 0 | 0 | 0 | 0
5074 | 2018-07-31 09:00 | 7 | Juli | 9 | 212 | 10.0926 | 4.3353 | 5.9348 | 0 | 4.1578 | 0 | 0 | 0 | 0
5075 | 2018-07-31 10:00 | 7 | Juli | 10 | 212 | 11.7022 | 4.3806 | 6.6027 | 0 | 5.0995 | 0 | 0 | 0 | 0
5076 | 2018-07-31 11:00 | 7 | Juli | 11 | 212 | 6.8299 | 4.6466 | 6.8299 | 0 | 0 | 0 | 0.70408 | 0 | 0.70408
5077 | 2018-07-31 12:00 | 7 | Juli | 12 | 212 | 6.8734 | 4.561 | 6.8734 | 0 | 0 | 0 | 0.8997 | 0 | 0.8997
5078 | 2018-07-31 13:00 | 7 | Juli | 13 | 212 | 4.6113 | 4.2098 | 4.6113 | 0 | 0 | 0 | 2.3236 | 0 | 2.3236
5079 | 2018-07-31 14:00 | 7 | Juli | 14 | 212 | 3.9587 | 3.9587 | 3.9587 | 0 | 0 | 0.032904 | 2.3949 | 0 | 2.4278
5080 | 2018-07-31 15:00 | 7 | Juli | 15 | 212 | 3.4802 | 3.4802 | 3.4802 | 0 | 0 | 0.4443 | 2.3949 | 0 | 2.8392
5081 | 2018-07-31 16:00 | 7 | Juli | 16 | 212 | 2.7407 | 2.7407 | 2.7407 | 0 | 0 | 1.3135 | 2.725 | 0 | 4.0385
5082 | 2018-07-31 17:00 | 7 | Juli | 17 | 212 | 0.87005 | 0.87005 | 0.87005 | 0 | 0 | 3.05 | 2.5909 | 0 | 5.6409
5083 | 2018-07-31 18:00 | 7 | Juli | 18 | 212 | 0.52203 | 0.52203 | 0.52203 | 0 | 0 | 3.2055 | 2.4456 | 0 | 5.6511
5084 | 2018-07-31 19:00 | 7 | Juli | 19 | 212 | 0 | 0 | 0 | 0 | 0 | 3.1734 | 1.1341 | 0 | 4.3075
5085 | 2018-07-31 20:00 | 7 | Juli | 20 | 212 | 0 | 0 | 0 | 0 | 0 | 3.0215 | 0.85001 | 0 | 3.8715
5086 | 2018-07-31 21:00 | 7 | Juli | 21 | 212 | 0 | 0 | 0 | 0 | 0 | 2.8029 | 0.51988 | 0 | 3.3228
5087 | 2018-07-31 22:00 | 7 | Juli | 22 | 212 | 0 | 0 | 0 | 0 | 0 | 2.2588 | 0.51988 | 0 | 2.7787
5088 | 2018-07-31 23:00 | 7 | Juli | 23 | 212 | 0 | 0 | 0 | 0 | 0 | 1.6131 | 0.35753 | 0 | 1.9706
5089 | 2018-08-01 | 8 | August | 0 | 213 | 0 | 0 | 0 | 0 | 0 | 1.298 | 0.35753 | 0 | 1.6555
5090 | 2018-08-01 01:00 | 8 | August | 1 | 213 | 0 | 0 | 0 | 0 | 0 | 1.2132 | 0.35753 | 0 | 1.5707
5091 | 2018-08-01 02:00 | 8 | August | 2 | 213 | 0 | 0 | 0 | 0 | 0 | 1.1645 | 0.51988 | 0 | 1.6844
5092 | 2018-08-01 03:00 | 8 | August | 3 | 213 | 0 | 0 | 0 | 0 | 0 | 1.1969 | 0.51988 | 0 | 1.7167
5093 | 2018-08-01 04:00 | 8 | August | 4 | 213 | 0 | 0 | 0 | 0 | 0 | 1.3722 | 0.85001 | 0 | 2.2222
5094 | 2018-08-01 05:00 | 8 | August | 5 | 213 | 1.0441 | 1.0441 | 1.0441 | 0 | 0 | 0.97682 | 1.1747 | 0 | 2.1515
5095 | 2018-08-01 06:00 | 8 | August | 6 | 213 | 3.6107 | 2.555 | 3.6107 | 0 | 0 | 0 | 0.77384 | 0 | 0.77384
5096 | 2018-08-01 07:00 | 8 | August | 7 | 213 | 6.3079 | 2.7547 | 4.5843 | 0 | 1.7236 | 0 | 0 | 0 | 0
5097 | 2018-08-01 08:00 | 8 | August | 8 | 213 | 9.2225 | 3.8382 | 6.3036 | 0 | 2.9189 | 0 | 0 | 0 | 0
5098 | 2018-08-01 09:00 | 8 | August | 9 | 213 | 10.2231 | 4.3353 | 7.0603 | 0 | 3.1628 | 0 | 0 | 0 | 0
5099 | 2018-08-01 10:00 | 8 | August | 10 | 213 | 12.2677 | 4.3806 | 6.9433 | 0 | 5.3245 | 0 | 0 | 0 | 0
5100 | 2018-08-01 11:00 | 8 | August | 11 | 213 | 8.3525 | 4.6466 | 7.534 | 0 | 0.81851 | 0 | 0 | 0 | 0
5101 | 2018-08-01 12:00 | 8 | August | 12 | 213 | 7.5694 | 4.561 | 7.5694 | 0 | 0 | 0 | 0.20366 | 0 | 0.20366
5102 | 2018-08-01 13:00 | 8 | August | 13 | 213 | 7.3519 | 4.2098 | 6.9348 | 0 | 0.41708 | 0 | 0 | 0 | 0
5103 | 2018-08-01 14:00 | 8 | August | 14 | 213 | 5.9163 | 3.9916 | 5.9163 | 0 | 0 | 0 | 0.47021 | 0 | 0.47021
5104 | 2018-08-01 15:00 | 8 | August | 15 | 213 | 5.2638 | 3.9245 | 5.2638 | 0 | 0 | 0 | 1.0556 | 0 | 1.0556
5105 | 2018-08-01 16:00 | 8 | August | 16 | 213 | 3.8282 | 3.8282 | 3.8282 | 0 | 0 | 0.22593 | 2.725 | 0 | 2.951
5106 | 2018-08-01 17:00 | 8 | August | 17 | 213 | 2.2186 | 2.2186 | 2.2186 | 0 | 0 | 1.7014 | 2.5909 | 0 | 4.2923
5107 | 2018-08-01 18:00 | 8 | August | 18 | 213 | 0.95706 | 0.95706 | 0.95706 | 0 | 0 | 2.7705 | 2.4456 | 0 | 5.2161
5108 | 2018-08-01 19:00 | 8 | August | 19 | 213 | 0 | 0 | 0 | 0 | 0 | 3.1734 | 2.0411 | 0 | 5.2145
5109 | 2018-08-01 20:00 | 8 | August | 20 | 213 | 0 | 0 | 0 | 0 | 0 | 3.0215 | 0.85001 | 0 | 3.8715
5110 | 2018-08-01 21:00 | 8 | August | 21 | 213 | 0 | 0 | 0 | 0 | 0 | 2.8029 | 0.51988 | 0 | 3.3228
5111 | 2018-08-01 22:00 | 8 | August | 22 | 213 | 0 | 0 | 0 | 0 | 0 | 2.2588 | 0.51988 | 0 | 2.7787
5112 | 2018-08-01 23:00 | 8 | August | 23 | 213 | 0 | 0 | 0 | 0 | 0 | 1.6131 | 0.35753 | 0 | 1.9706
5113 | 2018-08-02 | 8 | August | 0 | 214 | 0 | 0 | 0 | 0 | 0 | 1.298 | 0.35753 | 0 | 1.6555
5114 | 2018-08-02 01:00 | 8 | August | 1 | 214 | 0 | 0 | 0 | 0 | 0 | 1.2132 | 0.35753 | 0 | 1.5707
5115 | 2018-08-02 02:00 | 8 | August | 2 | 214 | 0 | 0 | 0 | 0 | 0 | 1.1645 | 0.51988 | 0 | 1.6844
5116 | 2018-08-02 03:00 | 8 | August | 3 | 214 | 0 | 0 | 0 | 0 | 0 | 1.1969 | 0.51988 | 0 | 1.7167
5117 | 2018-08-02 04:00 | 8 | August | 4 | 214 | 0 | 0 | 0 | 0 | 0 | 1.3722 | 0.85001 | 0 | 2.2222
5118 | 2018-08-02 05:00 | 8 | August | 5 | 214 | 0.087005 | 0.087005 | 0.087005 | 0 | 0 | 1.9339 | 1.1747 | 0 | 3.1086
5119 | 2018-08-02 06:00 | 8 | August | 6 | 214 | 0.95706 | 0.95706 | 0.95706 | 0 | 0 | 1.5979 | 1.8296 | 0 | 3.4275
5120 | 2018-08-02 07:00 | 8 | August | 7 | 214 | 2.5231 | 2.5231 | 2.5231 | 0 | 0 | 0.23155 | 1.8296 | 0 | 2.0611
5121 | 2018-08-02 08:00 | 8 | August | 8 | 214 | 4.2632 | 3.8382 | 4.2632 | 0 | 0 | 0 | 1.5162 | 0 | 1.5162
5122 | 2018-08-02 09:00 | 8 | August | 9 | 214 | 6.2209 | 4.3353 | 6.2209 | 0 | 0 | 0 | 0.67142 | 0 | 0.67142
5123 | 2018-08-02 10:00 | 8 | August | 10 | 214 | 6.2209 | 4.3806 | 6.2209 | 0 | 0 | 0 | 0.71504 | 0 | 0.71504
5124 | 2018-08-02 11:00 | 8 | August | 11 | 214 | 6.3514 | 4.6466 | 6.3514 | 0 | 0 | 0 | 1.1826 | 0 | 1.1826
5125 | 2018-08-02 12:00 | 8 | August | 12 | 214 | 6.8734 | 4.561 | 6.8734 | 0 | 0 | 0 | 0.8997 | 0 | 0.8997
5126 | 2018-08-02 13:00 | 8 | August | 13 | 214 | 6.5254 | 4.2098 | 6.5254 | 0 | 0 | 0 | 0.40947 | 0 | 0.40947
5127 | 2018-08-02 14:00 | 8 | August | 14 | 214 | 4.8288 | 3.9916 | 4.8288 | 0 | 0 | 0 | 1.5578 | 0 | 1.5578
5128 | 2018-08-02 15:00 | 8 | August | 15 | 214 | 3.3497 | 3.3497 | 3.3497 | 0 | 0 | 0.57481 | 2.3949 | 0 | 2.9697
5129 | 2018-08-02 16:00 | 8 | August | 16 | 214 | 1.4791 | 1.4791 | 1.4791 | 0 | 0 | 2.5751 | 2.725 | 0 | 5.3001
5130 | 2018-08-02 17:00 | 8 | August | 17 | 214 | 0.43503 | 0.43503 | 0.43503 | 0 | 0 | 3.485 | 2.5909 | 0 | 6.0759
5131 | 2018-08-02 18:00 | 8 | August | 18 | 214 | 0.43503 | 0.43503 | 0.43503 | 0 | 0 | 3.2925 | 2.4456 | 0 | 5.7381
5132 | 2018-08-02 19:00 | 8 | August | 19 | 214 | 0 | 0 | 0 | 0 | 0 | 3.1734 | 2.0899 | 0 | 5.2634
5133 | 2018-08-02 20:00 | 8 | August | 20 | 214 | 0 | 0 | 0 | 0 | 0 | 3.0215 | 0.89881 | 0 | 3.9203
5134 | 2018-08-02 21:00 | 8 | August | 21 | 214 | 0 | 0 | 0 | 0 | 0 | 2.8029 | 0.5425 | 0 | 3.3454
5135 | 2018-08-02 22:00 | 8 | August | 22 | 214 | 0 | 0 | 0 | 0 | 0 | 2.2588 | 0.51988 | 0 | 2.7787
5136 | 2018-08-02 23:00 | 8 | August | 23 | 214 | 0 | 0 | 0 | 0 | 0 | 1.6131 | 0.35753 | 0 | 1.9706
5137 | 2018-08-03 | 8 | August | 0 | 215 | 0 | 0 | 0 | 0 | 0 | 1.298 | 0.35753 | 0 | 1.6555
5138 | 2018-08-03 01:00 | 8 | August | 1 | 215 | 0 | 0 | 0 | 0 | 0 | 1.2132 | 0.35753 | 0 | 1.5707
5139 | 2018-08-03 02:00 | 8 | August | 2 | 215 | 0 | 0 | 0 | 0 | 0 | 1.1645 | 0.51988 | 0 | 1.6844
5140 | 2018-08-03 03:00 | 8 | August | 3 | 215 | 0 | 0 | 0 | 0 | 0 | 1.1969 | 0.51988 | 0 | 1.7167
5141 | 2018-08-03 04:00 | 8 | August | 4 | 215 | 0 | 0 | 0 | 0 | 0 | 1.3722 | 0.85001 | 0 | 2.2222
5142 | 2018-08-03 05:00 | 8 | August | 5 | 215 | 0.91355 | 0.91355 | 0.91355 | 0 | 0 | 1.1073 | 1.1747 | 0 | 2.282
5143 | 2018-08-03 06:00 | 8 | August | 6 | 215 | 3.0452 | 2.555 | 3.0452 | 0 | 0 | 0 | 1.3394 | 0 | 1.3394
5144 | 2018-08-03 07:00 | 8 | August | 7 | 215 | 5.3073 | 2.7547 | 4.7627 | 0 | 0.54462 | 0 | 0 | 0 | 0
5145 | 2018-08-03 08:00 | 8 | August | 8 | 215 | 7.6999 | 3.8382 | 6.8457 | 0 | 0.85425 | 0 | 0 | 0 | 0
5146 | 2018-08-03 09:00 | 8 | August | 9 | 215 | 9.7881 | 4.3353 | 7.0603 | 0 | 2.7278 | 0 | 0 | 0 | 0
5147 | 2018-08-03 10:00 | 8 | August | 10 | 215 | 11.3107 | 4.3806 | 6.9433 | 0 | 4.3674 | 0 | 0 | 0 | 0
5148 | 2018-08-03 11:00 | 8 | August | 11 | 215 | 12.2242 | 4.6466 | 7.534 | 0 | 4.6902 | 0 | 0 | 0 | 0
5149 | 2018-08-03 12:00 | 8 | August | 12 | 215 | 12.5287 | 4.561 | 7.7731 | 0 | 4.7556 | 0 | 0 | 0 | 0
5150 | 2018-08-03 13:00 | 8 | August | 13 | 215 | 12.0937 | 4.2098 | 6.9348 | 0 | 5.1588 | 0 | 0 | 0 | 0
5151 | 2018-08-03 14:00 | 8 | August | 14 | 215 | 11.0496 | 3.9916 | 6.3865 | 0 | 4.6631 | 0 | 0 | 0 | 0
5152 | 2018-08-03 15:00 | 8 | August | 15 | 215 | 9.266 | 3.9245 | 6.3194 | 0 | 2.9466 | 0 | 0 | 0 | 0
5153 | 2018-08-03 16:00 | 8 | August | 16 | 215 | 6.9604 | 4.0541 | 6.7792 | 0 | 0.18121 | 0 | 0 | 0 | 0
5154 | 2018-08-03 17:00 | 8 | August | 17 | 215 | 4.3503 | 3.92 | 4.3503 | 0 | 0 | 0 | 2.1607 | 0 | 2.1607
5155 | 2018-08-03 18:00 | 8 | August | 18 | 215 | 1.9576 | 1.9576 | 1.9576 | 0 | 0 | 1.7699 | 2.4456 | 0 | 4.2155
5156 | 2018-08-03 19:00 | 8 | August | 19 | 215 | 0 | 0 | 0 | 0 | 0 | 3.1734 | 2.1378 | 0 | 5.3113
5157 | 2018-08-03 20:00 | 8 | August | 20 | 215 | 0 | 0 | 0 | 0 | 0 | 3.0215 | 0.92799 | 0 | 3.9495
5158 | 2018-08-03 21:00 | 8 | August | 21 | 215 | 0 | 0 | 0 | 0 | 0 | 2.8029 | 0.51988 | 0 | 3.3228
5159 | 2018-08-03 22:00 | 8 | August | 22 | 215 | 0 | 0 | 0 | 0 | 0 | 2.2588 | 0.51988 | 0 | 2.7787
5160 | 2018-08-03 23:00 | 8 | August | 23 | 215 | 0 | 0 | 0 | 0 | 0 | 1.6131 | 0.35753 | 0 | 1.9706
5161 | 2018-08-04 | 8 | August | 0 | 216 | 0 | 0 | 0 | 0 | 0 | 1.298 | 0.35753 | 0 | 1.6555
5162 | 2018-08-04 01:00 | 8 | August | 1 | 216 | 0 | 0 | 0 | 0 | 0 | 1.2132 | 0.35753 | 0 | 1.5707
5163 | 2018-08-04 02:00 | 8 | August | 2 | 216 | 0 | 0 | 0 | 0 | 0 | 1.1645 | 0.35753 | 0 | 1.5221
5164 | 2018-08-04 03:00 | 8 | August | 3 | 216 | 0 | 0 | 0 | 0 | 0 | 1.1969 | 0.35753 | 0 | 1.5544
5165 | 2018-08-04 04:00 | 8 | August | 4 | 216 | 0 | 0 | 0 | 0 | 0 | 1.3722 | 0.35753 | 0 | 1.7298
5166 | 2018-08-04 05:00 | 8 | August | 5 | 216 | 0.78305 | 0.78305 | 0.78305 | 0 | 0 | 1.2378 | 0.51988 | 0 | 1.7577
5167 | 2018-08-04 06:00 | 8 | August | 6 | 216 | 2.3491 | 2.3491 | 2.3491 | 0 | 0 | 0.20585 | 0.85001 | 0 | 1.0559
5168 | 2018-08-04 07:00 | 8 | August | 7 | 216 | 4.0022 | 2.7547 | 3.9294 | 0 | 0.072812 | 0 | 0 | 0 | 0
5169 | 2018-08-04 08:00 | 8 | August | 8 | 216 | 6.1774 | 2.7958 | 3.9705 | 0 | 2.2068 | 0 | 0 | 0 | 0
5170 | 2018-08-04 09:00 | 8 | August | 9 | 216 | 7.874 | 2.7148 | 3.7272 | 0 | 4.1468 | 0 | 0 | 0 | 0
5171 | 2018-08-04 10:00 | 8 | August | 10 | 216 | 8.744 | 2.7601 | 3.4478 | 0 | 5.2962 | 0 | 0 | 0 | 0
5172 | 2018-08-04 11:00 | 8 | August | 11 | 216 | 9.2225 | 3.0262 | 4.0385 | 0 | 5.184 | 0 | 0 | 0 | 0
5173 | 2018-08-04 12:00 | 8 | August | 12 | 216 | 9.6576 | 2.9406 | 4.1153 | 0 | 5.5423 | 0 | 0 | 0 | 0
5174 | 2018-08-04 13:00 | 8 | August | 13 | 216 | 8.483 | 2.5894 | 3.7641 | 0 | 4.7189 | 0 | 0 | 0 | 0
5175 | 2018-08-04 14:00 | 8 | August | 14 | 216 | 7.1344 | 2.3712 | 3.3836 | 0 | 3.7508 | 0 | 0 | 0 | 0
5176 | 2018-08-04 15:00 | 8 | August | 15 | 216 | 6.1774 | 2.3041 | 3.4248 | 0 | 2.7525 | 0 | 0 | 0 | 0
5177 | 2018-08-04 16:00 | 8 | August | 16 | 216 | 4.4808 | 2.4337 | 4.1836 | 0 | 0.29714 | 0 | 0 | 0 | 0
5178 | 2018-08-04 17:00 | 8 | August | 17 | 216 | 2.4361 | 2.4361 | 2.4361 | 0 | 0 | 0.32778 | 1.3564 | 0 | 1.6842
5179 | 2018-08-04 18:00 | 8 | August | 18 | 216 | 0.82655 | 0.82655 | 0.82655 | 0 | 0 | 2.323 | 0.85692 | 0 | 3.1799
5180 | 2018-08-04 19:00 | 8 | August | 19 | 216 | 0 | 0 | 0 | 0 | 0 | 3.1734 | 0.85001 | 0 | 4.0234
5181 | 2018-08-04 20:00 | 8 | August | 20 | 216 | 0 | 0 | 0 | 0 | 0 | 3.0215 | 0.51988 | 0 | 3.5414
5182 | 2018-08-04 21:00 | 8 | August | 21 | 216 | 0 | 0 | 0 | 0 | 0 | 2.8029 | 0.51988 | 0 | 3.3228
5183 | 2018-08-04 22:00 | 8 | August | 22 | 216 | 0 | 0 | 0 | 0 | 0 | 2.2588 | 0.51988 | 0 | 2.7787
5184 | 2018-08-04 23:00 | 8 | August | 23 | 216 | 0 | 0 | 0 | 0 | 0 | 1.6131 | 0.35753 | 0 | 1.9706
5185 | 2018-08-05 | 8 | August | 0 | 217 | 0 | 0 | 0 | 0 | 0 | 1.4574 | 0.35753 | 0 | 1.8149
5186 | 2018-08-05 01:00 | 8 | August | 1 | 217 | 0 | 0 | 0 | 0 | 0 | 1.256 | 0.35753 | 0 | 1.6135
5187 | 2018-08-05 02:00 | 8 | August | 2 | 217 | 0 | 0 | 0 | 0 | 0 | 1.2174 | 0.35753 | 0 | 1.5749
5188 | 2018-08-05 03:00 | 8 | August | 3 | 217 | 0 | 0 | 0 | 0 | 0 | 1.2254 | 0.35753 | 0 | 1.5829
5189 | 2018-08-05 04:00 | 8 | August | 4 | 217 | 0 | 0 | 0 | 0 | 0 | 1.2447 | 0.35753 | 0 | 1.6022
5190 | 2018-08-05 05:00 | 8 | August | 5 | 217 | 0.78305 | 0.78305 | 0.78305 | 0 | 0 | 0.66387 | 0.35753 | 0 | 1.0214
5191 | 2018-08-05 06:00 | 8 | August | 6 | 217 | 2.9582 | 1.9403 | 2.2978 | 0 | 0.66032 | 0 | 0 | 0 | 0
5192 | 2018-08-05 07:00 | 8 | August | 7 | 217 | 5.2638 | 2.5323 | 3.0522 | 0 | 2.2116 | 0 | 0 | 0 | 0
5193 | 2018-08-05 08:00 | 8 | August | 8 | 217 | 7.6999 | 2.9917 | 3.6794 | 0 | 4.0205 | 0 | 0 | 0 | 0
5194 | 2018-08-05 09:00 | 8 | August | 9 | 217 | 9.7881 | 3.1445 | 4.3192 | 0 | 5.4689 | 0 | 0 | 0 | 0
5195 | 2018-08-05 10:00 | 8 | August | 10 | 217 | 11.1801 | 3.2498 | 4.4245 | 0 | 6.7556 | 0 | 0 | 0 | 0
5196 | 2018-08-05 11:00 | 8 | August | 11 | 217 | 12.0502 | 3.4344 | 5.1244 | 0 | 6.9258 | 0 | 0 | 0 | 0
5197 | 2018-08-05 12:00 | 8 | August | 12 | 217 | 12.1807 | 3.3312 | 5.2837 | 0 | 6.897 | 0 | 0 | 0 | 0
5198 | 2018-08-05 13:00 | 8 | August | 13 | 217 | 11.3977 | 3.0157 | 4.7485 | 0 | 6.6492 | 0 | 0 | 0 | 0
5199 | 2018-08-05 14:00 | 8 | August | 14 | 217 | 10.1796 | 2.868 | 4.0294 | 0 | 6.1502 | 0 | 0 | 0 | 0
5200 | 2018-08-05 15:00 | 8 | August | 15 | 217 | 8.3525 | 2.8084 | 3.7654 | 0 | 4.5871 | 0 | 0 | 0 | 0
5201 | 2018-08-05 16:00 | 8 | August | 16 | 217 | 6.1339 | 2.8776 | 3.9922 | 0 | 2.1417 | 0 | 0 | 0 | 0
5202 | 2018-08-05 17:00 | 8 | August | 17 | 217 | 3.6542 | 3.1722 | 3.6542 | 0 | 0 | 0 | 1.0192 | 0 | 1.0192
5203 | 2018-08-05 18:00 | 8 | August | 18 | 217 | 1.4791 | 1.4791 | 1.4791 | 0 | 0 | 1.9259 | 1.4316 | 0 | 3.3575
5204 | 2018-08-05 19:00 | 8 | August | 19 | 217 | 0 | 0 | 0 | 0 | 0 | 3.2796 | 0.8501 | 0 | 4.1297
5205 | 2018-08-05 20:00 | 8 | August | 20 | 217 | 0 | 0 | 0 | 0 | 0 | 2.9594 | 0.85001 | 0 | 3.8095
5206 | 2018-08-05 21:00 | 8 | August | 21 | 217 | 0 | 0 | 0 | 0 | 0 | 2.8718 | 0.51988 | 0 | 3.3916
5207 | 2018-08-05 22:00 | 8 | August | 22 | 217 | 0 | 0 | 0 | 0 | 0 | 2.4698 | 0.51988 | 0 | 2.9897
5208 | 2018-08-05 23:00 | 8 | August | 23 | 217 | 0 | 0 | 0 | 0 | 0 | 1.7708 | 0.35753 | 0 | 2.1283
5209 | 2018-08-06 | 8 | August | 0 | 218 | 0 | 0 | 0 | 0 | 0 | 1.8816 | 0.35753 | 0 | 2.2391
5210 | 2018-08-06 01:00 | 8 | August | 1 | 218 | 0 | 0 | 0 | 0 | 0 | 1.4964 | 0.35753 | 0 | 1.8539
5211 | 2018-08-06 02:00 | 8 | August | 2 | 218 | 0 | 0 | 0 | 0 | 0 | 1.2921 | 0.51988 | 0 | 1.812
5212 | 2018-08-06 03:00 | 8 | August | 3 | 218 | 0 | 0 | 0 | 0 | 0 | 1.2271 | 0.51988 | 0 | 1.7469
5213 | 2018-08-06 04:00 | 8 | August | 4 | 218 | 0 | 0 | 0 | 0 | 0 | 1.2166 | 0.85001 | 0 | 2.0666
5214 | 2018-08-06 05:00 | 8 | August | 5 | 218 | 0.78305 | 0.78305 | 0.78305 | 0 | 0 | 0.41339 | 1.1747 | 0 | 1.5881
5215 | 2018-08-06 06:00 | 8 | August | 6 | 218 | 2.9582 | 1.2392 | 2.9582 | 0 | 0 | 0 | 0.11063 | 0 | 0.11063
5216 | 2018-08-06 07:00 | 8 | August | 7 | 218 | 5.2203 | 1.5443 | 3.3738 | 0 | 1.8465 | 0 | 0 | 0 | 0
5217 | 2018-08-06 08:00 | 8 | August | 8 | 218 | 7.6564 | 3.3074 | 5.7311 | 0 | 1.9254 | 0 | 0 | 0 | 0
5218 | 2018-08-06 09:00 | 8 | August | 9 | 218 | 9.7446 | 4.6877 | 7.4127 | 0 | 2.3318 | 0 | 0 | 0 | 0
5219 | 2018-08-06 10:00 | 8 | August | 10 | 218 | 11.3977 | 5.1299 | 7.6926 | 0 | 3.7051 | 0 | 0 | 0 | 0
5220 | 2018-08-06 11:00 | 8 | August | 11 | 218 | 12.1807 | 5.4509 | 8.3383 | 0 | 3.8424 | 0 | 0 | 0 | 0
5221 | 2018-08-06 12:00 | 8 | August | 12 | 218 | 12.5287 | 5.5134 | 8.7255 | 0 | 3.8032 | 0 | 0 | 0 | 0
5222 | 2018-08-06 13:00 | 8 | August | 13 | 218 | 12.0937 | 4.9415 | 7.6666 | 0 | 4.4271 | 0 | 0 | 0 | 0
5223 | 2018-08-06 14:00 | 8 | August | 14 | 218 | 11.0496 | 4.4162 | 6.8111 | 0 | 4.2385 | 0 | 0 | 0 | 0
5224 | 2018-08-06 15:00 | 8 | August | 15 | 218 | 9.3095 | 4.0856 | 6.4805 | 0 | 2.829 | 0 | 0 | 0 | 0
5225 | 2018-08-06 16:00 | 8 | August | 16 | 218 | 6.8734 | 3.8171 | 6.5421 | 0 | 0.33126 | 0 | 0 | 0 | 0
5226 | 2018-08-06 17:00 | 8 | August | 17 | 218 | 4.3503 | 3.3725 | 4.3503 | 0 | 0 | 0 | 1.6132 | 0 | 1.6132
5227 | 2018-08-06 18:00 | 8 | August | 18 | 218 | 1.8706 | 1.8706 | 1.8706 | 0 | 0 | 1.2108 | 2.4456 | 0 | 3.6564
5228 | 2018-08-06 19:00 | 8 | August | 19 | 218 | 0 | 0 | 0 | 0 | 0 | 2.9292 | 2.1378 | 0 | 5.0671
5229 | 2018-08-06 20:00 | 8 | August | 20 | 218 | 0 | 0 | 0 | 0 | 0 | 3.0534 | 1.9755 | 0 | 5.0289
5230 | 2018-08-06 21:00 | 8 | August | 21 | 218 | 0 | 0 | 0 | 0 | 0 | 2.9036 | 1.6454 | 0 | 4.549
5231 | 2018-08-06 22:00 | 8 | August | 22 | 218 | 0 | 0 | 0 | 0 | 0 | 2.7308 | 0.5634 | 0 | 3.2942
5232 | 2018-08-06 23:00 | 8 | August | 23 | 218 | 0 | 0 | 0 | 0 | 0 | 1.6131 | 0.35753 | 0 | 1.9706
5233 | 2018-08-07 | 8 | August | 0 | 219 | 0 | 0 | 0 | 0 | 0 | 1.298 | 0.35753 | 0 | 1.6555
5234 | 2018-08-07 01:00 | 8 | August | 1 | 219 | 0 | 0 | 0 | 0 | 0 | 1.2132 | 0.35753 | 0 | 1.5707
5235 | 2018-08-07 02:00 | 8 | August | 2 | 219 | 0 | 0 | 0 | 0 | 0 | 1.1645 | 0.51988 | 0 | 1.6844
5236 | 2018-08-07 03:00 | 8 | August | 3 | 219 | 0 | 0 | 0 | 0 | 0 | 1.1969 | 0.51988 | 0 | 1.7167
5237 | 2018-08-07 04:00 | 8 | August | 4 | 219 | 0 | 0 | 0 | 0 | 0 | 1.3722 | 0.85001 | 0 | 2.2222
5238 | 2018-08-07 05:00 | 8 | August | 5 | 219 | 0.65254 | 0.65254 | 0.65254 | 0 | 0 | 1.3683 | 1.1747 | 0 | 2.5431
5239 | 2018-08-07 06:00 | 8 | August | 6 | 219 | 2.6537 | 2.555 | 2.6537 | 0 | 0 | 0 | 1.7309 | 0 | 1.7309
5240 | 2018-08-07 07:00 | 8 | August | 7 | 219 | 3.7412 | 2.7547 | 3.7412 | 0 | 0 | 0 | 1.0758 | 0 | 1.0758
5241 | 2018-08-07 08:00 | 8 | August | 8 | 219 | 5.7423 | 3.8382 | 5.7423 | 0 | 0 | 0 | 1.1626 | 0 | 1.1626
5242 | 2018-08-07 09:00 | 8 | August | 9 | 219 | 6.8299 | 4.3353 | 6.8299 | 0 | 0 | 0 | 0.2304 | 0 | 0.2304
5243 | 2018-08-07 10:00 | 8 | August | 10 | 219 | 8.7005 | 4.3806 | 6.9433 | 0 | 1.7572 | 0 | 0 | 0 | 0
5244 | 2018-08-07 11:00 | 8 | August | 11 | 219 | 7.961 | 4.6466 | 7.534 | 0 | 0.42699 | 0 | 0 | 0 | 0
5245 | 2018-08-07 12:00 | 8 | August | 12 | 219 | 9.1355 | 4.561 | 7.7731 | 0 | 1.3624 | 0 | 0 | 0 | 0
5246 | 2018-08-07 13:00 | 8 | August | 13 | 219 | 5.0898 | 4.2098 | 5.0898 | 0 | 0 | 0 | 1.8451 | 0 | 1.8451
5247 | 2018-08-07 14:00 | 8 | August | 14 | 219 | 3.3932 | 3.3932 | 3.3932 | 0 | 0 | 0.59844 | 2.3949 | 0 | 2.9934
5248 | 2018-08-07 15:00 | 8 | August | 15 | 219 | 5.0898 | 3.9245 | 5.0898 | 0 | 0 | 0 | 1.2296 | 0 | 1.2296
5249 | 2018-08-07 16:00 | 8 | August | 16 | 219 | 5.2638 | 4.0541 | 5.2638 | 0 | 0 | 0 | 1.5154 | 0 | 1.5154
5250 | 2018-08-07 17:00 | 8 | August | 17 | 219 | 4.3938 | 3.92 | 4.3938 | 0 | 0 | 0 | 2.1172 | 0 | 2.1172
5251 | 2018-08-07 18:00 | 8 | August | 18 | 219 | 1.8706 | 1.8706 | 1.8706 | 0 | 0 | 1.857 | 2.4456 | 0 | 4.3025
5252 | 2018-08-07 19:00 | 8 | August | 19 | 219 | 0 | 0 | 0 | 0 | 0 | 3.1734 | 2.1378 | 0 | 5.3113
5253 | 2018-08-07 20:00 | 8 | August | 20 | 219 | 0 | 0 | 0 | 0 | 0 | 3.0215 | 1.9755 | 0 | 4.997
5254 | 2018-08-07 21:00 | 8 | August | 21 | 219 | 0 | 0 | 0 | 0 | 0 | 2.8029 | 1.6454 | 0 | 4.4483
5255 | 2018-08-07 22:00 | 8 | August | 22 | 219 | 0 | 0 | 0 | 0 | 0 | 2.2588 | 1.0737 | 0 | 3.3325
5256 | 2018-08-07 23:00 | 8 | August | 23 | 219 | 0 | 0 | 0 | 0 | 0 | 1.6131 | 0.36952 | 0 | 1.9826
5257 | 2018-08-08 | 8 | August | 0 | 220 | 0 | 0 | 0 | 0 | 0 | 1.298 | 0.35753 | 0 | 1.6555
5258 | 2018-08-08 01:00 | 8 | August | 1 | 220 | 0 | 0 | 0 | 0 | 0 | 1.2132 | 0.35753 | 0 | 1.5707
5259 | 2018-08-08 02:00 | 8 | August | 2 | 220 | 0 | 0 | 0 | 0 | 0 | 1.1645 | 0.51988 | 0 | 1.6844
5260 | 2018-08-08 03:00 | 8 | August | 3 | 220 | 0 | 0 | 0 | 0 | 0 | 1.1969 | 0.51988 | 0 | 1.7167
5261 | 2018-08-08 04:00 | 8 | August | 4 | 220 | 0 | 0 | 0 | 0 | 0 | 1.3722 | 0.85001 | 0 | 2.2222
5262 | 2018-08-08 05:00 | 8 | August | 5 | 220 | 0.087005 | 0.087005 | 0.087005 | 0 | 0 | 1.9339 | 1.1747 | 0 | 3.1086
5263 | 2018-08-08 06:00 | 8 | August | 6 | 220 | 0.60904 | 0.60904 | 0.60904 | 0 | 0 | 1.9459 | 1.9602 | 0 | 3.9062
5264 | 2018-08-08 07:00 | 8 | August | 7 | 220 | 2.2621 | 2.2621 | 2.2621 | 0 | 0 | 0.49256 | 2.1006 | 0 | 2.5931
5265 | 2018-08-08 08:00 | 8 | August | 8 | 220 | 3.5237 | 3.5237 | 3.5237 | 0 | 0 | 0.31447 | 2.9352 | 0 | 3.2497
5266 | 2018-08-08 09:00 | 8 | August | 9 | 220 | 4.4808 | 4.3353 | 4.4808 | 0 | 0 | 0 | 2.5795 | 0 | 2.5795
5267 | 2018-08-08 10:00 | 8 | August | 10 | 220 | 7.0474 | 4.3806 | 6.9433 | 0 | 0.10415 | 0 | 0 | 0 | 0
5268 | 2018-08-08 11:00 | 8 | August | 11 | 220 | 8.222 | 4.6466 | 7.534 | 0 | 0.688 | 0 | 0 | 0 | 0
5269 | 2018-08-08 12:00 | 8 | August | 12 | 220 | 5.6553 | 4.561 | 5.6553 | 0 | 0 | 0 | 2.1178 | 0 | 2.1178
5270 | 2018-08-08 13:00 | 8 | August | 13 | 220 | 7.3519 | 4.2098 | 6.9348 | 0 | 0.41708 | 0 | 0 | 0 | 0
5271 | 2018-08-08 14:00 | 8 | August | 14 | 220 | 4.7418 | 3.9916 | 4.7418 | 0 | 0 | 0 | 1.6448 | 0 | 1.6448
5272 | 2018-08-08 15:00 | 8 | August | 15 | 220 | 4.9593 | 3.9245 | 4.9593 | 0 | 0 | 0 | 1.3601 | 0 | 1.3601
5273 | 2018-08-08 16:00 | 8 | August | 16 | 220 | 4.1327 | 4.0541 | 4.1327 | 0 | 0 | 0 | 2.6465 | 0 | 2.6465
5274 | 2018-08-08 17:00 | 8 | August | 17 | 220 | 1.9576 | 1.9576 | 1.9576 | 0 | 0 | 1.9624 | 2.5909 | 0 | 4.5533
5275 | 2018-08-08 18:00 | 8 | August | 18 | 220 | 0.56553 | 0.56553 | 0.56553 | 0 | 0 | 3.162 | 2.4456 | 0 | 5.6076
5276 | 2018-08-08 19:00 | 8 | August | 19 | 220 | 0 | 0 | 0 | 0 | 0 | 3.1734 | 2.1378 | 0 | 5.3113
5277 | 2018-08-08 20:00 | 8 | August | 20 | 220 | 0 | 0 | 0 | 0 | 0 | 3.0215 | 1.9755 | 0 | 4.997
5278 | 2018-08-08 21:00 | 8 | August | 21 | 220 | 0 | 0 | 0 | 0 | 0 | 2.8029 | 1.6454 | 0 | 4.4483
5279 | 2018-08-08 22:00 | 8 | August | 22 | 220 | 0 | 0 | 0 | 0 | 0 | 2.2588 | 1.1352 | 0 | 3.3939
5280 | 2018-08-08 23:00 | 8 | August | 23 | 220 | 0 | 0 | 0 | 0 | 0 | 1.6131 | 0.37588 | 0 | 1.9889
5281 | 2018-08-09 | 8 | August | 0 | 221 | 0 | 0 | 0 | 0 | 0 | 1.298 | 0.35753 | 0 | 1.6555
5282 | 2018-08-09 01:00 | 8 | August | 1 | 221 | 0 | 0 | 0 | 0 | 0 | 1.2132 | 0.35753 | 0 | 1.5707
5283 | 2018-08-09 02:00 | 8 | August | 2 | 221 | 0 | 0 | 0 | 0 | 0 | 1.1645 | 0.51988 | 0 | 1.6844
5284 | 2018-08-09 03:00 | 8 | August | 3 | 221 | 0 | 0 | 0 | 0 | 0 | 1.1969 | 0.51988 | 0 | 1.7167
5285 | 2018-08-09 04:00 | 8 | August | 4 | 221 | 0 | 0 | 0 | 0 | 0 | 1.3722 | 0.85001 | 0 | 2.2222
5286 | 2018-08-09 05:00 | 8 | August | 5 | 221 | 0.69604 | 0.69604 | 0.69604 | 0 | 0 | 1.3248 | 1.1747 | 0 | 2.4996
5287 | 2018-08-09 06:00 | 8 | August | 6 | 221 | 2.3926 | 2.3926 | 2.3926 | 0 | 0 | 0.16234 | 1.9318 | 0 | 2.0942
5288 | 2018-08-09 07:00 | 8 | August | 7 | 221 | 4.3938 | 2.7547 | 4.3938 | 0 | 0 | 0 | 0.50489 | 0 | 0.50489
5289 | 2018-08-09 08:00 | 8 | August | 8 | 221 | 6.3514 | 3.8382 | 6.3514 | 0 | 0 | 0 | 0.46494 | 0 | 0.46494
5290 | 2018-08-09 09:00 | 8 | August | 9 | 221 | 8.0915 | 4.3353 | 7.0603 | 0 | 1.0312 | 0 | 0 | 0 | 0
5291 | 2018-08-09 10:00 | 8 | August | 10 | 221 | 9.266 | 4.3806 | 6.9433 | 0 | 2.3228 | 0 | 0 | 0 | 0
5292 | 2018-08-09 11:00 | 8 | August | 11 | 221 | 9.9186 | 4.6466 | 7.534 | 0 | 2.3846 | 0 | 0 | 0 | 0
5293 | 2018-08-09 12:00 | 8 | August | 12 | 221 | 9.9186 | 4.561 | 7.7731 | 0 | 2.1455 | 0 | 0 | 0 | 0
5294 | 2018-08-09 13:00 | 8 | August | 13 | 221 | 9.3965 | 4.2098 | 6.9348 | 0 | 2.4617 | 0 | 0 | 0 | 0
5295 | 2018-08-09 14:00 | 8 | August | 14 | 221 | 8.222 | 3.9916 | 6.3865 | 0 | 1.8354 | 0 | 0 | 0 | 0
5296 | 2018-08-09 15:00 | 8 | August | 15 | 221 | 6.8299 | 3.9245 | 6.3194 | 0 | 0.51048 | 0 | 0 | 0 | 0
5297 | 2018-08-09 16:00 | 8 | August | 16 | 221 | 4.9593 | 4.0541 | 4.9593 | 0 | 0 | 0 | 1.8199 | 0 | 1.8199
5298 | 2018-08-09 17:00 | 8 | August | 17 | 221 | 3.0017 | 3.0017 | 3.0017 | 0 | 0 | 0.91837 | 2.5909 | 0 | 3.5093
5299 | 2018-08-09 18:00 | 8 | August | 18 | 221 | 1.0876 | 1.0876 | 1.0876 | 0 | 0 | 2.64 | 2.4456 | 0 | 5.0856
5300 | 2018-08-09 19:00 | 8 | August | 19 | 221 | 0 | 0 | 0 | 0 | 0 | 3.1734 | 2.1378 | 0 | 5.3113
5301 | 2018-08-09 20:00 | 8 | August | 20 | 221 | 0 | 0 | 0 | 0 | 0 | 3.0215 | 1.9755 | 0 | 4.997
5302 | 2018-08-09 21:00 | 8 | August | 21 | 221 | 0 | 0 | 0 | 0 | 0 | 2.8029 | 1.5302 | 0 | 4.3331
5303 | 2018-08-09 22:00 | 8 | August | 22 | 221 | 0 | 0 | 0 | 0 | 0 | 2.2588 | 0.57078 | 0 | 2.8295
5304 | 2018-08-09 23:00 | 8 | August | 23 | 221 | 0 | 0 | 0 | 0 | 0 | 1.6131 | 0.38878 | 0 | 2.0018
5305 | 2018-08-10 | 8 | August | 0 | 222 | 0 | 0 | 0 | 0 | 0 | 1.298 | 0.3855 | 0 | 1.6835
5306 | 2018-08-10 01:00 | 8 | August | 1 | 222 | 0 | 0 | 0 | 0 | 0 | 1.2132 | 0.37895 | 0 | 1.5922
5307 | 2018-08-10 02:00 | 8 | August | 2 | 222 | 0 | 0 | 0 | 0 | 0 | 1.1645 | 0.5413 | 0 | 1.7058
5308 | 2018-08-10 03:00 | 8 | August | 3 | 222 | 0 | 0 | 0 | 0 | 0 | 1.1969 | 0.53802 | 0 | 1.7349
5309 | 2018-08-10 04:00 | 8 | August | 4 | 222 | 0 | 0 | 0 | 0 | 0 | 1.3722 | 0.86814 | 0 | 2.2404
5310 | 2018-08-10 05:00 | 8 | August | 5 | 222 | 0.73954 | 0.73954 | 0.73954 | 0 | 0 | 1.2813 | 1.3048 | 0 | 2.5861
5311 | 2018-08-10 06:00 | 8 | August | 6 | 222 | 2.0881 | 2.0881 | 2.0881 | 0 | 0 | 0.46686 | 2.0655 | 0 | 2.5323
5312 | 2018-08-10 07:00 | 8 | August | 7 | 222 | 4.0022 | 2.7547 | 4.0022 | 0 | 0 | 0 | 0.96305 | 0 | 0.96305
5313 | 2018-08-10 08:00 | 8 | August | 8 | 222 | 5.6988 | 3.8382 | 5.6988 | 0 | 0 | 0 | 1.185 | 0 | 1.185
5314 | 2018-08-10 09:00 | 8 | August | 9 | 222 | 8.135 | 4.3353 | 7.0603 | 0 | 1.0747 | 0 | 0 | 0 | 0
5315 | 2018-08-10 10:00 | 8 | August | 10 | 222 | 11.1366 | 4.3806 | 6.9433 | 0 | 4.1934 | 0 | 0 | 0 | 0
5316 | 2018-08-10 11:00 | 8 | August | 11 | 222 | 10.7451 | 4.6466 | 7.534 | 0 | 3.2111 | 0 | 0 | 0 | 0
5317 | 2018-08-10 12:00 | 8 | August | 12 | 222 | 8.9615 | 4.561 | 7.7731 | 0 | 1.1884 | 0 | 0 | 0 | 0
5318 | 2018-08-10 13:00 | 8 | August | 13 | 222 | 7.6564 | 4.2098 | 6.9348 | 0 | 0.72159 | 0 | 0 | 0 | 0
5319 | 2018-08-10 14:00 | 8 | August | 14 | 222 | 8.048 | 3.9916 | 6.3865 | 0 | 1.6614 | 0 | 0 | 0 | 0
5320 | 2018-08-10 15:00 | 8 | August | 15 | 222 | 7.3084 | 3.9245 | 6.3194 | 0 | 0.989 | 0 | 0 | 0 | 0
5321 | 2018-08-10 16:00 | 8 | August | 16 | 222 | 5.5683 | 4.0541 | 5.5683 | 0 | 0 | 0 | 1.2109 | 0 | 1.2109
5322 | 2018-08-10 17:00 | 8 | August | 17 | 222 | 4.4373 | 3.92 | 4.4373 | 0 | 0 | 0 | 2.0737 | 0 | 2.0737
5323 | 2018-08-10 18:00 | 8 | August | 18 | 222 | 1.3486 | 1.3486 | 1.3486 | 0 | 0 | 2.379 | 2.4456 | 0 | 4.8245
5324 | 2018-08-10 19:00 | 8 | August | 19 | 222 | 0 | 0 | 0 | 0 | 0 | 3.1734 | 2.1378 | 0 | 5.3113
5325 | 2018-08-10 20:00 | 8 | August | 20 | 222 | 0 | 0 | 0 | 0 | 0 | 3.0215 | 1.9755 | 0 | 4.997
5326 | 2018-08-10 21:00 | 8 | August | 21 | 222 | 0 | 0 | 0 | 0 | 0 | 2.8029 | 1.6454 | 0 | 4.4483
5327 | 2018-08-10 22:00 | 8 | August | 22 | 222 | 0 | 0 | 0 | 0 | 0 | 2.2588 | 1.4991 | 0 | 3.7578
5328 | 2018-08-10 23:00 | 8 | August | 23 | 222 | 0 | 0 | 0 | 0 | 0 | 1.6131 | 0.46384 | 0 | 2.0769
5329 | 2018-08-11 | 8 | August | 0 | 223 | 0 | 0 | 0 | 0 | 0 | 1.298 | 0.44093 | 0 | 1.7389
5330 | 2018-08-11 01:00 | 8 | August | 1 | 223 | 0 | 0 | 0 | 0 | 0 | 1.2132 | 0.42129 | 0 | 1.6345
5331 | 2018-08-11 02:00 | 8 | August | 2 | 223 | 0 | 0 | 0 | 0 | 0 | 1.1645 | 0.41147 | 0 | 1.576
5332 | 2018-08-11 03:00 | 8 | August | 3 | 223 | 0 | 0 | 0 | 0 | 0 | 1.1969 | 0.40491 | 0 | 1.6018
5333 | 2018-08-11 04:00 | 8 | August | 4 | 223 | 0 | 0 | 0 | 0 | 0 | 1.3722 | 0.40818 | 0 | 1.7804
5334 | 2018-08-11 05:00 | 8 | August | 5 | 223 | 0.73954 | 0.73954 | 0.73954 | 0 | 0 | 1.2813 | 0.77979 | 0 | 2.0611
5335 | 2018-08-11 06:00 | 8 | August | 6 | 223 | 3.1757 | 2.555 | 3.1757 | 0 | 0 | 0 | 0.62685 | 0 | 0.62685
5336 | 2018-08-11 07:00 | 8 | August | 7 | 223 | 5.7858 | 2.7547 | 4.4345 | 0 | 1.3513 | 0 | 0 | 0 | 0
5337 | 2018-08-11 08:00 | 8 | August | 8 | 223 | 6.0468 | 2.7958 | 4.5841 | 0 | 1.4628 | 0 | 0 | 0 | 0
5338 | 2018-08-11 09:00 | 8 | August | 9 | 223 | 6.8299 | 2.7148 | 4.4049 | 0 | 2.425 | 0 | 0 | 0 | 0
5339 | 2018-08-11 10:00 | 8 | August | 10 | 223 | 5.4378 | 2.7601 | 4.1497 | 0 | 1.2881 | 0 | 0 | 0 | 0
5340 | 2018-08-11 11:00 | 8 | August | 11 | 223 | 4.2632 | 3.0262 | 4.2632 | 0 | 0 | 0 | 0.45747 | 0 | 0.45747
5341 | 2018-08-11 12:00 | 8 | August | 12 | 223 | 6.2209 | 2.9406 | 4.8203 | 0 | 1.4005 | 0 | 0 | 0 | 0
5342 | 2018-08-11 13:00 | 8 | August | 13 | 223 | 1.3051 | 1.3051 | 1.3051 | 0 | 0 | 1.2843 | 1.9462 | 0 | 3.2306
5343 | 2018-08-11 14:00 | 8 | August | 14 | 223 | 0.87005 | 0.87005 | 0.87005 | 0 | 0 | 1.5012 | 1.7727 | 0 | 3.2739
5344 | 2018-08-11 15:00 | 8 | August | 15 | 223 | 0.69604 | 0.69604 | 0.69604 | 0 | 0 | 1.608 | 1.7426 | 0 | 3.3506
5345 | 2018-08-11 16:00 | 8 | August | 16 | 223 | 0.43503 | 0.43503 | 0.43503 | 0 | 0 | 1.9987 | 2.3566 | 0 | 4.3553
5346 | 2018-08-11 17:00 | 8 | August | 17 | 223 | 0.26102 | 0.26102 | 0.26102 | 0 | 0 | 2.5029 | 1.941 | 0 | 4.4439
5347 | 2018-08-11 18:00 | 8 | August | 18 | 223 | 0.087005 | 0.087005 | 0.087005 | 0 | 0 | 3.0625 | 1.3141 | 0 | 4.3766
5348 | 2018-08-11 19:00 | 8 | August | 19 | 223 | 0 | 0 | 0 | 0 | 0 | 3.1734 | 1.1165 | 0 | 4.2899
5349 | 2018-08-11 20:00 | 8 | August | 20 | 223 | 0 | 0 | 0 | 0 | 0 | 3.0215 | 0.75691 | 0 | 3.7784
5350 | 2018-08-11 21:00 | 8 | August | 21 | 223 | 0 | 0 | 0 | 0 | 0 | 2.8029 | 0.72418 | 0 | 3.5271
5351 | 2018-08-11 22:00 | 8 | August | 22 | 223 | 0 | 0 | 0 | 0 | 0 | 2.2588 | 0.69472 | 0 | 2.9535
5352 | 2018-08-11 23:00 | 8 | August | 23 | 223 | 0 | 0 | 0 | 0 | 0 | 1.6131 | 0.49964 | 0 | 2.1127
5353 | 2018-08-12 | 8 | August | 0 | 224 | 0 | 0 | 0 | 0 | 0 | 1.4574 | 0.45382 | 0 | 1.9112
5354 | 2018-08-12 01:00 | 8 | August | 1 | 224 | 0 | 0 | 0 | 0 | 0 | 1.256 | 0.40146 | 0 | 1.6575
5355 | 2018-08-12 02:00 | 8 | August | 2 | 224 | 0 | 0 | 0 | 0 | 0 | 1.2174 | 0.37527 | 0 | 1.5927
5356 | 2018-08-12 03:00 | 8 | August | 3 | 224 | 0 | 0 | 0 | 0 | 0 | 1.2254 | 0.3589 | 0 | 1.5843
5357 | 2018-08-12 04:00 | 8 | August | 4 | 224 | 0 | 0 | 0 | 0 | 0 | 1.2447 | 0.35753 | 0 | 1.6022
5358 | 2018-08-12 05:00 | 8 | August | 5 | 224 | 0.60904 | 0.60904 | 0.60904 | 0 | 0 | 0.83788 | 0.52984 | 0 | 1.3677
5359 | 2018-08-12 06:00 | 8 | August | 6 | 224 | 2.6537 | 1.9403 | 2.565 | 0 | 0.088698 | 0 | 0 | 0 | 0
5360 | 2018-08-12 07:00 | 8 | August | 7 | 224 | 4.7853 | 2.5323 | 3.4264 | 0 | 1.3589 | 0 | 0 | 0 | 0
5361 | 2018-08-12 08:00 | 8 | August | 8 | 224 | 7.1779 | 2.9917 | 4.185 | 0 | 2.9929 | 0 | 0 | 0 | 0
5362 | 2018-08-12 09:00 | 8 | August | 9 | 224 | 9.266 | 3.1445 | 4.9015 | 0 | 4.3646 | 0 | 0 | 0 | 0
5363 | 2018-08-12 10:00 | 8 | August | 10 | 224 | 10.7451 | 3.2498 | 5.0362 | 0 | 5.7089 | 0 | 0 | 0 | 0
5364 | 2018-08-12 11:00 | 8 | August | 11 | 224 | 11.6152 | 3.4344 | 5.5296 | 0 | 6.0855 | 0 | 0 | 0 | 0
5365 | 2018-08-12 12:00 | 8 | August | 12 | 224 | 11.7892 | 3.3312 | 5.447 | 0 | 6.3421 | 0 | 0 | 0 | 0
5366 | 2018-08-12 13:00 | 8 | August | 13 | 224 | 11.2671 | 3.0157 | 5.0213 | 0 | 6.2458 | 0 | 0 | 0 | 0
5367 | 2018-08-12 14:00 | 8 | August | 14 | 224 | 10.0926 | 2.868 | 4.5724 | 0 | 5.5202 | 0 | 0 | 0 | 0
5368 | 2018-08-12 15:00 | 8 | August | 15 | 224 | 8.2655 | 2.8084 | 4.2819 | 0 | 3.9836 | 0 | 0 | 0 | 0
5369 | 2018-08-12 16:00 | 8 | August | 16 | 224 | 5.9598 | 2.8776 | 4.4221 | 0 | 1.5377 | 0 | 0 | 0 | 0
5370 | 2018-08-12 17:00 | 8 | August | 17 | 224 | 3.5237 | 3.1722 | 3.5237 | 0 | 0 | 0 | 1.2555 | 0 | 1.2555
5371 | 2018-08-12 18:00 | 8 | August | 18 | 224 | 1.3921 | 1.3921 | 1.3921 | 0 | 0 | 2.0129 | 1.4937 | 0 | 3.5066
5372 | 2018-08-12 19:00 | 8 | August | 19 | 224 | 0 | 0 | 0 | 0 | 0 | 3.2796 | 1.0018 | 0 | 4.2813
5373 | 2018-08-12 20:00 | 8 | August | 20 | 224 | 0 | 0 | 0 | 0 | 0 | 2.9594 | 0.95922 | 0 | 3.9187
5374 | 2018-08-12 21:00 | 8 | August | 21 | 224 | 0 | 0 | 0 | 0 | 0 | 2.8718 | 0.58655 | 0 | 3.4583
5375 | 2018-08-12 22:00 | 8 | August | 22 | 224 | 0 | 0 | 0 | 0 | 0 | 2.4698 | 0.54727 | 0 | 3.0171
5376 | 2018-08-12 23:00 | 8 | August | 23 | 224 | 0 | 0 | 0 | 0 | 0 | 1.7708 | 0.35753 | 0 | 2.1283
5377 | 2018-08-13 | 8 | August | 0 | 225 | 0 | 0 | 0 | 0 | 0 | 1.8816 | 0.35753 | 0 | 2.2391
5378 | 2018-08-13 01:00 | 8 | August | 1 | 225 | 0 | 0 | 0 | 0 | 0 | 1.4964 | 0.35753 | 0 | 1.8539
5379 | 2018-08-13 02:00 | 8 | August | 2 | 225 | 0 | 0 | 0 | 0 | 0 | 1.2921 | 0.51988 | 0 | 1.812
5380 | 2018-08-13 03:00 | 8 | August | 3 | 225 | 0 | 0 | 0 | 0 | 0 | 1.2271 | 0.51988 | 0 | 1.7469
5381 | 2018-08-13 04:00 | 8 | August | 4 | 225 | 0 | 0 | 0 | 0 | 0 | 1.2166 | 0.85001 | 0 | 2.0666
5382 | 2018-08-13 05:00 | 8 | August | 5 | 225 | 0.47853 | 0.47853 | 0.47853 | 0 | 0 | 0.71791 | 1.1747 | 0 | 1.8926
5383 | 2018-08-13 06:00 | 8 | August | 6 | 225 | 1.6966 | 1.2392 | 1.6966 | 0 | 0 | 0 | 1.3722 | 0 | 1.3722
5384 | 2018-08-13 07:00 | 8 | August | 7 | 225 | 3.2192 | 1.5443 | 3.2192 | 0 | 0 | 0 | 0.35332 | 0 | 0.35332
5385 | 2018-08-13 08:00 | 8 | August | 8 | 225 | 4.0022 | 3.3074 | 4.0022 | 0 | 0 | 0 | 2.2466 | 0 | 2.2466
5386 | 2018-08-13 09:00 | 8 | August | 9 | 225 | 5.3508 | 4.6877 | 5.3508 | 0 | 0 | 0 | 2.0619 | 0 | 2.0619
5387 | 2018-08-13 10:00 | 8 | August | 10 | 225 | 5.1768 | 5.1299 | 5.1768 | 0 | 0 | 0 | 2.5158 | 0 | 2.5158
5388 | 2018-08-13 11:00 | 8 | August | 11 | 225 | 5.2638 | 5.2638 | 5.2638 | 0 | 0 | 0.18707 | 2.8874 | 0 | 3.0745
5389 | 2018-08-13 12:00 | 8 | August | 12 | 225 | 6.6124 | 5.5134 | 6.6124 | 0 | 0 | 0 | 2.1131 | 0 | 2.1131
5390 | 2018-08-13 13:00 | 8 | August | 13 | 225 | 6.2209 | 4.9415 | 6.2209 | 0 | 0 | 0 | 1.4457 | 0 | 1.4457
5391 | 2018-08-13 14:00 | 8 | August | 14 | 225 | 6.8734 | 4.4162 | 6.8111 | 0 | 0.062249 | 0 | 0 | 0 | 0
5392 | 2018-08-13 15:00 | 8 | August | 15 | 225 | 6.1774 | 4.0856 | 6.1774 | 0 | 0 | 0 | 0.30317 | 0 | 0.30317
5393 | 2018-08-13 16:00 | 8 | August | 16 | 225 | 5.7858 | 3.8171 | 5.7858 | 0 | 0 | 0 | 0.7563 | 0 | 0.7563
5394 | 2018-08-13 17:00 | 8 | August | 17 | 225 | 4.2197 | 3.3725 | 4.2197 | 0 | 0 | 0 | 1.7437 | 0 | 1.7437
5395 | 2018-08-13 18:00 | 8 | August | 18 | 225 | 1.6531 | 1.6531 | 1.6531 | 0 | 0 | 1.4283 | 2.4456 | 0 | 3.8739
5396 | 2018-08-13 19:00 | 8 | August | 19 | 225 | 0 | 0 | 0 | 0 | 0 | 2.9292 | 2.1378 | 0 | 5.0671
5397 | 2018-08-13 20:00 | 8 | August | 20 | 225 | 0 | 0 | 0 | 0 | 0 | 3.0534 | 1.9755 | 0 | 5.0289
5398 | 2018-08-13 21:00 | 8 | August | 21 | 225 | 0 | 0 | 0 | 0 | 0 | 2.9036 | 1.0418 | 0 | 3.9454
5399 | 2018-08-13 22:00 | 8 | August | 22 | 225 | 0 | 0 | 0 | 0 | 0 | 2.7308 | 0.51988 | 0 | 3.2507
5400 | 2018-08-13 23:00 | 8 | August | 23 | 225 | 0 | 0 | 0 | 0 | 0 | 1.6131 | 0.35753 | 0 | 1.9706
5401 | 2018-08-14 | 8 | August | 0 | 226 | 0 | 0 | 0 | 0 | 0 | 1.298 | 0.35753 | 0 | 1.6555
5402 | 2018-08-14 01:00 | 8 | August | 1 | 226 | 0 | 0 | 0 | 0 | 0 | 1.2132 | 0.35753 | 0 | 1.5707
5403 | 2018-08-14 02:00 | 8 | August | 2 | 226 | 0 | 0 | 0 | 0 | 0 | 1.1645 | 0.51988 | 0 | 1.6844
5404 | 2018-08-14 03:00 | 8 | August | 3 | 226 | 0 | 0 | 0 | 0 | 0 | 1.1969 | 0.51988 | 0 | 1.7167
5405 | 2018-08-14 04:00 | 8 | August | 4 | 226 | 0 | 0 | 0 | 0 | 0 | 1.3722 | 0.85001 | 0 | 2.2222
5406 | 2018-08-14 05:00 | 8 | August | 5 | 226 | 0.69604 | 0.69604 | 0.69604 | 0 | 0 | 1.3248 | 1.1747 | 0 | 2.4996
5407 | 2018-08-14 06:00 | 8 | August | 6 | 226 | 1.2181 | 1.2181 | 1.2181 | 0 | 0 | 1.3369 | 1.8296 | 0 | 3.1665
5408 | 2018-08-14 07:00 | 8 | August | 7 | 226 | 2.9147 | 2.7547 | 2.9147 | 0 | 0 | 0 | 1.6696 | 0 | 1.6696
5409 | 2018-08-14 08:00 | 8 | August | 8 | 226 | 5.3073 | 3.8382 | 5.3073 | 0 | 0 | 0 | 0.47215 | 0 | 0.47215
5410 | 2018-08-14 09:00 | 8 | August | 9 | 226 | 7.8305 | 4.3353 | 7.0603 | 0 | 0.77015 | 0 | 0 | 0 | 0
5411 | 2018-08-14 10:00 | 8 | August | 10 | 226 | 7.0474 | 4.3806 | 6.9433 | 0 | 0.10415 | 0 | 0 | 0 | 0
5412 | 2018-08-14 11:00 | 8 | August | 11 | 226 | 6.5689 | 4.6466 | 6.5689 | 0 | 0 | 0 | 0.96509 | 0 | 0.96509
5413 | 2018-08-14 12:00 | 8 | August | 12 | 226 | 5.7423 | 4.561 | 5.7423 | 0 | 0 | 0 | 2.0308 | 0 | 2.0308
5414 | 2018-08-14 13:00 | 8 | August | 13 | 226 | 4.6113 | 4.2098 | 4.6113 | 0 | 0 | 0 | 2.3236 | 0 | 2.3236
5415 | 2018-08-14 14:00 | 8 | August | 14 | 226 | 0.78305 | 0.78305 | 0.78305 | 0 | 0 | 3.2086 | 2.3949 | 0 | 5.6035
5416 | 2018-08-14 15:00 | 8 | August | 15 | 226 | 4.0022 | 3.9245 | 4.0022 | 0 | 0 | 0 | 2.3172 | 0 | 2.3172
5417 | 2018-08-14 16:00 | 8 | August | 16 | 226 | 2.9147 | 2.9147 | 2.9147 | 0 | 0 | 1.1395 | 2.725 | 0 | 3.8645
5418 | 2018-08-14 17:00 | 8 | August | 17 | 226 | 0.69604 | 0.69604 | 0.69604 | 0 | 0 | 3.224 | 2.5909 | 0 | 5.8149
5419 | 2018-08-14 18:00 | 8 | August | 18 | 226 | 0.26102 | 0.26102 | 0.26102 | 0 | 0 | 3.4665 | 2.4456 | 0 | 5.9121
5420 | 2018-08-14 19:00 | 8 | August | 19 | 226 | 0 | 0 | 0 | 0 | 0 | 3.1734 | 1.3615 | 0 | 4.5349
5421 | 2018-08-14 20:00 | 8 | August | 20 | 226 | 0 | 0 | 0 | 0 | 0 | 3.0215 | 0.85001 | 0 | 3.8715
5422 | 2018-08-14 21:00 | 8 | August | 21 | 226 | 0 | 0 | 0 | 0 | 0 | 2.8029 | 0.51988 | 0 | 3.3228
5423 | 2018-08-14 22:00 | 8 | August | 22 | 226 | 0 | 0 | 0 | 0 | 0 | 2.2588 | 0.51988 | 0 | 2.7787
5424 | 2018-08-14 23:00 | 8 | August | 23 | 226 | 0 | 0 | 0 | 0 | 0 | 1.6131 | 0.35753 | 0 | 1.9706
5425 | 2018-08-15 | 8 | August | 0 | 227 | 0 | 0 | 0 | 0 | 0 | 1.298 | 0.35753 | 0 | 1.6555
5426 | 2018-08-15 01:00 | 8 | August | 1 | 227 | 0 | 0 | 0 | 0 | 0 | 1.2132 | 0.35753 | 0 | 1.5707
5427 | 2018-08-15 02:00 | 8 | August | 2 | 227 | 0 | 0 | 0 | 0 | 0 | 1.1645 | 0.51988 | 0 | 1.6844
5428 | 2018-08-15 03:00 | 8 | August | 3 | 227 | 0 | 0 | 0 | 0 | 0 | 1.1969 | 0.51988 | 0 | 1.7167
5429 | 2018-08-15 04:00 | 8 | August | 4 | 227 | 0 | 0 | 0 | 0 | 0 | 1.3722 | 0.85001 | 0 | 2.2222
5430 | 2018-08-15 05:00 | 8 | August | 5 | 227 | 0.56553 | 0.56553 | 0.56553 | 0 | 0 | 1.4553 | 1.1747 | 0 | 2.6301
5431 | 2018-08-15 06:00 | 8 | August | 6 | 227 | 2.2621 | 2.2621 | 2.2621 | 0 | 0 | 0.29285 | 1.8296 | 0 | 2.1224
5432 | 2018-08-15 07:00 | 8 | August | 7 | 227 | 4.1327 | 2.7547 | 4.1327 | 0 | 0 | 0 | 0.45152 | 0 | 0.45152
5433 | 2018-08-15 08:00 | 8 | August | 8 | 227 | 6.6124 | 3.8382 | 5.7795 | 0 | 0.83292 | 0 | 0 | 0 | 0
5434 | 2018-08-15 09:00 | 8 | August | 9 | 227 | 8.222 | 4.3353 | 7.023 | 0 | 1.199 | 0 | 0 | 0 | 0
5435 | 2018-08-15 10:00 | 8 | August | 10 | 227 | 8.918 | 4.3806 | 6.9433 | 0 | 1.9748 | 0 | 0 | 0 | 0
5436 | 2018-08-15 11:00 | 8 | August | 11 | 227 | 8.831 | 4.6466 | 7.534 | 0 | 1.297 | 0 | 0 | 0 | 0
5437 | 2018-08-15 12:00 | 8 | August | 12 | 227 | 8.9615 | 4.561 | 7.7731 | 0 | 1.1884 | 0 | 0 | 0 | 0
5438 | 2018-08-15 13:00 | 8 | August | 13 | 227 | 9.266 | 4.2098 | 6.9348 | 0 | 2.3312 | 0 | 0 | 0 | 0
5439 | 2018-08-15 14:00 | 8 | August | 14 | 227 | 9.6141 | 3.9916 | 6.3865 | 0 | 3.2275 | 0 | 0 | 0 | 0
5440 | 2018-08-15 15:00 | 8 | August | 15 | 227 | 7.0039 | 3.9245 | 6.3194 | 0 | 0.68449 | 0 | 0 | 0 | 0
5441 | 2018-08-15 16:00 | 8 | August | 16 | 227 | 5.0463 | 4.0541 | 5.0463 | 0 | 0 | 0 | 1.7329 | 0 | 1.7329
5442 | 2018-08-15 17:00 | 8 | August | 17 | 227 | 2.9147 | 2.9147 | 2.9147 | 0 | 0 | 1.0054 | 2.5909 | 0 | 3.5963
5443 | 2018-08-15 18:00 | 8 | August | 18 | 227 | 0.91355 | 0.91355 | 0.91355 | 0 | 0 | 2.814 | 2.4456 | 0 | 5.2596
5444 | 2018-08-15 19:00 | 8 | August | 19 | 227 | 0 | 0 | 0 | 0 | 0 | 3.1734 | 2.1378 | 0 | 5.3113
5445 | 2018-08-15 20:00 | 8 | August | 20 | 227 | 0 | 0 | 0 | 0 | 0 | 3.0215 | 1.7564 | 0 | 4.7779
5446 | 2018-08-15 21:00 | 8 | August | 21 | 227 | 0 | 0 | 0 | 0 | 0 | 2.8029 | 0.51988 | 0 | 3.3228
5447 | 2018-08-15 22:00 | 8 | August | 22 | 227 | 0 | 0 | 0 | 0 | 0 | 2.2588 | 0.51988 | 0 | 2.7787
5448 | 2018-08-15 23:00 | 8 | August | 23 | 227 | 0 | 0 | 0 | 0 | 0 | 1.6131 | 0.35753 | 0 | 1.9706
5449 | 2018-08-16 | 8 | August | 0 | 228 | 0 | 0 | 0 | 0 | 0 | 1.298 | 0.35753 | 0 | 1.6555
5450 | 2018-08-16 01:00 | 8 | August | 1 | 228 | 0 | 0 | 0 | 0 | 0 | 1.2132 | 0.35753 | 0 | 1.5707
5451 | 2018-08-16 02:00 | 8 | August | 2 | 228 | 0 | 0 | 0 | 0 | 0 | 1.1645 | 0.51988 | 0 | 1.6844
5452 | 2018-08-16 03:00 | 8 | August | 3 | 228 | 0 | 0 | 0 | 0 | 0 | 1.1969 | 0.51988 | 0 | 1.7167
5453 | 2018-08-16 04:00 | 8 | August | 4 | 228 | 0 | 0 | 0 | 0 | 0 | 1.3722 | 0.85001 | 0 | 2.2222
5454 | 2018-08-16 05:00 | 8 | August | 5 | 228 | 0.47853 | 0.47853 | 0.47853 | 0 | 0 | 1.5423 | 1.1747 | 0 | 2.7171
5455 | 2018-08-16 06:00 | 8 | August | 6 | 228 | 2.0881 | 2.0881 | 2.0881 | 0 | 0 | 0.46686 | 1.8296 | 0 | 2.2964
5456 | 2018-08-16 07:00 | 8 | August | 7 | 228 | 3.3062 | 2.7547 | 3.3062 | 0 | 0 | 0 | 1.2781 | 0 | 1.2781
5457 | 2018-08-16 08:00 | 8 | August | 8 | 228 | 7.5694 | 3.8382 | 6.1045 | 0 | 1.4649 | 0 | 0 | 0 | 0
5458 | 2018-08-16 09:00 | 8 | August | 9 | 228 | 9.6141 | 4.3353 | 7.0603 | 0 | 2.5538 | 0 | 0 | 0 | 0
5459 | 2018-08-16 10:00 | 8 | August | 10 | 228 | 12.5722 | 4.3806 | 6.9433 | 0 | 5.629 | 0 | 0 | 0 | 0
5460 | 2018-08-16 11:00 | 8 | August | 11 | 228 | 12.6157 | 4.6466 | 7.534 | 0 | 5.0818 | 0 | 0 | 0 | 0
5461 | 2018-08-16 12:00 | 8 | August | 12 | 228 | 9.2225 | 4.561 | 7.7731 | 0 | 1.4494 | 0 | 0 | 0 | 0
5462 | 2018-08-16 13:00 | 8 | August | 13 | 228 | 7.1779 | 4.2098 | 6.9348 | 0 | 0.24307 | 0 | 0 | 0 | 0
5463 | 2018-08-16 14:00 | 8 | August | 14 | 228 | 4.9158 | 3.9916 | 4.9158 | 0 | 0 | 0 | 1.4708 | 0 | 1.4708
5464 | 2018-08-16 15:00 | 8 | August | 15 | 228 | 3.6107 | 3.6107 | 3.6107 | 0 | 0 | 0.31379 | 2.3949 | 0 | 2.7087
5465 | 2018-08-16 16:00 | 8 | August | 16 | 228 | 1.8271 | 1.8271 | 1.8271 | 0 | 0 | 2.227 | 2.725 | 0 | 4.9521
5466 | 2018-08-16 17:00 | 8 | August | 17 | 228 | 0.95706 | 0.95706 | 0.95706 | 0 | 0 | 2.963 | 2.5909 | 0 | 5.5539
5467 | 2018-08-16 18:00 | 8 | August | 18 | 228 | 0.34802 | 0.34802 | 0.34802 | 0 | 0 | 3.3795 | 2.4456 | 0 | 5.8251
5468 | 2018-08-16 19:00 | 8 | August | 19 | 228 | 0 | 0 | 0 | 0 | 0 | 3.1734 | 1.8259 | 0 | 4.9993
5469 | 2018-08-16 20:00 | 8 | August | 20 | 228 | 0 | 0 | 0 | 0 | 0 | 3.0215 | 0.89616 | 0 | 3.9177
5470 | 2018-08-16 21:00 | 8 | August | 21 | 228 | 0 | 0 | 0 | 0 | 0 | 2.8029 | 0.52675 | 0 | 3.3297
5471 | 2018-08-16 22:00 | 8 | August | 22 | 228 | 0 | 0 | 0 | 0 | 0 | 2.2588 | 0.51988 | 0 | 2.7787
5472 | 2018-08-16 23:00 | 8 | August | 23 | 228 | 0 | 0 | 0 | 0 | 0 | 1.6131 | 0.35753 | 0 | 1.9706
5473 | 2018-08-17 | 8 | August | 0 | 229 | 0 | 0 | 0 | 0 | 0 | 1.298 | 0.35753 | 0 | 1.6555
5474 | 2018-08-17 01:00 | 8 | August | 1 | 229 | 0 | 0 | 0 | 0 | 0 | 1.2132 | 0.35753 | 0 | 1.5707
5475 | 2018-08-17 02:00 | 8 | August | 2 | 229 | 0 | 0 | 0 | 0 | 0 | 1.1645 | 0.51988 | 0 | 1.6844
5476 | 2018-08-17 03:00 | 8 | August | 3 | 229 | 0 | 0 | 0 | 0 | 0 | 1.1969 | 0.51988 | 0 | 1.7167
5477 | 2018-08-17 04:00 | 8 | August | 4 | 229 | 0 | 0 | 0 | 0 | 0 | 1.3722 | 0.85001 | 0 | 2.2222
5478 | 2018-08-17 05:00 | 8 | August | 5 | 229 | 0.56553 | 0.56553 | 0.56553 | 0 | 0 | 1.4553 | 1.1747 | 0 | 2.6301
5479 | 2018-08-17 06:00 | 8 | August | 6 | 229 | 2.6537 | 2.555 | 2.6537 | 0 | 0 | 0 | 1.7309 | 0 | 1.7309
5480 | 2018-08-17 07:00 | 8 | August | 7 | 229 | 4.7853 | 2.7547 | 4.5843 | 0 | 0.20101 | 0 | 0 | 0 | 0
5481 | 2018-08-17 08:00 | 8 | August | 8 | 229 | 7.2214 | 3.8382 | 5.7827 | 0 | 1.4387 | 0 | 0 | 0 | 0
5482 | 2018-08-17 09:00 | 8 | August | 9 | 229 | 9.44 | 4.3353 | 6.9617 | 0 | 2.4783 | 0 | 0 | 0 | 0
5483 | 2018-08-17 10:00 | 8 | August | 10 | 229 | 11.0496 | 4.3806 | 6.903 | 0 | 4.1466 | 0 | 0 | 0 | 0
5484 | 2018-08-17 11:00 | 8 | August | 11 | 229 | 11.9197 | 4.6466 | 7.534 | 0 | 4.3857 | 0 | 0 | 0 | 0
5485 | 2018-08-17 12:00 | 8 | August | 12 | 229 | 12.1372 | 4.561 | 7.7731 | 0 | 4.3641 | 0 | 0 | 0 | 0
5486 | 2018-08-17 13:00 | 8 | August | 13 | 229 | 11.5282 | 4.2098 | 6.9348 | 0 | 4.5933 | 0 | 0 | 0 | 0
5487 | 2018-08-17 14:00 | 8 | August | 14 | 229 | 10.3536 | 3.9916 | 6.3865 | 0 | 3.967 | 0 | 0 | 0 | 0
5488 | 2018-08-17 15:00 | 8 | August | 15 | 229 | 8.4395 | 3.9245 | 6.3194 | 0 | 2.1201 | 0 | 0 | 0 | 0
5489 | 2018-08-17 16:00 | 8 | August | 16 | 229 | 6.0468 | 4.0541 | 6.0468 | 0 | 0 | 0 | 0.73234 | 0 | 0.73234
5490 | 2018-08-17 17:00 | 8 | August | 17 | 229 | 3.3497 | 3.3497 | 3.3497 | 0 | 0 | 0.57035 | 2.1905 | 0 | 2.7608
5491 | 2018-08-17 18:00 | 8 | August | 18 | 229 | 1.1311 | 1.1311 | 1.1311 | 0 | 0 | 2.5965 | 2.4456 | 0 | 5.0421
5492 | 2018-08-17 19:00 | 8 | August | 19 | 229 | 0 | 0 | 0 | 0 | 0 | 3.1734 | 1.0352 | 0 | 4.2086
5493 | 2018-08-17 20:00 | 8 | August | 20 | 229 | 0 | 0 | 0 | 0 | 0 | 3.0215 | 0.85001 | 0 | 3.8715
5494 | 2018-08-17 21:00 | 8 | August | 21 | 229 | 0 | 0 | 0 | 0 | 0 | 2.8029 | 0.51988 | 0 | 3.3228
5495 | 2018-08-17 22:00 | 8 | August | 22 | 229 | 0 | 0 | 0 | 0 | 0 | 2.2588 | 0.51988 | 0 | 2.7787
5496 | 2018-08-17 23:00 | 8 | August | 23 | 229 | 0 | 0 | 0 | 0 | 0 | 1.6131 | 0.35753 | 0 | 1.9706
5497 | 2018-08-18 | 8 | August | 0 | 230 | 0 | 0 | 0 | 0 | 0 | 1.298 | 0.35753 | 0 | 1.6555
5498 | 2018-08-18 01:00 | 8 | August | 1 | 230 | 0 | 0 | 0 | 0 | 0 | 1.2132 | 0.35753 | 0 | 1.5707
5499 | 2018-08-18 02:00 | 8 | August | 2 | 230 | 0 | 0 | 0 | 0 | 0 | 1.1645 | 0.35753 | 0 | 1.5221
5500 | 2018-08-18 03:00 | 8 | August | 3 | 230 | 0 | 0 | 0 | 0 | 0 | 1.1969 | 0.35753 | 0 | 1.5544
5501 | 2018-08-18 04:00 | 8 | August | 4 | 230 | 0 | 0 | 0 | 0 | 0 | 1.3722 | 0.35753 | 0 | 1.7298
5502 | 2018-08-18 05:00 | 8 | August | 5 | 230 | 0.56553 | 0.56553 | 0.56553 | 0 | 0 | 1.4553 | 0.51988 | 0 | 1.9752
5503 | 2018-08-18 06:00 | 8 | August | 6 | 230 | 2.6102 | 2.555 | 2.6102 | 0 | 0 | 0 | 0.79484 | 0 | 0.79484
5504 | 2018-08-18 07:00 | 8 | August | 7 | 230 | 4.6113 | 2.7547 | 3.9294 | 0 | 0.68185 | 0 | 0 | 0 | 0
5505 | 2018-08-18 08:00 | 8 | August | 8 | 230 | 7.0474 | 2.7958 | 3.9705 | 0 | 3.0769 | 0 | 0 | 0 | 0
5506 | 2018-08-18 09:00 | 8 | August | 9 | 230 | 9.092 | 2.7148 | 3.7272 | 0 | 5.3648 | 0 | 0 | 0 | 0
5507 | 2018-08-18 10:00 | 8 | August | 10 | 230 | 10.5276 | 2.7601 | 3.4478 | 0 | 7.0798 | 0 | 0 | 0 | 0
5508 | 2018-08-18 11:00 | 8 | August | 11 | 230 | 11.3977 | 3.0262 | 4.0385 | 0 | 7.3591 | 0 | 0 | 0 | 0
5509 | 2018-08-18 12:00 | 8 | August | 12 | 230 | 11.5282 | 2.9406 | 4.1153 | 0 | 7.4129 | 0 | 0 | 0 | 0
5510 | 2018-08-18 13:00 | 8 | August | 13 | 230 | 10.9626 | 2.5894 | 3.7641 | 0 | 7.1985 | 0 | 0 | 0 | 0
5511 | 2018-08-18 14:00 | 8 | August | 14 | 230 | 9.5706 | 2.3712 | 3.3836 | 0 | 6.187 | 0 | 0 | 0 | 0
5512 | 2018-08-18 15:00 | 8 | August | 15 | 230 | 7.874 | 2.3041 | 3.6093 | 0 | 4.2647 | 0 | 0 | 0 | 0
5513 | 2018-08-18 16:00 | 8 | August | 16 | 230 | 5.6118 | 2.4337 | 4.2266 | 0 | 1.3853 | 0 | 0 | 0 | 0
5514 | 2018-08-18 17:00 | 8 | August | 17 | 230 | 3.0017 | 2.7639 | 3.0017 | 0 | 0 | 0 | 1.2556 | 0 | 1.2556
5515 | 2018-08-18 18:00 | 8 | August | 18 | 230 | 0.26102 | 0.26102 | 0.26102 | 0 | 0 | 2.8885 | 0.9225 | 0 | 3.811
5516 | 2018-08-18 19:00 | 8 | August | 19 | 230 | 0 | 0 | 0 | 0 | 0 | 3.1734 | 0.85001 | 0 | 4.0234
5517 | 2018-08-18 20:00 | 8 | August | 20 | 230 | 0 | 0 | 0 | 0 | 0 | 3.0215 | 0.51988 | 0 | 3.5414
5518 | 2018-08-18 21:00 | 8 | August | 21 | 230 | 0 | 0 | 0 | 0 | 0 | 2.8029 | 0.51988 | 0 | 3.3228
5519 | 2018-08-18 22:00 | 8 | August | 22 | 230 | 0 | 0 | 0 | 0 | 0 | 2.2588 | 0.51988 | 0 | 2.7787
5520 | 2018-08-18 23:00 | 8 | August | 23 | 230 | 0 | 0 | 0 | 0 | 0 | 1.6131 | 0.35753 | 0 | 1.9706
5521 | 2018-08-19 | 8 | August | 0 | 231 | 0 | 0 | 0 | 0 | 0 | 1.4574 | 0.35753 | 0 | 1.8149
5522 | 2018-08-19 01:00 | 8 | August | 1 | 231 | 0 | 0 | 0 | 0 | 0 | 1.256 | 0.35753 | 0 | 1.6135
5523 | 2018-08-19 02:00 | 8 | August | 2 | 231 | 0 | 0 | 0 | 0 | 0 | 1.2174 | 0.35753 | 0 | 1.5749
5524 | 2018-08-19 03:00 | 8 | August | 3 | 231 | 0 | 0 | 0 | 0 | 0 | 1.2254 | 0.35753 | 0 | 1.5829
5525 | 2018-08-19 04:00 | 8 | August | 4 | 231 | 0 | 0 | 0 | 0 | 0 | 1.2447 | 0.35753 | 0 | 1.6022
5526 | 2018-08-19 05:00 | 8 | August | 5 | 231 | 0.34802 | 0.34802 | 0.34802 | 0 | 0 | 1.0989 | 0.35753 | 0 | 1.4564
5527 | 2018-08-19 06:00 | 8 | August | 6 | 231 | 2.1751 | 1.9403 | 2.1751 | 0 | 0 | 0 | 0.12272 | 0 | 0.12272
5528 | 2018-08-19 07:00 | 8 | August | 7 | 231 | 3.8282 | 2.5323 | 3.0522 | 0 | 0.77601 | 0 | 0 | 0 | 0
5529 | 2018-08-19 08:00 | 8 | August | 8 | 231 | 5.6118 | 2.9917 | 3.6794 | 0 | 1.9324 | 0 | 0 | 0 | 0
5530 | 2018-08-19 09:00 | 8 | August | 9 | 231 | 7.9175 | 3.1445 | 4.3192 | 0 | 3.5983 | 0 | 0 | 0 | 0
5531 | 2018-08-19 10:00 | 8 | August | 10 | 231 | 6.3079 | 3.2498 | 4.4245 | 0 | 1.8834 | 0 | 0 | 0 | 0
5532 | 2018-08-19 11:00 | 8 | August | 11 | 231 | 6.0033 | 3.4344 | 4.9338 | 0 | 1.0695 | 0 | 0 | 0 | 0
5533 | 2018-08-19 12:00 | 8 | August | 12 | 231 | 7.1344 | 3.3312 | 4.8306 | 0 | 2.3038 | 0 | 0 | 0 | 0
5534 | 2018-08-19 13:00 | 8 | August | 13 | 231 | 7.1344 | 3.0157 | 4.3527 | 0 | 2.7817 | 0 | 0 | 0 | 0
5535 | 2018-08-19 14:00 | 8 | August | 14 | 231 | 8.483 | 2.868 | 3.8803 | 0 | 4.6026 | 0 | 0 | 0 | 0
5536 | 2018-08-19 15:00 | 8 | August | 15 | 231 | 7.3084 | 2.8084 | 3.6584 | 0 | 3.65 | 0 | 0 | 0 | 0
5537 | 2018-08-19 16:00 | 8 | August | 16 | 231 | 4.4808 | 2.8776 | 3.89 | 0 | 0.59076 | 0 | 0 | 0 | 0
5538 | 2018-08-19 17:00 | 8 | August | 17 | 231 | 3.6107 | 3.1722 | 3.6107 | 0 | 0 | 0 | 0.73618 | 0 | 0.73618
5539 | 2018-08-19 18:00 | 8 | August | 18 | 231 | 0.43503 | 0.43503 | 0.43503 | 0 | 0 | 2.97 | 1.1747 | 0 | 4.1447
5540 | 2018-08-19 19:00 | 8 | August | 19 | 231 | 0 | 0 | 0 | 0 | 0 | 3.2796 | 0.85001 | 0 | 4.1296
5541 | 2018-08-19 20:00 | 8 | August | 20 | 231 | 0 | 0 | 0 | 0 | 0 | 2.9594 | 0.85001 | 0 | 3.8095
5542 | 2018-08-19 21:00 | 8 | August | 21 | 231 | 0 | 0 | 0 | 0 | 0 | 2.8718 | 0.51988 | 0 | 3.3916
5543 | 2018-08-19 22:00 | 8 | August | 22 | 231 | 0 | 0 | 0 | 0 | 0 | 2.4698 | 0.51988 | 0 | 2.9897
5544 | 2018-08-19 23:00 | 8 | August | 23 | 231 | 0 | 0 | 0 | 0 | 0 | 1.7708 | 0.35753 | 0 | 2.1283
5545 | 2018-08-20 | 8 | August | 0 | 232 | 0 | 0 | 0 | 0 | 0 | 1.8816 | 0.35753 | 0 | 2.2391
5546 | 2018-08-20 01:00 | 8 | August | 1 | 232 | 0 | 0 | 0 | 0 | 0 | 1.4964 | 0.35753 | 0 | 1.8539
5547 | 2018-08-20 02:00 | 8 | August | 2 | 232 | 0 | 0 | 0 | 0 | 0 | 1.2921 | 0.51988 | 0 | 1.812
5548 | 2018-08-20 03:00 | 8 | August | 3 | 232 | 0 | 0 | 0 | 0 | 0 | 1.2271 | 0.51988 | 0 | 1.7469
5549 | 2018-08-20 04:00 | 8 | August | 4 | 232 | 0 | 0 | 0 | 0 | 0 | 1.2166 | 0.85001 | 0 | 2.0666
5550 | 2018-08-20 05:00 | 8 | August | 5 | 232 | 0.52203 | 0.52203 | 0.52203 | 0 | 0 | 0.6744 | 1.1747 | 0 | 1.8491
5551 | 2018-08-20 06:00 | 8 | August | 6 | 232 | 2.4796 | 1.2392 | 2.4796 | 0 | 0 | 0 | 0.58915 | 0 | 0.58915
5552 | 2018-08-20 07:00 | 8 | August | 7 | 232 | 4.4373 | 1.5443 | 3.3738 | 0 | 1.0634 | 0 | 0 | 0 | 0
5553 | 2018-08-20 08:00 | 8 | August | 8 | 232 | 6.8299 | 3.3074 | 5.2487 | 0 | 1.5812 | 0 | 0 | 0 | 0
5554 | 2018-08-20 09:00 | 8 | August | 9 | 232 | 8.918 | 4.6877 | 6.9155 | 0 | 2.0025 | 0 | 0 | 0 | 0
5555 | 2018-08-20 10:00 | 8 | August | 10 | 232 | 10.5276 | 5.1299 | 7.6825 | 0 | 2.8451 | 0 | 0 | 0 | 0
5556 | 2018-08-20 11:00 | 8 | August | 11 | 232 | 11.3977 | 5.4509 | 8.3383 | 0 | 3.0594 | 0 | 0 | 0 | 0
5557 | 2018-08-20 12:00 | 8 | August | 12 | 232 | 11.5282 | 5.5134 | 8.7255 | 0 | 2.8027 | 0 | 0 | 0 | 0
5558 | 2018-08-20 13:00 | 8 | August | 13 | 232 | 11.0931 | 4.9415 | 7.6666 | 0 | 3.4266 | 0 | 0 | 0 | 0
5559 | 2018-08-20 14:00 | 8 | August | 14 | 232 | 9.9186 | 4.4162 | 6.8111 | 0 | 3.1074 | 0 | 0 | 0 | 0
5560 | 2018-08-20 15:00 | 8 | August | 15 | 232 | 7.961 | 4.0856 | 6.4805 | 0 | 1.4804 | 0 | 0 | 0 | 0
5561 | 2018-08-20 16:00 | 8 | August | 16 | 232 | 5.6553 | 3.8171 | 5.6553 | 0 | 0 | 0 | 0.88681 | 0 | 0.88681
5562 | 2018-08-20 17:00 | 8 | August | 17 | 232 | 2.9582 | 2.9582 | 2.9582 | 0 | 0 | 0.41434 | 2.5909 | 0 | 3.0052
5563 | 2018-08-20 18:00 | 8 | August | 18 | 232 | 0.26102 | 0.26102 | 0.26102 | 0 | 0 | 2.8204 | 2.4456 | 0 | 5.266
5564 | 2018-08-20 19:00 | 8 | August | 19 | 232 | 0 | 0 | 0 | 0 | 0 | 2.9292 | 1.2709 | 0 | 4.2001
5565 | 2018-08-20 20:00 | 8 | August | 20 | 232 | 0 | 0 | 0 | 0 | 0 | 3.0534 | 0.88207 | 0 | 3.9355
5566 | 2018-08-20 21:00 | 8 | August | 21 | 232 | 0 | 0 | 0 | 0 | 0 | 2.9036 | 0.5323 | 0 | 3.4359
5567 | 2018-08-20 22:00 | 8 | August | 22 | 232 | 0 | 0 | 0 | 0 | 0 | 2.7308 | 0.51988 | 0 | 3.2507
5568 | 2018-08-20 23:00 | 8 | August | 23 | 232 | 0 | 0 | 0 | 0 | 0 | 1.6131 | 0.35753 | 0 | 1.9706
5569 | 2018-08-21 | 8 | August | 0 | 233 | 0 | 0 | 0 | 0 | 0 | 1.298 | 0.35753 | 0 | 1.6555
5570 | 2018-08-21 01:00 | 8 | August | 1 | 233 | 0 | 0 | 0 | 0 | 0 | 1.2132 | 0.35753 | 0 | 1.5707
5571 | 2018-08-21 02:00 | 8 | August | 2 | 233 | 0 | 0 | 0 | 0 | 0 | 1.1645 | 0.51988 | 0 | 1.6844
5572 | 2018-08-21 03:00 | 8 | August | 3 | 233 | 0 | 0 | 0 | 0 | 0 | 1.1969 | 0.51988 | 0 | 1.7167
5573 | 2018-08-21 04:00 | 8 | August | 4 | 233 | 0 | 0 | 0 | 0 | 0 | 1.3722 | 0.85001 | 0 | 2.2222
5574 | 2018-08-21 05:00 | 8 | August | 5 | 233 | 0.34802 | 0.34802 | 0.34802 | 0 | 0 | 1.6729 | 1.1747 | 0 | 2.8476
5575 | 2018-08-21 06:00 | 8 | August | 6 | 233 | 2.5231 | 2.5231 | 2.5231 | 0 | 0 | 0.031836 | 1.8296 | 0 | 1.8614
5576 | 2018-08-21 07:00 | 8 | August | 7 | 233 | 4.4373 | 2.7547 | 4.4373 | 0 | 0 | 0 | 0.14701 | 0 | 0.14701
5577 | 2018-08-21 08:00 | 8 | August | 8 | 233 | 6.8299 | 3.8382 | 6.7964 | 0 | 0.033528 | 0 | 0 | 0 | 0
5578 | 2018-08-21 09:00 | 8 | August | 9 | 233 | 9.005 | 4.3353 | 7.0603 | 0 | 1.9447 | 0 | 0 | 0 | 0
5579 | 2018-08-21 10:00 | 8 | August | 10 | 233 | 10.5276 | 4.3806 | 6.9433 | 0 | 3.5844 | 0 | 0 | 0 | 0
5580 | 2018-08-21 11:00 | 8 | August | 11 | 233 | 11.3977 | 4.6466 | 7.534 | 0 | 3.8637 | 0 | 0 | 0 | 0
5581 | 2018-08-21 12:00 | 8 | August | 12 | 233 | 11.4412 | 4.561 | 7.7731 | 0 | 3.6681 | 0 | 0 | 0 | 0
5582 | 2018-08-21 13:00 | 8 | August | 13 | 233 | 10.9626 | 4.2098 | 6.9348 | 0 | 4.0278 | 0 | 0 | 0 | 0
5583 | 2018-08-21 14:00 | 8 | August | 14 | 233 | 9.7881 | 3.9916 | 6.3865 | 0 | 3.4015 | 0 | 0 | 0 | 0
5584 | 2018-08-21 15:00 | 8 | August | 15 | 233 | 8.0045 | 3.9245 | 6.3194 | 0 | 1.685 | 0 | 0 | 0 | 0
5585 | 2018-08-21 16:00 | 8 | August | 16 | 233 | 5.4813 | 4.0541 | 5.4813 | 0 | 0 | 0 | 1.2979 | 0 | 1.2979
5586 | 2018-08-21 17:00 | 8 | August | 17 | 233 | 2.8277 | 2.8277 | 2.8277 | 0 | 0 | 1.0924 | 2.5909 | 0 | 3.6833
5587 | 2018-08-21 18:00 | 8 | August | 18 | 233 | 0.17401 | 0.17401 | 0.17401 | 0 | 0 | 3.5536 | 2.4456 | 0 | 5.9991
5588 | 2018-08-21 19:00 | 8 | August | 19 | 233 | 0 | 0 | 0 | 0 | 0 | 3.1734 | 2.1378 | 0 | 5.3113
5589 | 2018-08-21 20:00 | 8 | August | 20 | 233 | 0 | 0 | 0 | 0 | 0 | 3.0215 | 1.9755 | 0 | 4.997
5590 | 2018-08-21 21:00 | 8 | August | 21 | 233 | 0 | 0 | 0 | 0 | 0 | 2.8029 | 1.6454 | 0 | 4.4483
5591 | 2018-08-21 22:00 | 8 | August | 22 | 233 | 0 | 0 | 0 | 0 | 0 | 2.2588 | 0.77431 | 0 | 3.0331
5592 | 2018-08-21 23:00 | 8 | August | 23 | 233 | 0 | 0 | 0 | 0 | 0 | 1.6131 | 0.35753 | 0 | 1.9706
5593 | 2018-08-22 | 8 | August | 0 | 234 | 0 | 0 | 0 | 0 | 0 | 1.298 | 0.35753 | 0 | 1.6555
5594 | 2018-08-22 01:00 | 8 | August | 1 | 234 | 0 | 0 | 0 | 0 | 0 | 1.2132 | 0.35753 | 0 | 1.5707
5595 | 2018-08-22 02:00 | 8 | August | 2 | 234 | 0 | 0 | 0 | 0 | 0 | 1.1645 | 0.51988 | 0 | 1.6844
5596 | 2018-08-22 03:00 | 8 | August | 3 | 234 | 0 | 0 | 0 | 0 | 0 | 1.1969 | 0.51988 | 0 | 1.7167
5597 | 2018-08-22 04:00 | 8 | August | 4 | 234 | 0 | 0 | 0 | 0 | 0 | 1.3722 | 0.85001 | 0 | 2.2222
5598 | 2018-08-22 05:00 | 8 | August | 5 | 234 | 0.34802 | 0.34802 | 0.34802 | 0 | 0 | 1.6729 | 1.1747 | 0 | 2.8476
5599 | 2018-08-22 06:00 | 8 | August | 6 | 234 | 2.3926 | 2.3926 | 2.3926 | 0 | 0 | 0.16234 | 1.8296 | 0 | 1.9919
5600 | 2018-08-22 07:00 | 8 | August | 7 | 234 | 4.1327 | 2.7547 | 4.1327 | 0 | 0 | 0 | 0.45152 | 0 | 0.45152
5601 | 2018-08-22 08:00 | 8 | August | 8 | 234 | 7.1344 | 3.8382 | 5.7795 | 0 | 1.355 | 0 | 0 | 0 | 0
5602 | 2018-08-22 09:00 | 8 | August | 9 | 234 | 9.0485 | 4.3353 | 6.6892 | 0 | 2.3593 | 0 | 0 | 0 | 0
5603 | 2018-08-22 10:00 | 8 | August | 10 | 234 | 10.2666 | 4.3806 | 6.9433 | 0 | 3.3233 | 0 | 0 | 0 | 0
5604 | 2018-08-22 11:00 | 8 | August | 11 | 234 | 10.0056 | 4.6466 | 7.534 | 0 | 2.4716 | 0 | 0 | 0 | 0
5605 | 2018-08-22 12:00 | 8 | August | 12 | 234 | 9.5706 | 4.561 | 7.5907 | 0 | 1.9799 | 0 | 0 | 0 | 0
5606 | 2018-08-22 13:00 | 8 | August | 13 | 234 | 8.3525 | 4.2098 | 6.9348 | 0 | 1.4176 | 0 | 0 | 0 | 0
5607 | 2018-08-22 14:00 | 8 | August | 14 | 234 | 7.6999 | 3.9916 | 6.3593 | 0 | 1.3407 | 0 | 0 | 0 | 0
5608 | 2018-08-22 15:00 | 8 | August | 15 | 234 | 5.6118 | 3.9245 | 5.6118 | 0 | 0 | 0 | 0.57181 | 0 | 0.57181
5609 | 2018-08-22 16:00 | 8 | August | 16 | 234 | 3.7412 | 3.7412 | 3.7412 | 0 | 0 | 0.31293 | 2.4454 | 0 | 2.7583
5610 | 2018-08-22 17:00 | 8 | August | 17 | 234 | 1.6531 | 1.6531 | 1.6531 | 0 | 0 | 2.2669 | 2.0821 | 0 | 4.349
5611 | 2018-08-22 18:00 | 8 | August | 18 | 234 | 0 | 0 | 0 | 0 | 0 | 3.7276 | 2.4209 | 0 | 6.1484
5612 | 2018-08-22 19:00 | 8 | August | 19 | 234 | 0 | 0 | 0 | 0 | 0 | 3.1734 | 1.0124 | 0 | 4.1858
5613 | 2018-08-22 20:00 | 8 | August | 20 | 234 | 0 | 0 | 0 | 0 | 0 | 3.0215 | 0.85001 | 0 | 3.8715
5614 | 2018-08-22 21:00 | 8 | August | 21 | 234 | 0 | 0 | 0 | 0 | 0 | 2.8029 | 0.51988 | 0 | 3.3228
5615 | 2018-08-22 22:00 | 8 | August | 22 | 234 | 0 | 0 | 0 | 0 | 0 | 2.2588 | 0.51988 | 0 | 2.7787
5616 | 2018-08-22 23:00 | 8 | August | 23 | 234 | 0 | 0 | 0 | 0 | 0 | 1.6131 | 0.35753 | 0 | 1.9706
5617 | 2018-08-23 | 8 | August | 0 | 235 | 0 | 0 | 0 | 0 | 0 | 1.298 | 0.35753 | 0 | 1.6555
5618 | 2018-08-23 01:00 | 8 | August | 1 | 235 | 0 | 0 | 0 | 0 | 0 | 1.2132 | 0.35753 | 0 | 1.5707
5619 | 2018-08-23 02:00 | 8 | August | 2 | 235 | 0 | 0 | 0 | 0 | 0 | 1.1645 | 0.51988 | 0 | 1.6844
5620 | 2018-08-23 03:00 | 8 | August | 3 | 235 | 0 | 0 | 0 | 0 | 0 | 1.1969 | 0.51988 | 0 | 1.7167
5621 | 2018-08-23 04:00 | 8 | August | 4 | 235 | 0 | 0 | 0 | 0 | 0 | 1.3722 | 0.85001 | 0 | 2.2222
5622 | 2018-08-23 05:00 | 8 | August | 5 | 235 | 0 | 0 | 0 | 0 | 0 | 2.0209 | 1.1747 | 0 | 3.1956
5623 | 2018-08-23 06:00 | 8 | August | 6 | 235 | 0.52203 | 0.52203 | 0.52203 | 0 | 0 | 2.033 | 1.8296 | 0 | 3.8625
5624 | 2018-08-23 07:00 | 8 | August | 7 | 235 | 1.1311 | 1.1311 | 1.1311 | 0 | 0 | 1.6236 | 1.8296 | 0 | 3.4532
5625 | 2018-08-23 08:00 | 8 | August | 8 | 235 | 1.6531 | 1.6531 | 1.6531 | 0 | 0 | 2.1851 | 1.9413 | 0 | 4.1264
5626 | 2018-08-23 09:00 | 8 | August | 9 | 235 | 2.0881 | 2.0881 | 2.0881 | 0 | 0 | 2.2471 | 1.5996 | 0 | 3.8467
5627 | 2018-08-23 10:00 | 8 | August | 10 | 235 | 2.4361 | 2.4361 | 2.4361 | 0 | 0 | 1.9444 | 2.5075 | 0 | 4.4519
5628 | 2018-08-23 11:00 | 8 | August | 11 | 235 | 2.6102 | 2.6102 | 2.6102 | 0 | 0 | 2.0364 | 2.8874 | 0 | 4.9238
5629 | 2018-08-23 12:00 | 8 | August | 12 | 235 | 2.6972 | 2.6972 | 2.6972 | 0 | 0 | 1.8638 | 3.2121 | 0 | 5.0759
5630 | 2018-08-23 13:00 | 8 | August | 13 | 235 | 2.4361 | 2.4361 | 2.4361 | 0 | 0 | 1.7737 | 2.725 | 0 | 4.4987
5631 | 2018-08-23 14:00 | 8 | August | 14 | 235 | 2.1751 | 2.1751 | 2.1751 | 0 | 0 | 1.8165 | 2.3949 | 0 | 4.2114
5632 | 2018-08-23 15:00 | 8 | August | 15 | 235 | 1.7401 | 1.7401 | 1.7401 | 0 | 0 | 2.1844 | 2.3949 | 0 | 4.5793
5633 | 2018-08-23 16:00 | 8 | August | 16 | 235 | 1.1311 | 1.1311 | 1.1311 | 0 | 0 | 2.9231 | 2.725 | 0 | 5.6481
5634 | 2018-08-23 17:00 | 8 | August | 17 | 235 | 0.52203 | 0.52203 | 0.52203 | 0 | 0 | 3.398 | 2.5909 | 0 | 5.9889
5635 | 2018-08-23 18:00 | 8 | August | 18 | 235 | 0 | 0 | 0 | 0 | 0 | 3.7276 | 2.4456 | 0 | 6.1731
5636 | 2018-08-23 19:00 | 8 | August | 19 | 235 | 0 | 0 | 0 | 0 | 0 | 3.1734 | 1.5895 | 0 | 4.7629
5637 | 2018-08-23 20:00 | 8 | August | 20 | 235 | 0 | 0 | 0 | 0 | 0 | 3.0215 | 0.85001 | 0 | 3.8715
5638 | 2018-08-23 21:00 | 8 | August | 21 | 235 | 0 | 0 | 0 | 0 | 0 | 2.8029 | 0.51988 | 0 | 3.3228
5639 | 2018-08-23 22:00 | 8 | August | 22 | 235 | 0 | 0 | 0 | 0 | 0 | 2.2588 | 0.51988 | 0 | 2.7787
5640 | 2018-08-23 23:00 | 8 | August | 23 | 235 | 0 | 0 | 0 | 0 | 0 | 1.6131 | 0.35753 | 0 | 1.9706
5641 | 2018-08-24 | 8 | August | 0 | 236 | 0 | 0 | 0 | 0 | 0 | 1.298 | 0.35753 | 0 | 1.6555
5642 | 2018-08-24 01:00 | 8 | August | 1 | 236 | 0 | 0 | 0 | 0 | 0 | 1.2132 | 0.35753 | 0 | 1.5707
5643 | 2018-08-24 02:00 | 8 | August | 2 | 236 | 0 | 0 | 0 | 0 | 0 | 1.1645 | 0.51988 | 0 | 1.6844
5644 | 2018-08-24 03:00 | 8 | August | 3 | 236 | 0 | 0 | 0 | 0 | 0 | 1.1969 | 0.51988 | 0 | 1.7167
5645 | 2018-08-24 04:00 | 8 | August | 4 | 236 | 0 | 0 | 0 | 0 | 0 | 1.3722 | 0.85001 | 0 | 2.2222
5646 | 2018-08-24 05:00 | 8 | August | 5 | 236 | 0.17401 | 0.17401 | 0.17401 | 0 | 0 | 1.8469 | 1.1747 | 0 | 3.0216
5647 | 2018-08-24 06:00 | 8 | August | 6 | 236 | 1.9576 | 1.9576 | 1.9576 | 0 | 0 | 0.59737 | 1.8296 | 0 | 2.4269
5648 | 2018-08-24 07:00 | 8 | August | 7 | 236 | 1.1311 | 1.1311 | 1.1311 | 0 | 0 | 1.6236 | 1.8296 | 0 | 3.4532
5649 | 2018-08-24 08:00 | 8 | August | 8 | 236 | 3.0017 | 3.0017 | 3.0017 | 0 | 0 | 0.8365 | 1.9413 | 0 | 2.7778
5650 | 2018-08-24 09:00 | 8 | August | 9 | 236 | 5.7858 | 4.3353 | 5.7858 | 0 | 0 | 0 | 0.14899 | 0 | 0.14899
5651 | 2018-08-24 10:00 | 8 | August | 10 | 236 | 5.3508 | 4.3806 | 5.3508 | 0 | 0 | 0 | 1.518 | 0 | 1.518
5652 | 2018-08-24 11:00 | 8 | August | 11 | 236 | 2.2621 | 2.2621 | 2.2621 | 0 | 0 | 2.3844 | 2.8661 | 0 | 5.2506
5653 | 2018-08-24 12:00 | 8 | August | 12 | 236 | 0.91355 | 0.91355 | 0.91355 | 0 | 0 | 3.6474 | 3.2121 | 0 | 6.8595
5654 | 2018-08-24 13:00 | 8 | August | 13 | 236 | 3.7847 | 3.7847 | 3.7847 | 0 | 0 | 0.42509 | 2.725 | 0 | 3.1501
5655 | 2018-08-24 14:00 | 8 | August | 14 | 236 | 7.3084 | 3.9916 | 6.3865 | 0 | 0.92187 | 0 | 0 | 0 | 0
5656 | 2018-08-24 15:00 | 8 | August | 15 | 236 | 7.5259 | 3.9245 | 6.3194 | 0 | 1.2065 | 0 | 0 | 0 | 0
5657 | 2018-08-24 16:00 | 8 | August | 16 | 236 | 6.4819 | 4.0541 | 6.4819 | 0 | 0 | 0 | 0.29732 | 0 | 0.29732
5658 | 2018-08-24 17:00 | 8 | August | 17 | 236 | 3.2192 | 3.2192 | 3.2192 | 0 | 0 | 0.70085 | 2.1038 | 0 | 2.8047
5659 | 2018-08-24 18:00 | 8 | August | 18 | 236 | 0.34802 | 0.34802 | 0.34802 | 0 | 0 | 3.3795 | 2.3687 | 0 | 5.7483
5660 | 2018-08-24 19:00 | 8 | August | 19 | 236 | 0 | 0 | 0 | 0 | 0 | 3.1734 | 1.0124 | 0 | 4.1858
5661 | 2018-08-24 20:00 | 8 | August | 20 | 236 | 0 | 0 | 0 | 0 | 0 | 3.0215 | 0.85001 | 0 | 3.8715
5662 | 2018-08-24 21:00 | 8 | August | 21 | 236 | 0 | 0 | 0 | 0 | 0 | 2.8029 | 0.51988 | 0 | 3.3228
5663 | 2018-08-24 22:00 | 8 | August | 22 | 236 | 0 | 0 | 0 | 0 | 0 | 2.2588 | 0.51988 | 0 | 2.7787
5664 | 2018-08-24 23:00 | 8 | August | 23 | 236 | 0 | 0 | 0 | 0 | 0 | 1.6131 | 0.35753 | 0 | 1.9706
5665 | 2018-08-25 | 8 | August | 0 | 237 | 0 | 0 | 0 | 0 | 0 | 1.298 | 0.35753 | 0 | 1.6555
5666 | 2018-08-25 01:00 | 8 | August | 1 | 237 | 0 | 0 | 0 | 0 | 0 | 1.2132 | 0.35753 | 0 | 1.5707
5667 | 2018-08-25 02:00 | 8 | August | 2 | 237 | 0 | 0 | 0 | 0 | 0 | 1.1645 | 0.35753 | 0 | 1.5221
5668 | 2018-08-25 03:00 | 8 | August | 3 | 237 | 0 | 0 | 0 | 0 | 0 | 1.1969 | 0.35753 | 0 | 1.5544
5669 | 2018-08-25 04:00 | 8 | August | 4 | 237 | 0 | 0 | 0 | 0 | 0 | 1.3722 | 0.35753 | 0 | 1.7298
5670 | 2018-08-25 05:00 | 8 | August | 5 | 237 | 0.26102 | 0.26102 | 0.26102 | 0 | 0 | 1.7599 | 0.51988 | 0 | 2.2797
5671 | 2018-08-25 06:00 | 8 | August | 6 | 237 | 2.3056 | 2.3056 | 2.3056 | 0 | 0 | 0.24935 | 0.85001 | 0 | 1.0994
5672 | 2018-08-25 07:00 | 8 | August | 7 | 237 | 4.1762 | 2.7547 | 3.9294 | 0 | 0.24682 | 0 | 0 | 0 | 0
5673 | 2018-08-25 08:00 | 8 | August | 8 | 237 | 6.4819 | 2.7958 | 3.9705 | 0 | 2.5113 | 0 | 0 | 0 | 0
5674 | 2018-08-25 09:00 | 8 | August | 9 | 237 | 8.57 | 2.7148 | 3.7272 | 0 | 4.8428 | 0 | 0 | 0 | 0
5675 | 2018-08-25 10:00 | 8 | August | 10 | 237 | 9.9621 | 2.7601 | 3.4478 | 0 | 6.5143 | 0 | 0 | 0 | 0
5676 | 2018-08-25 11:00 | 8 | August | 11 | 237 | 10.7451 | 3.0262 | 4.0385 | 0 | 6.7066 | 0 | 0 | 0 | 0
5677 | 2018-08-25 12:00 | 8 | August | 12 | 237 | 11.0061 | 2.9406 | 4.1153 | 0 | 6.8908 | 0 | 0 | 0 | 0
5678 | 2018-08-25 13:00 | 8 | August | 13 | 237 | 10.4406 | 2.5894 | 3.7641 | 0 | 6.6765 | 0 | 0 | 0 | 0
5679 | 2018-08-25 14:00 | 8 | August | 14 | 237 | 9.1355 | 2.3712 | 3.5457 | 0 | 5.5899 | 0 | 0 | 0 | 0
5680 | 2018-08-25 15:00 | 8 | August | 15 | 237 | 6.7864 | 2.3041 | 3.7521 | 0 | 3.0343 | 0 | 0 | 0 | 0
5681 | 2018-08-25 16:00 | 8 | August | 16 | 237 | 4.6548 | 2.4337 | 4.4429 | 0 | 0.21182 | 0 | 0 | 0 | 0
5682 | 2018-08-25 17:00 | 8 | August | 17 | 237 | 2.4361 | 2.4361 | 2.4361 | 0 | 0 | 0.32778 | 1.5448 | 0 | 1.8726
5683 | 2018-08-25 18:00 | 8 | August | 18 | 237 | 0.087005 | 0.087005 | 0.087005 | 0 | 0 | 3.0625 | 0.85001 | 0 | 3.9125
5684 | 2018-08-25 19:00 | 8 | August | 19 | 237 | 0 | 0 | 0 | 0 | 0 | 3.1734 | 0.85001 | 0 | 4.0234
5685 | 2018-08-25 20:00 | 8 | August | 20 | 237 | 0 | 0 | 0 | 0 | 0 | 3.0215 | 0.51988 | 0 | 3.5414
5686 | 2018-08-25 21:00 | 8 | August | 21 | 237 | 0 | 0 | 0 | 0 | 0 | 2.8029 | 0.51988 | 0 | 3.3228
5687 | 2018-08-25 22:00 | 8 | August | 22 | 237 | 0 | 0 | 0 | 0 | 0 | 2.2588 | 0.51988 | 0 | 2.7787
5688 | 2018-08-25 23:00 | 8 | August | 23 | 237 | 0 | 0 | 0 | 0 | 0 | 1.6131 | 0.35753 | 0 | 1.9706
5689 | 2018-08-26 | 8 | August | 0 | 238 | 0 | 0 | 0 | 0 | 0 | 1.4574 | 0.35753 | 0 | 1.8149
5690 | 2018-08-26 01:00 | 8 | August | 1 | 238 | 0 | 0 | 0 | 0 | 0 | 1.256 | 0.35753 | 0 | 1.6135
5691 | 2018-08-26 02:00 | 8 | August | 2 | 238 | 0 | 0 | 0 | 0 | 0 | 1.2174 | 0.35753 | 0 | 1.5749
5692 | 2018-08-26 03:00 | 8 | August | 3 | 238 | 0 | 0 | 0 | 0 | 0 | 1.2254 | 0.35753 | 0 | 1.5829
5693 | 2018-08-26 04:00 | 8 | August | 4 | 238 | 0 | 0 | 0 | 0 | 0 | 1.2447 | 0.35753 | 0 | 1.6022
5694 | 2018-08-26 05:00 | 8 | August | 5 | 238 | 0.17401 | 0.17401 | 0.17401 | 0 | 0 | 1.2729 | 0.35753 | 0 | 1.6304
5695 | 2018-08-26 06:00 | 8 | August | 6 | 238 | 2.3926 | 1.9403 | 2.2978 | 0 | 0.094792 | 0 | 0 | 0 | 0
5696 | 2018-08-26 07:00 | 8 | August | 7 | 238 | 4.3067 | 2.5323 | 3.0522 | 0 | 1.2545 | 0 | 0 | 0 | 0
5697 | 2018-08-26 08:00 | 8 | August | 8 | 238 | 6.6994 | 2.9917 | 3.6794 | 0 | 3.02 | 0 | 0 | 0 | 0
5698 | 2018-08-26 09:00 | 8 | August | 9 | 238 | 8.918 | 3.1445 | 4.3192 | 0 | 4.5988 | 0 | 0 | 0 | 0
5699 | 2018-08-26 10:00 | 8 | August | 10 | 238 | 10.4841 | 3.2498 | 4.4245 | 0 | 6.0596 | 0 | 0 | 0 | 0
5700 | 2018-08-26 11:00 | 8 | August | 11 | 238 | 11.3542 | 3.4344 | 4.9338 | 0 | 6.4203 | 0 | 0 | 0 | 0
5701 | 2018-08-26 12:00 | 8 | August | 12 | 238 | 11.6152 | 3.3312 | 4.8306 | 0 | 6.7846 | 0 | 0 | 0 | 0
5702 | 2018-08-26 13:00 | 8 | August | 13 | 238 | 11.0496 | 3.0157 | 4.5334 | 0 | 6.5162 | 0 | 0 | 0 | 0
5703 | 2018-08-26 14:00 | 8 | August | 14 | 238 | 9.7446 | 2.868 | 4.3313 | 0 | 5.4132 | 0 | 0 | 0 | 0
5704 | 2018-08-26 15:00 | 8 | August | 15 | 238 | 7.874 | 2.8084 | 4.0619 | 0 | 3.8121 | 0 | 0 | 0 | 0
5705 | 2018-08-26 16:00 | 8 | August | 16 | 238 | 5.3073 | 2.8776 | 4.1764 | 0 | 1.131 | 0 | 0 | 0 | 0
5706 | 2018-08-26 17:00 | 8 | August | 17 | 238 | 2.5231 | 2.5231 | 2.5231 | 0 | 0 | 0.64901 | 1.3298 | 0 | 1.9788
5707 | 2018-08-26 18:00 | 8 | August | 18 | 238 | 0.087005 | 0.087005 | 0.087005 | 0 | 0 | 3.318 | 1.1747 | 0 | 4.4927
5708 | 2018-08-26 19:00 | 8 | August | 19 | 238 | 0 | 0 | 0 | 0 | 0 | 3.2796 | 0.85001 | 0 | 4.1296
5709 | 2018-08-26 20:00 | 8 | August | 20 | 238 | 0 | 0 | 0 | 0 | 0 | 2.9594 | 0.85001 | 0 | 3.8095
5710 | 2018-08-26 21:00 | 8 | August | 21 | 238 | 0 | 0 | 0 | 0 | 0 | 2.8718 | 0.51988 | 0 | 3.3916
5711 | 2018-08-26 22:00 | 8 | August | 22 | 238 | 0 | 0 | 0 | 0 | 0 | 2.4698 | 0.51988 | 0 | 2.9897
5712 | 2018-08-26 23:00 | 8 | August | 23 | 238 | 0 | 0 | 0 | 0 | 0 | 1.7708 | 0.35753 | 0 | 2.1283
5713 | 2018-08-27 | 8 | August | 0 | 239 | 0 | 0 | 0 | 0 | 0 | 1.8816 | 0.35753 | 0 | 2.2391
5714 | 2018-08-27 01:00 | 8 | August | 1 | 239 | 0 | 0 | 0 | 0 | 0 | 1.4964 | 0.35753 | 0 | 1.8539
5715 | 2018-08-27 02:00 | 8 | August | 2 | 239 | 0 | 0 | 0 | 0 | 0 | 1.2921 | 0.51988 | 0 | 1.812
5716 | 2018-08-27 03:00 | 8 | August | 3 | 239 | 0 | 0 | 0 | 0 | 0 | 1.2271 | 0.51988 | 0 | 1.7469
5717 | 2018-08-27 04:00 | 8 | August | 4 | 239 | 0 | 0 | 0 | 0 | 0 | 1.2166 | 0.85001 | 0 | 2.0666
5718 | 2018-08-27 05:00 | 8 | August | 5 | 239 | 0.17401 | 0.17401 | 0.17401 | 0 | 0 | 1.0224 | 1.1747 | 0 | 2.1971
5719 | 2018-08-27 06:00 | 8 | August | 6 | 239 | 2.0011 | 1.2392 | 2.0011 | 0 | 0 | 0 | 1.0677 | 0 | 1.0677
5720 | 2018-08-27 07:00 | 8 | August | 7 | 239 | 3.7412 | 1.5443 | 3.3738 | 0 | 0.3674 | 0 | 0 | 0 | 0
5721 | 2018-08-27 08:00 | 8 | August | 8 | 239 | 5.6553 | 3.3074 | 5.2487 | 0 | 0.40661 | 0 | 0 | 0 | 0
5722 | 2018-08-27 09:00 | 8 | August | 9 | 239 | 7.7434 | 4.6877 | 6.2873 | 0 | 1.4562 | 0 | 0 | 0 | 0
5723 | 2018-08-27 10:00 | 8 | August | 10 | 239 | 9.0485 | 5.1299 | 6.5671 | 0 | 2.4814 | 0 | 0 | 0 | 0
5724 | 2018-08-27 11:00 | 8 | August | 11 | 239 | 10.0926 | 5.4509 | 7.2128 | 0 | 2.8798 | 0 | 0 | 0 | 0
5725 | 2018-08-27 12:00 | 8 | August | 12 | 239 | 9.7881 | 5.5134 | 8.2973 | 0 | 1.4907 | 0 | 0 | 0 | 0
5726 | 2018-08-27 13:00 | 8 | August | 13 | 239 | 8.57 | 4.9415 | 7.4224 | 0 | 1.1476 | 0 | 0 | 0 | 0
5727 | 2018-08-27 14:00 | 8 | August | 14 | 239 | 7.1344 | 4.4162 | 6.5474 | 0 | 0.58699 | 0 | 0 | 0 | 0
5728 | 2018-08-27 15:00 | 8 | August | 15 | 239 | 5.7858 | 4.0856 | 5.7858 | 0 | 0 | 0 | 0.36203 | 0 | 0.36203
5729 | 2018-08-27 16:00 | 8 | August | 16 | 239 | 3.3497 | 3.3497 | 3.3497 | 0 | 0 | 0.4674 | 2.2625 | 0 | 2.7299
5730 | 2018-08-27 17:00 | 8 | August | 17 | 239 | 1.5661 | 1.5661 | 1.5661 | 0 | 0 | 1.8064 | 1.8968 | 0 | 3.7032
5731 | 2018-08-27 18:00 | 8 | August | 18 | 239 | 0 | 0 | 0 | 0 | 0 | 3.0814 | 2.2452 | 0 | 5.3267
5732 | 2018-08-27 19:00 | 8 | August | 19 | 239 | 0 | 0 | 0 | 0 | 0 | 2.9292 | 1.0124 | 0 | 3.9416
5733 | 2018-08-27 20:00 | 8 | August | 20 | 239 | 0 | 0 | 0 | 0 | 0 | 3.0534 | 0.85001 | 0 | 3.9034
5734 | 2018-08-27 21:00 | 8 | August | 21 | 239 | 0 | 0 | 0 | 0 | 0 | 2.9036 | 0.51988 | 0 | 3.4235
5735 | 2018-08-27 22:00 | 8 | August | 22 | 239 | 0 | 0 | 0 | 0 | 0 | 2.7308 | 0.51988 | 0 | 3.2507
5736 | 2018-08-27 23:00 | 8 | August | 23 | 239 | 0 | 0 | 0 | 0 | 0 | 1.6131 | 0.35753 | 0 | 1.9706
5737 | 2018-08-28 | 8 | August | 0 | 240 | 0 | 0 | 0 | 0 | 0 | 1.298 | 0.35753 | 0 | 1.6555
5738 | 2018-08-28 01:00 | 8 | August | 1 | 240 | 0 | 0 | 0 | 0 | 0 | 1.2132 | 0.35753 | 0 | 1.5707
5739 | 2018-08-28 02:00 | 8 | August | 2 | 240 | 0 | 0 | 0 | 0 | 0 | 1.1645 | 0.51988 | 0 | 1.6844
5740 | 2018-08-28 03:00 | 8 | August | 3 | 240 | 0 | 0 | 0 | 0 | 0 | 1.1969 | 0.51988 | 0 | 1.7167
5741 | 2018-08-28 04:00 | 8 | August | 4 | 240 | 0 | 0 | 0 | 0 | 0 | 1.3722 | 0.85001 | 0 | 2.2222
5742 | 2018-08-28 05:00 | 8 | August | 5 | 240 | 0 | 0 | 0 | 0 | 0 | 2.0209 | 1.1747 | 0 | 3.1956
5743 | 2018-08-28 06:00 | 8 | August | 6 | 240 | 0.78305 | 0.78305 | 0.78305 | 0 | 0 | 1.7719 | 1.8296 | 0 | 3.6015
5744 | 2018-08-28 07:00 | 8 | August | 7 | 240 | 2.1751 | 2.1751 | 2.1751 | 0 | 0 | 0.57957 | 1.8296 | 0 | 2.4091
5745 | 2018-08-28 08:00 | 8 | August | 8 | 240 | 6.6124 | 3.8382 | 5.7795 | 0 | 0.83292 | 0 | 0 | 0 | 0
5746 | 2018-08-28 09:00 | 8 | August | 9 | 240 | 10.3536 | 4.3353 | 5.9348 | 0 | 4.4188 | 0 | 0 | 0 | 0
5747 | 2018-08-28 10:00 | 8 | August | 10 | 240 | 10.9626 | 4.3806 | 5.8178 | 0 | 5.1449 | 0 | 0 | 0 | 0
5748 | 2018-08-28 11:00 | 8 | August | 11 | 240 | 10.0491 | 4.6466 | 6.943 | 0 | 3.1061 | 0 | 0 | 0 | 0
5749 | 2018-08-28 12:00 | 8 | August | 12 | 240 | 8.309 | 4.561 | 7.7718 | 0 | 0.53723 | 0 | 0 | 0 | 0
5750 | 2018-08-28 13:00 | 8 | August | 13 | 240 | 9.0485 | 4.2098 | 6.9348 | 0 | 2.1137 | 0 | 0 | 0 | 0
5751 | 2018-08-28 14:00 | 8 | August | 14 | 240 | 4.7853 | 3.9916 | 4.7853 | 0 | 0 | 0 | 1.6013 | 0 | 1.6013
5752 | 2018-08-28 15:00 | 8 | August | 15 | 240 | 1.2181 | 1.2181 | 1.2181 | 0 | 0 | 2.7064 | 2.3949 | 0 | 5.1013
5753 | 2018-08-28 16:00 | 8 | August | 16 | 240 | 0.34802 | 0.34802 | 0.34802 | 0 | 0 | 3.7061 | 2.725 | 0 | 6.4312
5754 | 2018-08-28 17:00 | 8 | August | 17 | 240 | 0.17401 | 0.17401 | 0.17401 | 0 | 0 | 3.746 | 2.1451 | 0 | 5.8911
5755 | 2018-08-28 18:00 | 8 | August | 18 | 240 | 0 | 0 | 0 | 0 | 0 | 3.7276 | 2.3446 | 0 | 6.0721
5756 | 2018-08-28 19:00 | 8 | August | 19 | 240 | 0 | 0 | 0 | 0 | 0 | 3.1734 | 1.0124 | 0 | 4.1858
5757 | 2018-08-28 20:00 | 8 | August | 20 | 240 | 0 | 0 | 0 | 0 | 0 | 3.0215 | 0.85001 | 0 | 3.8715
5758 | 2018-08-28 21:00 | 8 | August | 21 | 240 | 0 | 0 | 0 | 0 | 0 | 2.8029 | 0.51988 | 0 | 3.3228
5759 | 2018-08-28 22:00 | 8 | August | 22 | 240 | 0 | 0 | 0 | 0 | 0 | 2.2588 | 0.51988 | 0 | 2.7787
5760 | 2018-08-28 23:00 | 8 | August | 23 | 240 | 0 | 0 | 0 | 0 | 0 | 1.6131 | 0.35753 | 0 | 1.9706
5761 | 2018-08-29 | 8 | August | 0 | 241 | 0 | 0 | 0 | 0 | 0 | 1.298 | 0.35753 | 0 | 1.6555
5762 | 2018-08-29 01:00 | 8 | August | 1 | 241 | 0 | 0 | 0 | 0 | 0 | 1.2132 | 0.35753 | 0 | 1.5707
5763 | 2018-08-29 02:00 | 8 | August | 2 | 241 | 0 | 0 | 0 | 0 | 0 | 1.1645 | 0.51988 | 0 | 1.6844
5764 | 2018-08-29 03:00 | 8 | August | 3 | 241 | 0 | 0 | 0 | 0 | 0 | 1.1969 | 0.51988 | 0 | 1.7167
5765 | 2018-08-29 04:00 | 8 | August | 4 | 241 | 0 | 0 | 0 | 0 | 0 | 1.3722 | 0.85001 | 0 | 2.2222
5766 | 2018-08-29 05:00 | 8 | August | 5 | 241 | 0.087005 | 0.087005 | 0.087005 | 0 | 0 | 1.9339 | 1.1747 | 0 | 3.1086
5767 | 2018-08-29 06:00 | 8 | August | 6 | 241 | 1.6966 | 1.6966 | 1.6966 | 0 | 0 | 0.85838 | 1.8296 | 0 | 2.688
5768 | 2018-08-29 07:00 | 8 | August | 7 | 241 | 3.3497 | 2.7547 | 3.3497 | 0 | 0 | 0 | 1.2346 | 0 | 1.2346
5769 | 2018-08-29 08:00 | 8 | August | 8 | 241 | 5.0463 | 3.8382 | 5.0463 | 0 | 0 | 0 | 0.73317 | 0 | 0.73317
5770 | 2018-08-29 09:00 | 8 | August | 9 | 241 | 6.7429 | 4.3353 | 6.5936 | 0 | 0.14929 | 0 | 0 | 0 | 0
5771 | 2018-08-29 10:00 | 8 | August | 10 | 241 | 7.874 | 4.3806 | 6.9433 | 0 | 0.9307 | 0 | 0 | 0 | 0
5772 | 2018-08-29 11:00 | 8 | August | 11 | 241 | 8.222 | 4.6466 | 7.534 | 0 | 0.688 | 0 | 0 | 0 | 0
5773 | 2018-08-29 12:00 | 8 | August | 12 | 241 | 8.222 | 4.561 | 7.7731 | 0 | 0.44888 | 0 | 0 | 0 | 0
5774 | 2018-08-29 13:00 | 8 | August | 13 | 241 | 7.2649 | 4.2098 | 6.9348 | 0 | 0.33007 | 0 | 0 | 0 | 0
5775 | 2018-08-29 14:00 | 8 | August | 14 | 241 | 6.7429 | 3.9916 | 6.3865 | 0 | 0.35634 | 0 | 0 | 0 | 0
5776 | 2018-08-29 15:00 | 8 | August | 15 | 241 | 4.8288 | 3.9245 | 4.8288 | 0 | 0 | 0 | 1.4906 | 0 | 1.4906
5777 | 2018-08-29 16:00 | 8 | August | 16 | 241 | 2.9582 | 2.9582 | 2.9582 | 0 | 0 | 1.096 | 2.725 | 0 | 3.821
5778 | 2018-08-29 17:00 | 8 | August | 17 | 241 | 1.3051 | 1.3051 | 1.3051 | 0 | 0 | 2.615 | 2.5909 | 0 | 5.2059
5779 | 2018-08-29 18:00 | 8 | August | 18 | 241 | 0 | 0 | 0 | 0 | 0 | 3.7276 | 2.4456 | 0 | 6.1731
5780 | 2018-08-29 19:00 | 8 | August | 19 | 241 | 0 | 0 | 0 | 0 | 0 | 3.1734 | 2.1378 | 0 | 5.3113
5781 | 2018-08-29 20:00 | 8 | August | 20 | 241 | 0 | 0 | 0 | 0 | 0 | 3.0215 | 0.94555 | 0 | 3.9671
5782 | 2018-08-29 21:00 | 8 | August | 21 | 241 | 0 | 0 | 0 | 0 | 0 | 2.8029 | 0.51988 | 0 | 3.3228
5783 | 2018-08-29 22:00 | 8 | August | 22 | 241 | 0 | 0 | 0 | 0 | 0 | 2.2588 | 0.51988 | 0 | 2.7787
5784 | 2018-08-29 23:00 | 8 | August | 23 | 241 | 0 | 0 | 0 | 0 | 0 | 1.6131 | 0.35753 | 0 | 1.9706
5785 | 2018-08-30 | 8 | August | 0 | 242 | 0 | 0 | 0 | 0 | 0 | 1.298 | 0.35753 | 0 | 1.6555
5786 | 2018-08-30 01:00 | 8 | August | 1 | 242 | 0 | 0 | 0 | 0 | 0 | 1.2132 | 0.35753 | 0 | 1.5707
5787 | 2018-08-30 02:00 | 8 | August | 2 | 242 | 0 | 0 | 0 | 0 | 0 | 1.1645 | 0.51988 | 0 | 1.6844
5788 | 2018-08-30 03:00 | 8 | August | 3 | 242 | 0 | 0 | 0 | 0 | 0 | 1.1969 | 0.51988 | 0 | 1.7167
5789 | 2018-08-30 04:00 | 8 | August | 4 | 242 | 0 | 0 | 0 | 0 | 0 | 1.3722 | 0.85001 | 0 | 2.2222
5790 | 2018-08-30 05:00 | 8 | August | 5 | 242 | 0.17401 | 0.17401 | 0.17401 | 0 | 0 | 1.8469 | 1.1747 | 0 | 3.0216
5791 | 2018-08-30 06:00 | 8 | August | 6 | 242 | 2.3491 | 2.3491 | 2.3491 | 0 | 0 | 0.20585 | 1.8296 | 0 | 2.0354
5792 | 2018-08-30 07:00 | 8 | August | 7 | 242 | 4.6548 | 2.7547 | 4.5843 | 0 | 0.070507 | 0 | 0 | 0 | 0
5793 | 2018-08-30 08:00 | 8 | August | 8 | 242 | 7.0474 | 3.8382 | 5.7795 | 0 | 1.2679 | 0 | 0 | 0 | 0
5794 | 2018-08-30 09:00 | 8 | August | 9 | 242 | 6.2209 | 4.3353 | 5.9348 | 0 | 0.28604 | 0 | 0 | 0 | 0
5795 | 2018-08-30 10:00 | 8 | August | 10 | 242 | 7.1344 | 4.3806 | 6.2286 | 0 | 0.90585 | 0 | 0 | 0 | 0
5796 | 2018-08-30 11:00 | 8 | August | 11 | 242 | 5.5683 | 4.6466 | 5.5683 | 0 | 0 | 0 | 1.8893 | 0 | 1.8893
5797 | 2018-08-30 12:00 | 8 | August | 12 | 242 | 4.2632 | 4.2632 | 4.2632 | 0 | 0 | 0.29773 | 3.1787 | 0 | 3.4764
5798 | 2018-08-30 13:00 | 8 | August | 13 | 242 | 4.0457 | 4.0457 | 4.0457 | 0 | 0 | 0.16407 | 2.725 | 0 | 2.8891
5799 | 2018-08-30 14:00 | 8 | August | 14 | 242 | 1.3921 | 1.3921 | 1.3921 | 0 | 0 | 2.5996 | 2.3949 | 0 | 4.9945
5800 | 2018-08-30 15:00 | 8 | August | 15 | 242 | 0.52203 | 0.52203 | 0.52203 | 0 | 0 | 3.4025 | 2.3103 | 0 | 5.7128
5801 | 2018-08-30 16:00 | 8 | August | 16 | 242 | 0.34802 | 0.34802 | 0.34802 | 0 | 0 | 3.7061 | 2.521 | 0 | 6.2272
5802 | 2018-08-30 17:00 | 8 | August | 17 | 242 | 0.087005 | 0.087005 | 0.087005 | 0 | 0 | 3.833 | 2.5909 | 0 | 6.4239
5803 | 2018-08-30 18:00 | 8 | August | 18 | 242 | 0 | 0 | 0 | 0 | 0 | 3.7276 | 2.4456 | 0 | 6.1731
5804 | 2018-08-30 19:00 | 8 | August | 19 | 242 | 0 | 0 | 0 | 0 | 0 | 3.1734 | 1.0124 | 0 | 4.1858
5805 | 2018-08-30 20:00 | 8 | August | 20 | 242 | 0 | 0 | 0 | 0 | 0 | 3.0215 | 0.85001 | 0 | 3.8715
5806 | 2018-08-30 21:00 | 8 | August | 21 | 242 | 0 | 0 | 0 | 0 | 0 | 2.8029 | 0.51988 | 0 | 3.3228
5807 | 2018-08-30 22:00 | 8 | August | 22 | 242 | 0 | 0 | 0 | 0 | 0 | 2.2588 | 0.51988 | 0 | 2.7787
5808 | 2018-08-30 23:00 | 8 | August | 23 | 242 | 0 | 0 | 0 | 0 | 0 | 1.6131 | 0.35753 | 0 | 1.9706
5809 | 2018-08-31 | 8 | August | 0 | 243 | 0 | 0 | 0 | 0 | 0 | 1.298 | 0.35753 | 0 | 1.6555
5810 | 2018-08-31 01:00 | 8 | August | 1 | 243 | 0 | 0 | 0 | 0 | 0 | 1.2132 | 0.35753 | 0 | 1.5707
5811 | 2018-08-31 02:00 | 8 | August | 2 | 243 | 0 | 0 | 0 | 0 | 0 | 1.1645 | 0.51988 | 0 | 1.6844
5812 | 2018-08-31 03:00 | 8 | August | 3 | 243 | 0 | 0 | 0 | 0 | 0 | 1.1969 | 0.51988 | 0 | 1.7167
5813 | 2018-08-31 04:00 | 8 | August | 4 | 243 | 0 | 0 | 0 | 0 | 0 | 1.3722 | 0.85001 | 0 | 2.2222
5814 | 2018-08-31 05:00 | 8 | August | 5 | 243 | 0.087005 | 0.087005 | 0.087005 | 0 | 0 | 1.9339 | 1.1747 | 0 | 3.1086
5815 | 2018-08-31 06:00 | 8 | August | 6 | 243 | 0.87005 | 0.87005 | 0.87005 | 0 | 0 | 1.6849 | 1.8296 | 0 | 3.5145
5816 | 2018-08-31 07:00 | 8 | August | 7 | 243 | 2.1316 | 2.1316 | 2.1316 | 0 | 0 | 0.62307 | 1.8296 | 0 | 2.4526
5817 | 2018-08-31 08:00 | 8 | August | 8 | 243 | 3.0887 | 3.0887 | 3.0887 | 0 | 0 | 0.7495 | 1.9413 | 0 | 2.6908
5818 | 2018-08-31 09:00 | 8 | August | 9 | 243 | 4.2632 | 4.2632 | 4.2632 | 0 | 0 | 0.072009 | 1.5996 | 0 | 1.6716
5819 | 2018-08-31 10:00 | 8 | August | 10 | 243 | 5.0898 | 4.3806 | 5.0898 | 0 | 0 | 0 | 1.3075 | 0 | 1.3075
5820 | 2018-08-31 11:00 | 8 | August | 11 | 243 | 5.3508 | 4.6466 | 5.3508 | 0 | 0 | 0 | 2.1357 | 0 | 2.1357
5821 | 2018-08-31 12:00 | 8 | August | 12 | 243 | 5.5683 | 4.561 | 5.5683 | 0 | 0 | 0 | 2.1937 | 0 | 2.1937
5822 | 2018-08-31 13:00 | 8 | August | 13 | 243 | 5.3943 | 4.2098 | 5.3943 | 0 | 0 | 0 | 1.5405 | 0 | 1.5405
5823 | 2018-08-31 14:00 | 8 | August | 14 | 243 | 4.7853 | 3.9916 | 4.7853 | 0 | 0 | 0 | 1.6013 | 0 | 1.6013
5824 | 2018-08-31 15:00 | 8 | August | 15 | 243 | 2.9147 | 2.9147 | 2.9147 | 0 | 0 | 1.0098 | 2.3949 | 0 | 3.4048
5825 | 2018-08-31 16:00 | 8 | August | 16 | 243 | 1.7836 | 1.7836 | 1.7836 | 0 | 0 | 2.2705 | 2.725 | 0 | 4.9956
5826 | 2018-08-31 17:00 | 8 | August | 17 | 243 | 0.60904 | 0.60904 | 0.60904 | 0 | 0 | 3.311 | 2.1879 | 0 | 5.4989
5827 | 2018-08-31 18:00 | 8 | August | 18 | 243 | 0 | 0 | 0 | 0 | 0 | 3.7276 | 2.3102 | 0 | 6.0378
5828 | 2018-08-31 19:00 | 8 | August | 19 | 243 | 0 | 0 | 0 | 0 | 0 | 3.1734 | 1.0124 | 0 | 4.1858
5829 | 2018-08-31 20:00 | 8 | August | 20 | 243 | 0 | 0 | 0 | 0 | 0 | 3.0215 | 0.85001 | 0 | 3.8715
5830 | 2018-08-31 21:00 | 8 | August | 21 | 243 | 0 | 0 | 0 | 0 | 0 | 2.8029 | 0.51988 | 0 | 3.3228
5831 | 2018-08-31 22:00 | 8 | August | 22 | 243 | 0 | 0 | 0 | 0 | 0 | 2.2588 | 0.51988 | 0 | 2.7787
5832 | 2018-08-31 23:00 | 8 | August | 23 | 243 | 0 | 0 | 0 | 0 | 0 | 1.6131 | 0.35753 | 0 | 1.9706
5833 | 2018-09-01 | 9 | September | 0 | 244 | 0 | 0 | 0 | 0 | 0 | 1.298 | 0.35753 | 0 | 1.6555
5834 | 2018-09-01 01:00 | 9 | September | 1 | 244 | 0 | 0 | 0 | 0 | 0 | 1.2132 | 0.35753 | 0 | 1.5707
5835 | 2018-09-01 02:00 | 9 | September | 2 | 244 | 0 | 0 | 0 | 0 | 0 | 1.1645 | 0.35753 | 0 | 1.5221
5836 | 2018-09-01 03:00 | 9 | September | 3 | 244 | 0 | 0 | 0 | 0 | 0 | 1.1969 | 0.35753 | 0 | 1.5544
5837 | 2018-09-01 04:00 | 9 | September | 4 | 244 | 0 | 0 | 0 | 0 | 0 | 1.3722 | 0.35753 | 0 | 1.7298
5838 | 2018-09-01 05:00 | 9 | September | 5 | 244 | 0.17401 | 0.17401 | 0.17401 | 0 | 0 | 1.8469 | 0.51988 | 0 | 2.3667
5839 | 2018-09-01 06:00 | 9 | September | 6 | 244 | 2.3491 | 2.3491 | 2.3491 | 0 | 0 | 0.20585 | 0.85001 | 0 | 1.0559
5840 | 2018-09-01 07:00 | 9 | September | 7 | 244 | 4.2197 | 2.7547 | 3.9294 | 0 | 0.29032 | 0 | 0 | 0 | 0
5841 | 2018-09-01 08:00 | 9 | September | 8 | 244 | 6.8734 | 2.7958 | 3.9705 | 0 | 2.9029 | 0 | 0 | 0 | 0
5842 | 2018-09-01 09:00 | 9 | September | 9 | 244 | 9.179 | 2.7148 | 3.7272 | 0 | 5.4518 | 0 | 0 | 0 | 0
5843 | 2018-09-01 10:00 | 9 | September | 10 | 244 | 10.9191 | 2.7601 | 3.4478 | 0 | 7.4713 | 0 | 0 | 0 | 0
5844 | 2018-09-01 11:00 | 9 | September | 11 | 244 | 12.0067 | 3.0262 | 4.0385 | 0 | 7.9682 | 0 | 0 | 0 | 0
5845 | 2018-09-01 12:00 | 9 | September | 12 | 244 | 12.2677 | 2.9406 | 4.1153 | 0 | 8.1524 | 0 | 0 | 0 | 0
5846 | 2018-09-01 13:00 | 9 | September | 13 | 244 | 11.6587 | 2.5894 | 3.7641 | 0 | 7.8946 | 0 | 0 | 0 | 0
5847 | 2018-09-01 14:00 | 9 | September | 14 | 244 | 10.3536 | 2.3712 | 3.3836 | 0 | 6.97 | 0 | 0 | 0 | 0
5848 | 2018-09-01 15:00 | 9 | September | 15 | 244 | 8.309 | 2.3041 | 3.3165 | 0 | 4.9925 | 0 | 0 | 0 | 0
5849 | 2018-09-01 16:00 | 9 | September | 16 | 244 | 5.6988 | 2.4337 | 4.1009 | 0 | 1.5979 | 0 | 0 | 0 | 0
5850 | 2018-09-01 17:00 | 9 | September | 17 | 244 | 2.5666 | 2.5666 | 2.5666 | 0 | 0 | 0.19728 | 1.3371 | 0 | 1.5344
5851 | 2018-09-01 18:00 | 9 | September | 18 | 244 | 0.087005 | 0.087005 | 0.087005 | 0 | 0 | 3.0625 | 0.85001 | 0 | 3.9125
5852 | 2018-09-01 19:00 | 9 | September | 19 | 244 | 0 | 0 | 0 | 0 | 0 | 3.1734 | 0.85001 | 0 | 4.0234
5853 | 2018-09-01 20:00 | 9 | September | 20 | 244 | 0 | 0 | 0 | 0 | 0 | 3.0215 | 0.51988 | 0 | 3.5414
5854 | 2018-09-01 21:00 | 9 | September | 21 | 244 | 0 | 0 | 0 | 0 | 0 | 2.8029 | 0.51988 | 0 | 3.3228
5855 | 2018-09-01 22:00 | 9 | September | 22 | 244 | 0 | 0 | 0 | 0 | 0 | 2.2588 | 0.51988 | 0 | 2.7787
5856 | 2018-09-01 23:00 | 9 | September | 23 | 244 | 0 | 0 | 0 | 0 | 0 | 1.6131 | 0.35753 | 0 | 1.9706
5857 | 2018-09-02 | 9 | September | 0 | 245 | 0 | 0 | 0 | 0 | 0 | 1.4574 | 0.35753 | 0 | 1.8149
5858 | 2018-09-02 01:00 | 9 | September | 1 | 245 | 0 | 0 | 0 | 0 | 0 | 1.256 | 0.35753 | 0 | 1.6135
5859 | 2018-09-02 02:00 | 9 | September | 2 | 245 | 0 | 0 | 0 | 0 | 0 | 1.2174 | 0.35753 | 0 | 1.5749
5860 | 2018-09-02 03:00 | 9 | September | 3 | 245 | 0 | 0 | 0 | 0 | 0 | 1.2254 | 0.35753 | 0 | 1.5829
5861 | 2018-09-02 04:00 | 9 | September | 4 | 245 | 0 | 0 | 0 | 0 | 0 | 1.2447 | 0.35753 | 0 | 1.6022
5862 | 2018-09-02 05:00 | 9 | September | 5 | 245 | 0.087005 | 0.087005 | 0.087005 | 0 | 0 | 1.3599 | 0.35753 | 0 | 1.7174
5863 | 2018-09-02 06:00 | 9 | September | 6 | 245 | 2.1316 | 1.9403 | 2.1316 | 0 | 0 | 0 | 0.16622 | 0 | 0.16622
5864 | 2018-09-02 07:00 | 9 | September | 7 | 245 | 3.9152 | 2.5323 | 3.0522 | 0 | 0.86302 | 0 | 0 | 0 | 0
5865 | 2018-09-02 08:00 | 9 | September | 8 | 245 | 6.3949 | 2.9917 | 3.6794 | 0 | 2.7155 | 0 | 0 | 0 | 0
5866 | 2018-09-02 09:00 | 9 | September | 9 | 245 | 8.5265 | 3.1445 | 4.3192 | 0 | 4.2073 | 0 | 0 | 0 | 0
5867 | 2018-09-02 10:00 | 9 | September | 10 | 245 | 10.0056 | 3.2498 | 4.4245 | 0 | 5.5811 | 0 | 0 | 0 | 0
5868 | 2018-09-02 11:00 | 9 | September | 11 | 245 | 10.9626 | 3.4344 | 4.9338 | 0 | 6.0288 | 0 | 0 | 0 | 0
5869 | 2018-09-02 12:00 | 9 | September | 12 | 245 | 10.9626 | 3.3312 | 4.8306 | 0 | 6.132 | 0 | 0 | 0 | 0
5870 | 2018-09-02 13:00 | 9 | September | 13 | 245 | 10.3971 | 3.0157 | 4.3527 | 0 | 6.0444 | 0 | 0 | 0 | 0
5871 | 2018-09-02 14:00 | 9 | September | 14 | 245 | 9.092 | 2.868 | 3.8803 | 0 | 5.2117 | 0 | 0 | 0 | 0
5872 | 2018-09-02 15:00 | 9 | September | 15 | 245 | 7.3084 | 2.8084 | 3.6584 | 0 | 3.65 | 0 | 0 | 0 | 0
5873 | 2018-09-02 16:00 | 9 | September | 16 | 245 | 4.6548 | 2.8776 | 3.89 | 0 | 0.76477 | 0 | 0 | 0 | 0
5874 | 2018-09-02 17:00 | 9 | September | 17 | 245 | 1.9576 | 1.9576 | 1.9576 | 0 | 0 | 1.2145 | 1.1747 | 0 | 2.3893
5875 | 2018-09-02 18:00 | 9 | September | 18 | 245 | 0 | 0 | 0 | 0 | 0 | 3.405 | 1.1747 | 0 | 4.5797
5876 | 2018-09-02 19:00 | 9 | September | 19 | 245 | 0 | 0 | 0 | 0 | 0 | 3.2796 | 0.85001 | 0 | 4.1296
5877 | 2018-09-02 20:00 | 9 | September | 20 | 245 | 0 | 0 | 0 | 0 | 0 | 2.9594 | 0.85001 | 0 | 3.8095
5878 | 2018-09-02 21:00 | 9 | September | 21 | 245 | 0 | 0 | 0 | 0 | 0 | 2.8718 | 0.51988 | 0 | 3.3916
5879 | 2018-09-02 22:00 | 9 | September | 22 | 245 | 0 | 0 | 0 | 0 | 0 | 2.4698 | 0.51988 | 0 | 2.9897
5880 | 2018-09-02 23:00 | 9 | September | 23 | 245 | 0 | 0 | 0 | 0 | 0 | 1.7708 | 0.35753 | 0 | 2.1283
5881 | 2018-09-03 | 9 | September | 0 | 246 | 0 | 0 | 0 | 0 | 0 | 1.8816 | 0.35753 | 0 | 2.2391
5882 | 2018-09-03 01:00 | 9 | September | 1 | 246 | 0 | 0 | 0 | 0 | 0 | 1.4964 | 0.35753 | 0 | 1.8539
5883 | 2018-09-03 02:00 | 9 | September | 2 | 246 | 0 | 0 | 0 | 0 | 0 | 1.2921 | 0.51988 | 0 | 1.812
5884 | 2018-09-03 03:00 | 9 | September | 3 | 246 | 0 | 0 | 0 | 0 | 0 | 1.2271 | 0.51988 | 0 | 1.7469
5885 | 2018-09-03 04:00 | 9 | September | 4 | 246 | 0 | 0 | 0 | 0 | 0 | 1.2166 | 0.85001 | 0 | 2.0666
5886 | 2018-09-03 05:00 | 9 | September | 5 | 246 | 0.087005 | 0.087005 | 0.087005 | 0 | 0 | 1.1094 | 1.1747 | 0 | 2.2842
5887 | 2018-09-03 06:00 | 9 | September | 6 | 246 | 1.9141 | 1.2392 | 1.9141 | 0 | 0 | 0 | 1.1547 | 0 | 1.1547
5888 | 2018-09-03 07:00 | 9 | September | 7 | 246 | 3.7412 | 1.5443 | 3.3738 | 0 | 0.3674 | 0 | 0 | 0 | 0
5889 | 2018-09-03 08:00 | 9 | September | 8 | 246 | 6.0033 | 3.3074 | 5.2487 | 0 | 0.75463 | 0 | 0 | 0 | 0
5890 | 2018-09-03 09:00 | 9 | September | 9 | 246 | 7.9175 | 4.6877 | 6.2873 | 0 | 1.6302 | 0 | 0 | 0 | 0
5891 | 2018-09-03 10:00 | 9 | September | 10 | 246 | 9.5706 | 5.1299 | 6.5671 | 0 | 3.0034 | 0 | 0 | 0 | 0
5892 | 2018-09-03 11:00 | 9 | September | 11 | 246 | 10.5276 | 5.4509 | 7.2128 | 0 | 3.3148 | 0 | 0 | 0 | 0
5893 | 2018-09-03 12:00 | 9 | September | 12 | 246 | 10.7016 | 5.5134 | 7.6 | 0 | 3.1016 | 0 | 0 | 0 | 0
5894 | 2018-09-03 13:00 | 9 | September | 13 | 246 | 10.1796 | 4.9415 | 6.5411 | 0 | 3.6385 | 0 | 0 | 0 | 0
5895 | 2018-09-03 14:00 | 9 | September | 14 | 246 | 8.9615 | 4.4162 | 5.6857 | 0 | 3.2758 | 0 | 0 | 0 | 0
5896 | 2018-09-03 15:00 | 9 | September | 15 | 246 | 7.1779 | 4.0856 | 5.3551 | 0 | 1.8229 | 0 | 0 | 0 | 0
5897 | 2018-09-03 16:00 | 9 | September | 16 | 246 | 4.7418 | 3.8171 | 4.7418 | 0 | 0 | 0 | 0.67489 | 0 | 0.67489
5898 | 2018-09-03 17:00 | 9 | September | 17 | 246 | 2.3926 | 2.3926 | 2.3926 | 0 | 0 | 0.97987 | 1.4654 | 0 | 2.4453
5899 | 2018-09-03 18:00 | 9 | September | 18 | 246 | 0.087005 | 0.087005 | 0.087005 | 0 | 0 | 2.9944 | 1.3201 | 0 | 4.3145
5900 | 2018-09-03 19:00 | 9 | September | 19 | 246 | 0 | 0 | 0 | 0 | 0 | 2.9292 | 1.0124 | 0 | 3.9416
5901 | 2018-09-03 20:00 | 9 | September | 20 | 246 | 0 | 0 | 0 | 0 | 0 | 3.0534 | 0.85001 | 0 | 3.9034
5902 | 2018-09-03 21:00 | 9 | September | 21 | 246 | 0 | 0 | 0 | 0 | 0 | 2.9036 | 0.51988 | 0 | 3.4235
5903 | 2018-09-03 22:00 | 9 | September | 22 | 246 | 0 | 0 | 0 | 0 | 0 | 2.7308 | 0.51988 | 0 | 3.2507
5904 | 2018-09-03 23:00 | 9 | September | 23 | 246 | 0 | 0 | 0 | 0 | 0 | 1.6131 | 0.35753 | 0 | 1.9706
5905 | 2018-09-04 | 9 | September | 0 | 247 | 0 | 0 | 0 | 0 | 0 | 1.298 | 0.35753 | 0 | 1.6555
5906 | 2018-09-04 01:00 | 9 | September | 1 | 247 | 0 | 0 | 0 | 0 | 0 | 1.2132 | 0.35753 | 0 | 1.5707
5907 | 2018-09-04 02:00 | 9 | September | 2 | 247 | 0 | 0 | 0 | 0 | 0 | 1.1645 | 0.51988 | 0 | 1.6844
5908 | 2018-09-04 03:00 | 9 | September | 3 | 247 | 0 | 0 | 0 | 0 | 0 | 1.1969 | 0.51988 | 0 | 1.7167
5909 | 2018-09-04 04:00 | 9 | September | 4 | 247 | 0 | 0 | 0 | 0 | 0 | 1.3722 | 0.85001 | 0 | 2.2222
5910 | 2018-09-04 05:00 | 9 | September | 5 | 247 | 0.087005 | 0.087005 | 0.087005 | 0 | 0 | 1.9339 | 1.1747 | 0 | 3.1086
5911 | 2018-09-04 06:00 | 9 | September | 6 | 247 | 1.6966 | 1.6966 | 1.6966 | 0 | 0 | 0.85838 | 1.8296 | 0 | 2.688
5912 | 2018-09-04 07:00 | 9 | September | 7 | 247 | 3.5237 | 2.7547 | 3.5237 | 0 | 0 | 0 | 1.0606 | 0 | 1.0606
5913 | 2018-09-04 08:00 | 9 | September | 8 | 247 | 5.6988 | 3.8382 | 5.6988 | 0 | 0 | 0 | 0.080631 | 0 | 0.080631
5914 | 2018-09-04 09:00 | 9 | September | 9 | 247 | 7.7869 | 4.3353 | 5.9348 | 0 | 1.8521 | 0 | 0 | 0 | 0
5915 | 2018-09-04 10:00 | 9 | September | 10 | 247 | 8.918 | 4.3806 | 5.8178 | 0 | 3.1002 | 0 | 0 | 0 | 0
5916 | 2018-09-04 11:00 | 9 | September | 11 | 247 | 9.44 | 4.6466 | 6.4085 | 0 | 3.0315 | 0 | 0 | 0 | 0
5917 | 2018-09-04 12:00 | 9 | September | 12 | 247 | 10.0491 | 4.561 | 6.6476 | 0 | 3.4015 | 0 | 0 | 0 | 0
5918 | 2018-09-04 13:00 | 9 | September | 13 | 247 | 9.1355 | 4.2098 | 5.8094 | 0 | 3.3262 | 0 | 0 | 0 | 0
5919 | 2018-09-04 14:00 | 9 | September | 14 | 247 | 7.5694 | 3.9916 | 5.2611 | 0 | 2.3084 | 0 | 0 | 0 | 0
5920 | 2018-09-04 15:00 | 9 | September | 15 | 247 | 5.4378 | 3.9245 | 5.1939 | 0 | 0.24387 | 0 | 0 | 0 | 0
5921 | 2018-09-04 16:00 | 9 | September | 16 | 247 | 3.4802 | 3.4802 | 3.4802 | 0 | 0 | 0.57395 | 1.5996 | 0 | 2.1735
5922 | 2018-09-04 17:00 | 9 | September | 17 | 247 | 1.1311 | 1.1311 | 1.1311 | 0 | 0 | 2.789 | 1.4654 | 0 | 4.2544
5923 | 2018-09-04 18:00 | 9 | September | 18 | 247 | 0 | 0 | 0 | 0 | 0 | 3.7276 | 1.3201 | 0 | 5.0476
5924 | 2018-09-04 19:00 | 9 | September | 19 | 247 | 0 | 0 | 0 | 0 | 0 | 3.1734 | 1.0124 | 0 | 4.1858
5925 | 2018-09-04 20:00 | 9 | September | 20 | 247 | 0 | 0 | 0 | 0 | 0 | 3.0215 | 0.85001 | 0 | 3.8715
5926 | 2018-09-04 21:00 | 9 | September | 21 | 247 | 0 | 0 | 0 | 0 | 0 | 2.8029 | 0.51988 | 0 | 3.3228
5927 | 2018-09-04 22:00 | 9 | September | 22 | 247 | 0 | 0 | 0 | 0 | 0 | 2.2588 | 0.51988 | 0 | 2.7787
5928 | 2018-09-04 23:00 | 9 | September | 23 | 247 | 0 | 0 | 0 | 0 | 0 | 1.6131 | 0.35753 | 0 | 1.9706
5929 | 2018-09-05 | 9 | September | 0 | 248 | 0 | 0 | 0 | 0 | 0 | 1.298 | 0.35753 | 0 | 1.6555
5930 | 2018-09-05 01:00 | 9 | September | 1 | 248 | 0 | 0 | 0 | 0 | 0 | 1.2132 | 0.35753 | 0 | 1.5707
5931 | 2018-09-05 02:00 | 9 | September | 2 | 248 | 0 | 0 | 0 | 0 | 0 | 1.1645 | 0.51988 | 0 | 1.6844
5932 | 2018-09-05 03:00 | 9 | September | 3 | 248 | 0 | 0 | 0 | 0 | 0 | 1.1969 | 0.51988 | 0 | 1.7167
5933 | 2018-09-05 04:00 | 9 | September | 4 | 248 | 0 | 0 | 0 | 0 | 0 | 1.3722 | 0.85001 | 0 | 2.2222
5934 | 2018-09-05 05:00 | 9 | September | 5 | 248 | 0 | 0 | 0 | 0 | 0 | 2.0209 | 1.1747 | 0 | 3.1956
5935 | 2018-09-05 06:00 | 9 | September | 6 | 248 | 1.0006 | 1.0006 | 1.0006 | 0 | 0 | 1.5544 | 1.8296 | 0 | 3.384
5936 | 2018-09-05 07:00 | 9 | September | 7 | 248 | 2.1316 | 2.1316 | 2.1316 | 0 | 0 | 0.62307 | 1.8296 | 0 | 2.4526
5937 | 2018-09-05 08:00 | 9 | September | 8 | 248 | 7.0909 | 3.8382 | 5.7795 | 0 | 1.3114 | 0 | 0 | 0 | 0
5938 | 2018-09-05 09:00 | 9 | September | 9 | 248 | 7.5694 | 4.3353 | 5.9348 | 0 | 1.6346 | 0 | 0 | 0 | 0
5939 | 2018-09-05 10:00 | 9 | September | 10 | 248 | 9.266 | 4.3806 | 5.8178 | 0 | 3.4483 | 0 | 0 | 0 | 0
5940 | 2018-09-05 11:00 | 9 | September | 11 | 248 | 1.3051 | 1.3051 | 1.3051 | 0 | 0 | 3.3415 | 1.7619 | 0 | 5.1034
5941 | 2018-09-05 12:00 | 9 | September | 12 | 248 | 5.4378 | 4.561 | 5.4378 | 0 | 0 | 0 | 1.2098 | 0 | 1.2098
5942 | 2018-09-05 13:00 | 9 | September | 13 | 248 | 12.2677 | 4.2098 | 5.8094 | 0 | 6.4583 | 0 | 0 | 0 | 0
5943 | 2018-09-05 14:00 | 9 | September | 14 | 248 | 8.309 | 3.9916 | 5.2611 | 0 | 3.0479 | 0 | 0 | 0 | 0
5944 | 2018-09-05 15:00 | 9 | September | 15 | 248 | 0.69604 | 0.69604 | 0.69604 | 0 | 0 | 3.2285 | 1.2694 | 0 | 4.4979
5945 | 2018-09-05 16:00 | 9 | September | 16 | 248 | 0.26102 | 0.26102 | 0.26102 | 0 | 0 | 3.7931 | 1.5996 | 0 | 5.3927
5946 | 2018-09-05 17:00 | 9 | September | 17 | 248 | 0.087005 | 0.087005 | 0.087005 | 0 | 0 | 3.833 | 1.4654 | 0 | 5.2985
5947 | 2018-09-05 18:00 | 9 | September | 18 | 248 | 0 | 0 | 0 | 0 | 0 | 3.7276 | 1.3201 | 0 | 5.0476
5948 | 2018-09-05 19:00 | 9 | September | 19 | 248 | 0 | 0 | 0 | 0 | 0 | 3.1734 | 1.0124 | 0 | 4.1858
5949 | 2018-09-05 20:00 | 9 | September | 20 | 248 | 0 | 0 | 0 | 0 | 0 | 3.0215 | 0.85001 | 0 | 3.8715
5950 | 2018-09-05 21:00 | 9 | September | 21 | 248 | 0 | 0 | 0 | 0 | 0 | 2.8029 | 0.51988 | 0 | 3.3228
5951 | 2018-09-05 22:00 | 9 | September | 22 | 248 | 0 | 0 | 0 | 0 | 0 | 2.2588 | 0.51988 | 0 | 2.7787
5952 | 2018-09-05 23:00 | 9 | September | 23 | 248 | 0 | 0 | 0 | 0 | 0 | 1.6131 | 0.35753 | 0 | 1.9706
5953 | 2018-09-06 | 9 | September | 0 | 249 | 0 | 0 | 0 | 0 | 0 | 1.298 | 0.35753 | 0 | 1.6555
5954 | 2018-09-06 01:00 | 9 | September | 1 | 249 | 0 | 0 | 0 | 0 | 0 | 1.2132 | 0.35753 | 0 | 1.5707
5955 | 2018-09-06 02:00 | 9 | September | 2 | 249 | 0 | 0 | 0 | 0 | 0 | 1.1645 | 0.51988 | 0 | 1.6844
5956 | 2018-09-06 03:00 | 9 | September | 3 | 249 | 0 | 0 | 0 | 0 | 0 | 1.1969 | 0.51988 | 0 | 1.7167
5957 | 2018-09-06 04:00 | 9 | September | 4 | 249 | 0 | 0 | 0 | 0 | 0 | 1.3722 | 0.85001 | 0 | 2.2222
5958 | 2018-09-06 05:00 | 9 | September | 5 | 249 | 0 | 0 | 0 | 0 | 0 | 2.0209 | 1.1747 | 0 | 3.1956
5959 | 2018-09-06 06:00 | 9 | September | 6 | 249 | 1.6531 | 1.6531 | 1.6531 | 0 | 0 | 0.90189 | 1.8296 | 0 | 2.7315
5960 | 2018-09-06 07:00 | 9 | September | 7 | 249 | 4.6113 | 2.7547 | 4.5843 | 0 | 0.027004 | 0 | 0 | 0 | 0
5961 | 2018-09-06 08:00 | 9 | September | 8 | 249 | 4.4373 | 3.8382 | 4.4373 | 0 | 0 | 0 | 1.3422 | 0 | 1.3422
5962 | 2018-09-06 09:00 | 9 | September | 9 | 249 | 6.9604 | 4.3353 | 5.9348 | 0 | 1.0256 | 0 | 0 | 0 | 0
5963 | 2018-09-06 10:00 | 9 | September | 10 | 249 | 5.2638 | 4.3806 | 5.2638 | 0 | 0 | 0 | 0.55398 | 0 | 0.55398
5964 | 2018-09-06 11:00 | 9 | September | 11 | 249 | 8.135 | 4.6466 | 6.4085 | 0 | 1.7265 | 0 | 0 | 0 | 0
5965 | 2018-09-06 12:00 | 9 | September | 12 | 249 | 10.1361 | 4.561 | 6.6476 | 0 | 3.4885 | 0 | 0 | 0 | 0
5966 | 2018-09-06 13:00 | 9 | September | 13 | 249 | 3.5672 | 3.5672 | 3.5672 | 0 | 0 | 0.6426 | 1.5996 | 0 | 2.2422
5967 | 2018-09-06 14:00 | 9 | September | 14 | 249 | 3.0452 | 3.0452 | 3.0452 | 0 | 0 | 0.94646 | 1.2694 | 0 | 2.2159
5968 | 2018-09-06 15:00 | 9 | September | 15 | 249 | 0.78305 | 0.78305 | 0.78305 | 0 | 0 | 3.1415 | 1.2694 | 0 | 4.4109
5969 | 2018-09-06 16:00 | 9 | September | 16 | 249 | 0.26102 | 0.26102 | 0.26102 | 0 | 0 | 3.7931 | 1.5996 | 0 | 5.3927
5970 | 2018-09-06 17:00 | 9 | September | 17 | 249 | 0.087005 | 0.087005 | 0.087005 | 0 | 0 | 3.833 | 1.4654 | 0 | 5.2985
5971 | 2018-09-06 18:00 | 9 | September | 18 | 249 | 0 | 0 | 0 | 0 | 0 | 3.7276 | 1.3201 | 0 | 5.0476
5972 | 2018-09-06 19:00 | 9 | September | 19 | 249 | 0 | 0 | 0 | 0 | 0 | 3.1734 | 1.0124 | 0 | 4.1858
5973 | 2018-09-06 20:00 | 9 | September | 20 | 249 | 0 | 0 | 0 | 0 | 0 | 3.0215 | 0.85001 | 0 | 3.8715
5974 | 2018-09-06 21:00 | 9 | September | 21 | 249 | 0 | 0 | 0 | 0 | 0 | 2.8029 | 0.51988 | 0 | 3.3228
5975 | 2018-09-06 22:00 | 9 | September | 22 | 249 | 0 | 0 | 0 | 0 | 0 | 2.2588 | 0.51988 | 0 | 2.7787
5976 | 2018-09-06 23:00 | 9 | September | 23 | 249 | 0 | 0 | 0 | 0 | 0 | 1.6131 | 0.35753 | 0 | 1.9706
5977 | 2018-09-07 | 9 | September | 0 | 250 | 0 | 0 | 0 | 0 | 0 | 1.298 | 0.35753 | 0 | 1.6555
5978 | 2018-09-07 01:00 | 9 | September | 1 | 250 | 0 | 0 | 0 | 0 | 0 | 1.2132 | 0.35753 | 0 | 1.5707
5979 | 2018-09-07 02:00 | 9 | September | 2 | 250 | 0 | 0 | 0 | 0 | 0 | 1.1645 | 0.51988 | 0 | 1.6844
5980 | 2018-09-07 03:00 | 9 | September | 3 | 250 | 0 | 0 | 0 | 0 | 0 | 1.1969 | 0.51988 | 0 | 1.7167
5981 | 2018-09-07 04:00 | 9 | September | 4 | 250 | 0 | 0 | 0 | 0 | 0 | 1.3722 | 0.85001 | 0 | 2.2222
5982 | 2018-09-07 05:00 | 9 | September | 5 | 250 | 0 | 0 | 0 | 0 | 0 | 2.0209 | 1.1747 | 0 | 3.1956
5983 | 2018-09-07 06:00 | 9 | September | 6 | 250 | 1.1311 | 1.1311 | 1.1311 | 0 | 0 | 1.4239 | 1.8296 | 0 | 3.2535
5984 | 2018-09-07 07:00 | 9 | September | 7 | 250 | 1.7401 | 1.7401 | 1.7401 | 0 | 0 | 1.0146 | 1.8296 | 0 | 2.8442
5985 | 2018-09-07 08:00 | 9 | September | 8 | 250 | 2.5666 | 2.5666 | 2.5666 | 0 | 0 | 1.2715 | 1.9413 | 0 | 3.2128
5986 | 2018-09-07 09:00 | 9 | September | 9 | 250 | 5.1768 | 4.3353 | 5.1768 | 0 | 0 | 0 | 0.75802 | 0 | 0.75802
5987 | 2018-09-07 10:00 | 9 | September | 10 | 250 | 6.3079 | 4.3806 | 5.8178 | 0 | 0.49009 | 0 | 0 | 0 | 0
5988 | 2018-09-07 11:00 | 9 | September | 11 | 250 | 6.1339 | 4.6466 | 6.1339 | 0 | 0 | 0 | 0.27464 | 0 | 0.27464
5989 | 2018-09-07 12:00 | 9 | September | 12 | 250 | 4.5243 | 4.5243 | 4.5243 | 0 | 0 | 0.036719 | 2.0866 | 0 | 2.1234
5990 | 2018-09-07 13:00 | 9 | September | 13 | 250 | 5.8728 | 4.2098 | 5.8094 | 0 | 0.063465 | 0 | 0 | 0 | 0
5991 | 2018-09-07 14:00 | 9 | September | 14 | 250 | 6.0468 | 3.9916 | 5.2611 | 0 | 0.78578 | 0 | 0 | 0 | 0
5992 | 2018-09-07 15:00 | 9 | September | 15 | 250 | 4.2197 | 3.9245 | 4.2197 | 0 | 0 | 0 | 0.9742 | 0 | 0.9742
5993 | 2018-09-07 16:00 | 9 | September | 16 | 250 | 3.8717 | 3.8717 | 3.8717 | 0 | 0 | 0.18242 | 1.5996 | 0 | 1.782
5994 | 2018-09-07 17:00 | 9 | September | 17 | 250 | 2.0446 | 2.0446 | 2.0446 | 0 | 0 | 1.8754 | 1.4654 | 0 | 3.3409
5995 | 2018-09-07 18:00 | 9 | September | 18 | 250 | 0 | 0 | 0 | 0 | 0 | 3.7276 | 1.3201 | 0 | 5.0476
5996 | 2018-09-07 19:00 | 9 | September | 19 | 250 | 0 | 0 | 0 | 0 | 0 | 3.1734 | 1.0124 | 0 | 4.1858
5997 | 2018-09-07 20:00 | 9 | September | 20 | 250 | 0 | 0 | 0 | 0 | 0 | 3.0215 | 0.85001 | 0 | 3.8715
5998 | 2018-09-07 21:00 | 9 | September | 21 | 250 | 0 | 0 | 0 | 0 | 0 | 2.8029 | 0.51988 | 0 | 3.3228
5999 | 2018-09-07 22:00 | 9 | September | 22 | 250 | 0 | 0 | 0 | 0 | 0 | 2.2588 | 0.51988 | 0 | 2.7787
6000 | 2018-09-07 23:00 | 9 | September | 23 | 250 | 0 | 0 | 0 | 0 | 0 | 1.6131 | 0.35753 | 0 | 1.9706
6001 | 2018-09-08 | 9 | September | 0 | 251 | 0 | 0 | 0 | 0 | 0 | 1.298 | 0.35753 | 0 | 1.6555
6002 | 2018-09-08 01:00 | 9 | September | 1 | 251 | 0 | 0 | 0 | 0 | 0 | 1.2132 | 0.35753 | 0 | 1.5707
6003 | 2018-09-08 02:01 | 9 | September | 2 | 251 | 0 | 0 | 0 | 0 | 0 | 1.1645 | 0.35753 | 0 | 1.5221
6004 | 2018-09-08 03:01 | 9 | September | 3 | 251 | 0 | 0 | 0 | 0 | 0 | 1.1969 | 0.35753 | 0 | 1.5544
6005 | 2018-09-08 04:01 | 9 | September | 4 | 251 | 0 | 0 | 0 | 0 | 0 | 1.3722 | 0.35753 | 0 | 1.7298
6006 | 2018-09-08 05:01 | 9 | September | 5 | 251 | 0 | 0 | 0 | 0 | 0 | 2.0209 | 0.51988 | 0 | 2.5408
6007 | 2018-09-08 06:01 | 9 | September | 6 | 251 | 1.3051 | 1.3051 | 1.3051 | 0 | 0 | 1.2499 | 0.85001 | 0 | 2.0999
6008 | 2018-09-08 07:01 | 9 | September | 7 | 251 | 2.5231 | 2.5231 | 2.5231 | 0 | 0 | 0.23155 | 1.1747 | 0 | 1.4063
6009 | 2018-09-08 08:01 | 9 | September | 8 | 251 | 3.4802 | 2.7958 | 3.4802 | 0 | 0 | 0 | 0.49034 | 0 | 0.49034
6010 | 2018-09-08 09:01 | 9 | September | 9 | 251 | 4.1327 | 2.7148 | 3.7272 | 0 | 0.40554 | 0 | 0 | 0 | 0
6011 | 2018-09-08 10:01 | 9 | September | 10 | 251 | 5.0028 | 2.7601 | 3.4478 | 0 | 1.555 | 0 | 0 | 0 | 0
6012 | 2018-09-08 11:01 | 9 | September | 11 | 251 | 5.6988 | 3.0262 | 4.0385 | 0 | 1.6603 | 0 | 0 | 0 | 0
6013 | 2018-09-08 12:01 | 9 | September | 12 | 251 | 5.9598 | 2.9406 | 4.1153 | 0 | 1.8446 | 0 | 0 | 0 | 0
6014 | 2018-09-08 13:01 | 9 | September | 13 | 251 | 5.5683 | 2.5894 | 3.7641 | 0 | 1.8042 | 0 | 0 | 0 | 0
6015 | 2018-09-08 14:01 | 9 | September | 14 | 251 | 5.8293 | 2.3712 | 3.3836 | 0 | 2.4458 | 0 | 0 | 0 | 0
6016 | 2018-09-08 15:01 | 9 | September | 15 | 251 | 4.0457 | 2.3041 | 3.3165 | 0 | 0.72928 | 0 | 0 | 0 | 0
6017 | 2018-09-08 16:01 | 9 | September | 16 | 251 | 2.6102 | 2.4337 | 2.6102 | 0 | 0 | 0 | 1.4908 | 0 | 1.4908
6018 | 2018-09-08 17:01 | 9 | September | 17 | 251 | 0.60904 | 0.60904 | 0.60904 | 0 | 0 | 2.1549 | 1.3371 | 0 | 3.492
6019 | 2018-09-08 18:01 | 9 | September | 18 | 251 | 0 | 0 | 0 | 0 | 0 | 3.1495 | 0.85001 | 0 | 3.9995
6020 | 2018-09-08 19:01 | 9 | September | 19 | 251 | 0 | 0 | 0 | 0 | 0 | 3.1734 | 0.85001 | 0 | 4.0234
6021 | 2018-09-08 20:01 | 9 | September | 20 | 251 | 0 | 0 | 0 | 0 | 0 | 3.0215 | 0.51988 | 0 | 3.5414
6022 | 2018-09-08 21:01 | 9 | September | 21 | 251 | 0 | 0 | 0 | 0 | 0 | 2.8029 | 0.51988 | 0 | 3.3228
6023 | 2018-09-08 22:01 | 9 | September | 22 | 251 | 0 | 0 | 0 | 0 | 0 | 2.2588 | 0.51988 | 0 | 2.7787
6024 | 2018-09-08 23:01 | 9 | September | 23 | 251 | 0 | 0 | 0 | 0 | 0 | 1.6131 | 0.35753 | 0 | 1.9706
6025 | 2018-09-09 00:01 | 9 | September | 0 | 252 | 0 | 0 | 0 | 0 | 0 | 1.4574 | 0.35753 | 0 | 1.8149
6026 | 2018-09-09 01:01 | 9 | September | 1 | 252 | 0 | 0 | 0 | 0 | 0 | 1.256 | 0.35753 | 0 | 1.6135
6027 | 2018-09-09 02:01 | 9 | September | 2 | 252 | 0 | 0 | 0 | 0 | 0 | 1.2174 | 0.35753 | 0 | 1.5749
6028 | 2018-09-09 03:01 | 9 | September | 3 | 252 | 0 | 0 | 0 | 0 | 0 | 1.2254 | 0.35753 | 0 | 1.5829
6029 | 2018-09-09 04:01 | 9 | September | 4 | 252 | 0 | 0 | 0 | 0 | 0 | 1.2447 | 0.35753 | 0 | 1.6022
6030 | 2018-09-09 05:01 | 9 | September | 5 | 252 | 0 | 0 | 0 | 0 | 0 | 1.4469 | 0.35753 | 0 | 1.8044
6031 | 2018-09-09 06:01 | 9 | September | 6 | 252 | 1.3921 | 1.3921 | 1.3921 | 0 | 0 | 0.54824 | 0.35753 | 0 | 0.90577
6032 | 2018-09-09 07:01 | 9 | September | 7 | 252 | 3.1322 | 2.5323 | 3.0522 | 0 | 0.079972 | 0 | 0 | 0 | 0
6033 | 2018-09-09 08:01 | 9 | September | 8 | 252 | 5.0463 | 2.9917 | 3.6794 | 0 | 1.3669 | 0 | 0 | 0 | 0
6034 | 2018-09-09 09:01 | 9 | September | 9 | 252 | 6.6559 | 3.1445 | 4.3192 | 0 | 2.3367 | 0 | 0 | 0 | 0
6035 | 2018-09-09 10:01 | 9 | September | 10 | 252 | 7.6564 | 3.2498 | 4.4245 | 0 | 3.2319 | 0 | 0 | 0 | 0
6036 | 2018-09-09 11:01 | 9 | September | 11 | 252 | 8.3525 | 3.4344 | 4.9338 | 0 | 3.4187 | 0 | 0 | 0 | 0
6037 | 2018-09-09 12:01 | 9 | September | 12 | 252 | 8.048 | 3.3312 | 4.8306 | 0 | 3.2173 | 0 | 0 | 0 | 0
6038 | 2018-09-09 13:01 | 9 | September | 13 | 252 | 7.7434 | 3.0157 | 4.3527 | 0 | 3.3907 | 0 | 0 | 0 | 0
6039 | 2018-09-09 14:01 | 9 | September | 14 | 252 | 6.6994 | 2.868 | 3.8803 | 0 | 2.819 | 0 | 0 | 0 | 0
6040 | 2018-09-09 15:01 | 9 | September | 15 | 252 | 4.8288 | 2.8084 | 3.6584 | 0 | 1.1704 | 0 | 0 | 0 | 0
6041 | 2018-09-09 16:01 | 9 | September | 16 | 252 | 2.9582 | 2.8776 | 2.9582 | 0 | 0 | 0 | 0.93182 | 0 | 0.93182
6042 | 2018-09-09 17:01 | 9 | September | 17 | 252 | 1.1746 | 1.1746 | 1.1746 | 0 | 0 | 1.9976 | 1.1747 | 0 | 3.1723
6043 | 2018-09-09 18:01 | 9 | September | 18 | 252 | 0 | 0 | 0 | 0 | 0 | 3.405 | 1.1747 | 0 | 4.5797
6044 | 2018-09-09 19:01 | 9 | September | 19 | 252 | 0 | 0 | 0 | 0 | 0 | 3.2796 | 0.85001 | 0 | 4.1296
6045 | 2018-09-09 20:01 | 9 | September | 20 | 252 | 0 | 0 | 0 | 0 | 0 | 2.9594 | 0.85001 | 0 | 3.8095
6046 | 2018-09-09 21:01 | 9 | September | 21 | 252 | 0 | 0 | 0 | 0 | 0 | 2.8718 | 0.51988 | 0 | 3.3916
6047 | 2018-09-09 22:01 | 9 | September | 22 | 252 | 0 | 0 | 0 | 0 | 0 | 2.4698 | 0.51988 | 0 | 2.9897
6048 | 2018-09-09 23:01 | 9 | September | 23 | 252 | 0 | 0 | 0 | 0 | 0 | 1.7708 | 0.35753 | 0 | 2.1283
6049 | 2018-09-10 00:01 | 9 | September | 0 | 253 | 0 | 0 | 0 | 0 | 0 | 1.8816 | 0.35753 | 0 | 2.2391
6050 | 2018-09-10 01:01 | 9 | September | 1 | 253 | 0 | 0 | 0 | 0 | 0 | 1.4964 | 0.35753 | 0 | 1.8539
6051 | 2018-09-10 02:01 | 9 | September | 2 | 253 | 0 | 0 | 0 | 0 | 0 | 1.2921 | 0.51988 | 0 | 1.812
6052 | 2018-09-10 03:01 | 9 | September | 3 | 253 | 0 | 0 | 0 | 0 | 0 | 1.2271 | 0.51988 | 0 | 1.7469
6053 | 2018-09-10 04:01 | 9 | September | 4 | 253 | 0 | 0 | 0 | 0 | 0 | 1.2166 | 0.85001 | 0 | 2.0666
6054 | 2018-09-10 05:01 | 9 | September | 5 | 253 | 0 | 0 | 0 | 0 | 0 | 1.1964 | 1.1747 | 0 | 2.3712
6055 | 2018-09-10 06:01 | 9 | September | 6 | 253 | 1.0441 | 1.0441 | 1.0441 | 0 | 0 | 0.19517 | 1.8296 | 0 | 2.0247
6056 | 2018-09-10 07:01 | 9 | September | 7 | 253 | 2.6537 | 1.5443 | 2.6537 | 0 | 0 | 0 | 0.72017 | 0 | 0.72017
6057 | 2018-09-10 08:01 | 9 | September | 8 | 253 | 4.2197 | 3.3074 | 4.2197 | 0 | 0 | 0 | 1.029 | 0 | 1.029
6058 | 2018-09-10 09:01 | 9 | September | 9 | 253 | 6.1339 | 4.6877 | 6.1339 | 0 | 0 | 0 | 0.1534 | 0 | 0.1534
6059 | 2018-09-10 10:01 | 9 | September | 10 | 253 | 6.6124 | 5.1299 | 6.5671 | 0 | 0.045262 | 0 | 0 | 0 | 0
6060 | 2018-09-10 11:01 | 9 | September | 11 | 253 | 7.6564 | 5.4509 | 7.2128 | 0 | 0.44364 | 0 | 0 | 0 | 0
6061 | 2018-09-10 12:01 | 9 | September | 12 | 253 | 7.0039 | 5.5134 | 7.0039 | 0 | 0 | 0 | 0.59613 | 0 | 0.59613
6062 | 2018-09-10 13:01 | 9 | September | 13 | 253 | 7.2214 | 4.9415 | 6.5411 | 0 | 0.68032 | 0 | 0 | 0 | 0
6063 | 2018-09-10 14:01 | 9 | September | 14 | 253 | 6.4819 | 4.4162 | 5.6857 | 0 | 0.7962 | 0 | 0 | 0 | 0
6064 | 2018-09-10 15:01 | 9 | September | 15 | 253 | 3.3497 | 3.3497 | 3.3497 | 0 | 0 | 0.73592 | 1.2694 | 0 | 2.0054
6065 | 2018-09-10 16:01 | 9 | September | 16 | 253 | 2.0011 | 2.0011 | 2.0011 | 0 | 0 | 1.816 | 1.5996 | 0 | 3.4155
6066 | 2018-09-10 17:01 | 9 | September | 17 | 253 | 0.82655 | 0.82655 | 0.82655 | 0 | 0 | 2.546 | 1.4654 | 0 | 4.0114
6067 | 2018-09-10 18:01 | 9 | September | 18 | 253 | 0 | 0 | 0 | 0 | 0 | 3.0814 | 1.3201 | 0 | 4.4015
6068 | 2018-09-10 19:01 | 9 | September | 19 | 253 | 0 | 0 | 0 | 0 | 0 | 2.9292 | 1.0124 | 0 | 3.9416
6069 | 2018-09-10 20:01 | 9 | September | 20 | 253 | 0 | 0 | 0 | 0 | 0 | 3.0534 | 0.85001 | 0 | 3.9034
6070 | 2018-09-10 21:01 | 9 | September | 21 | 253 | 0 | 0 | 0 | 0 | 0 | 2.9036 | 0.51988 | 0 | 3.4235
6071 | 2018-09-10 22:01 | 9 | September | 22 | 253 | 0 | 0 | 0 | 0 | 0 | 2.7308 | 0.51988 | 0 | 3.2507
6072 | 2018-09-10 23:01 | 9 | September | 23 | 253 | 0 | 0 | 0 | 0 | 0 | 1.6131 | 0.35753 | 0 | 1.9706
6073 | 2018-09-11 00:01 | 9 | September | 0 | 254 | 0 | 0 | 0 | 0 | 0 | 1.298 | 0.35753 | 0 | 1.6555
6074 | 2018-09-11 01:01 | 9 | September | 1 | 254 | 0 | 0 | 0 | 0 | 0 | 1.2132 | 0.35753 | 0 | 1.5707
6075 | 2018-09-11 02:01 | 9 | September | 2 | 254 | 0 | 0 | 0 | 0 | 0 | 1.1645 | 0.51988 | 0 | 1.6844
6076 | 2018-09-11 03:01 | 9 | September | 3 | 254 | 0 | 0 | 0 | 0 | 0 | 1.1969 | 0.51988 | 0 | 1.7167
6077 | 2018-09-11 04:01 | 9 | September | 4 | 254 | 0 | 0 | 0 | 0 | 0 | 1.3722 | 0.85001 | 0 | 2.2222
6078 | 2018-09-11 05:01 | 9 | September | 5 | 254 | 0 | 0 | 0 | 0 | 0 | 2.0209 | 1.1747 | 0 | 3.1956
6079 | 2018-09-11 06:01 | 9 | September | 6 | 254 | 1.7836 | 1.7836 | 1.7836 | 0 | 0 | 0.77138 | 1.8296 | 0 | 2.6009
6080 | 2018-09-11 07:01 | 9 | September | 7 | 254 | 3.6977 | 2.7547 | 3.6977 | 0 | 0 | 0 | 0.88655 | 0 | 0.88655
6081 | 2018-09-11 08:01 | 9 | September | 8 | 254 | 6.1774 | 3.8382 | 5.7795 | 0 | 0.3979 | 0 | 0 | 0 | 0
6082 | 2018-09-11 09:01 | 9 | September | 9 | 254 | 8.483 | 4.3353 | 5.9348 | 0 | 2.5482 | 0 | 0 | 0 | 0
6083 | 2018-09-11 10:01 | 9 | September | 10 | 254 | 10.2666 | 4.3806 | 5.8178 | 0 | 4.4488 | 0 | 0 | 0 | 0
6084 | 2018-09-11 11:01 | 9 | September | 11 | 254 | 11.1366 | 4.6466 | 6.4085 | 0 | 4.7281 | 0 | 0 | 0 | 0
6085 | 2018-09-11 12:01 | 9 | September | 12 | 254 | 11.3107 | 4.561 | 6.6476 | 0 | 4.663 | 0 | 0 | 0 | 0
6086 | 2018-09-11 13:01 | 9 | September | 13 | 254 | 10.5711 | 4.2098 | 5.8094 | 0 | 4.7617 | 0 | 0 | 0 | 0
6087 | 2018-09-11 14:01 | 9 | September | 14 | 254 | 9.179 | 3.9916 | 5.2611 | 0 | 3.918 | 0 | 0 | 0 | 0
6088 | 2018-09-11 15:01 | 9 | September | 15 | 254 | 6.9604 | 3.9245 | 5.1939 | 0 | 1.7665 | 0 | 0 | 0 | 0
6089 | 2018-09-11 16:01 | 9 | September | 16 | 254 | 4.3503 | 4.0541 | 4.3503 | 0 | 0 | 0 | 1.3035 | 0 | 1.3035
6090 | 2018-09-11 17:01 | 9 | September | 17 | 254 | 1.6966 | 1.6966 | 1.6966 | 0 | 0 | 2.2234 | 1.4654 | 0 | 3.6889
6091 | 2018-09-11 18:01 | 9 | September | 18 | 254 | 0 | 0 | 0 | 0 | 0 | 3.7276 | 1.3201 | 0 | 5.0476
6092 | 2018-09-11 19:01 | 9 | September | 19 | 254 | 0 | 0 | 0 | 0 | 0 | 3.1734 | 1.0124 | 0 | 4.1858
6093 | 2018-09-11 20:01 | 9 | September | 20 | 254 | 0 | 0 | 0 | 0 | 0 | 3.0215 | 0.85001 | 0 | 3.8715
6094 | 2018-09-11 21:01 | 9 | September | 21 | 254 | 0 | 0 | 0 | 0 | 0 | 2.8029 | 0.51988 | 0 | 3.3228
6095 | 2018-09-11 22:01 | 9 | September | 22 | 254 | 0 | 0 | 0 | 0 | 0 | 2.2588 | 0.51988 | 0 | 2.7787
6096 | 2018-09-11 23:01 | 9 | September | 23 | 254 | 0 | 0 | 0 | 0 | 0 | 1.6131 | 0.35753 | 0 | 1.9706
6097 | 2018-09-12 00:01 | 9 | September | 0 | 255 | 0 | 0 | 0 | 0 | 0 | 1.298 | 0.35753 | 0 | 1.6555
6098 | 2018-09-12 01:01 | 9 | September | 1 | 255 | 0 | 0 | 0 | 0 | 0 | 1.2132 | 0.35753 | 0 | 1.5707
6099 | 2018-09-12 02:01 | 9 | September | 2 | 255 | 0 | 0 | 0 | 0 | 0 | 1.1645 | 0.51988 | 0 | 1.6844
6100 | 2018-09-12 03:01 | 9 | September | 3 | 255 | 0 | 0 | 0 | 0 | 0 | 1.1969 | 0.51988 | 0 | 1.7167
6101 | 2018-09-12 04:01 | 9 | September | 4 | 255 | 0 | 0 | 0 | 0 | 0 | 1.3722 | 0.85001 | 0 | 2.2222
6102 | 2018-09-12 05:01 | 9 | September | 5 | 255 | 0 | 0 | 0 | 0 | 0 | 2.0209 | 1.1747 | 0 | 3.1956
6103 | 2018-09-12 06:01 | 9 | September | 6 | 255 | 1.7836 | 1.7836 | 1.7836 | 0 | 0 | 0.77138 | 1.8296 | 0 | 2.6009
6104 | 2018-09-12 07:01 | 9 | September | 7 | 255 | 3.8717 | 2.7547 | 3.8717 | 0 | 0 | 0 | 0.71254 | 0 | 0.71254
6105 | 2018-09-12 08:01 | 9 | September | 8 | 255 | 6.3949 | 3.8382 | 5.7795 | 0 | 0.61541 | 0 | 0 | 0 | 0
6106 | 2018-09-12 09:01 | 9 | September | 9 | 255 | 8.744 | 4.3353 | 5.9348 | 0 | 2.8092 | 0 | 0 | 0 | 0
6107 | 2018-09-12 10:01 | 9 | September | 10 | 255 | 10.5276 | 4.3806 | 5.8178 | 0 | 4.7098 | 0 | 0 | 0 | 0
6108 | 2018-09-12 11:01 | 9 | September | 11 | 255 | 11.4412 | 4.6466 | 6.4085 | 0 | 5.0327 | 0 | 0 | 0 | 0
6109 | 2018-09-12 12:01 | 9 | September | 12 | 255 | 11.7022 | 4.561 | 6.6476 | 0 | 5.0546 | 0 | 0 | 0 | 0
6110 | 2018-09-12 13:01 | 9 | September | 13 | 255 | 11.0496 | 4.2098 | 5.8094 | 0 | 5.2403 | 0 | 0 | 0 | 0
6111 | 2018-09-12 14:01 | 9 | September | 14 | 255 | 9.6576 | 3.9916 | 5.2611 | 0 | 4.3965 | 0 | 0 | 0 | 0
6112 | 2018-09-12 15:01 | 9 | September | 15 | 255 | 7.5259 | 3.9245 | 5.1939 | 0 | 2.332 | 0 | 0 | 0 | 0
6113 | 2018-09-12 16:01 | 9 | September | 16 | 255 | 4.7853 | 4.0541 | 4.7853 | 0 | 0 | 0 | 0.86844 | 0 | 0.86844
6114 | 2018-09-12 17:01 | 9 | September | 17 | 255 | 2.0011 | 2.0011 | 2.0011 | 0 | 0 | 1.9189 | 1.4654 | 0 | 3.3844
6115 | 2018-09-12 18:01 | 9 | September | 18 | 255 | 0 | 0 | 0 | 0 | 0 | 3.7276 | 1.3201 | 0 | 5.0476
6116 | 2018-09-12 19:01 | 9 | September | 19 | 255 | 0 | 0 | 0 | 0 | 0 | 3.1734 | 1.0124 | 0 | 4.1858
6117 | 2018-09-12 20:01 | 9 | September | 20 | 255 | 0 | 0 | 0 | 0 | 0 | 3.0215 | 0.85001 | 0 | 3.8715
6118 | 2018-09-12 21:01 | 9 | September | 21 | 255 | 0 | 0 | 0 | 0 | 0 | 2.8029 | 0.51988 | 0 | 3.3228
6119 | 2018-09-12 22:01 | 9 | September | 22 | 255 | 0 | 0 | 0 | 0 | 0 | 2.2588 | 0.51988 | 0 | 2.7787
6120 | 2018-09-12 23:01 | 9 | September | 23 | 255 | 0 | 0 | 0 | 0 | 0 | 1.6131 | 0.35753 | 0 | 1.9706
6121 | 2018-09-13 00:01 | 9 | September | 0 | 256 | 0 | 0 | 0 | 0 | 0 | 1.298 | 0.35753 | 0 | 1.6555
6122 | 2018-09-13 01:01 | 9 | September | 1 | 256 | 0 | 0 | 0 | 0 | 0 | 1.2132 | 0.35753 | 0 | 1.5707
6123 | 2018-09-13 02:01 | 9 | September | 2 | 256 | 0 | 0 | 0 | 0 | 0 | 1.1645 | 0.51988 | 0 | 1.6844
6124 | 2018-09-13 03:01 | 9 | September | 3 | 256 | 0 | 0 | 0 | 0 | 0 | 1.1969 | 0.51988 | 0 | 1.7167
6125 | 2018-09-13 04:01 | 9 | September | 4 | 256 | 0 | 0 | 0 | 0 | 0 | 1.3722 | 0.85001 | 0 | 2.2222
6126 | 2018-09-13 05:01 | 9 | September | 5 | 256 | 0.087005 | 0.087005 | 0.087005 | 0 | 0 | 1.9339 | 1.1747 | 0 | 3.1086
6127 | 2018-09-13 06:01 | 9 | September | 6 | 256 | 1.5226 | 1.5226 | 1.5226 | 0 | 0 | 1.0324 | 1.8296 | 0 | 2.862
6128 | 2018-09-13 07:01 | 9 | September | 7 | 256 | 3.2627 | 2.7547 | 3.2627 | 0 | 0 | 0 | 1.3216 | 0 | 1.3216
6129 | 2018-09-13 08:01 | 9 | September | 8 | 256 | 5.4378 | 3.8382 | 5.4378 | 0 | 0 | 0 | 0.34165 | 0 | 0.34165
6130 | 2018-09-13 09:01 | 9 | September | 9 | 256 | 7.3084 | 4.3353 | 5.9348 | 0 | 1.3736 | 0 | 0 | 0 | 0
6131 | 2018-09-13 10:01 | 9 | September | 10 | 256 | 8.309 | 4.3806 | 5.8178 | 0 | 2.4912 | 0 | 0 | 0 | 0
6132 | 2018-09-13 11:01 | 9 | September | 11 | 256 | 8.8745 | 4.6466 | 6.4085 | 0 | 2.466 | 0 | 0 | 0 | 0
6133 | 2018-09-13 12:01 | 9 | September | 12 | 256 | 8.5265 | 4.561 | 6.6476 | 0 | 1.8789 | 0 | 0 | 0 | 0
6134 | 2018-09-13 13:01 | 9 | September | 13 | 256 | 8.222 | 4.2098 | 5.8094 | 0 | 2.4126 | 0 | 0 | 0 | 0
6135 | 2018-09-13 14:01 | 9 | September | 14 | 256 | 7.2214 | 3.9916 | 5.2611 | 0 | 1.9603 | 0 | 0 | 0 | 0
6136 | 2018-09-13 15:01 | 9 | September | 15 | 256 | 6.0904 | 3.9245 | 5.1939 | 0 | 0.89641 | 0 | 0 | 0 | 0
6137 | 2018-09-13 16:01 | 9 | September | 16 | 256 | 3.8282 | 3.8282 | 3.8282 | 0 | 0 | 0.22593 | 1.5996 | 0 | 1.8255
6138 | 2018-09-13 17:01 | 9 | September | 17 | 256 | 1.4791 | 1.4791 | 1.4791 | 0 | 0 | 2.441 | 1.4654 | 0 | 3.9064
6139 | 2018-09-13 18:01 | 9 | September | 18 | 256 | 0 | 0 | 0 | 0 | 0 | 3.7276 | 1.3201 | 0 | 5.0476
6140 | 2018-09-13 19:01 | 9 | September | 19 | 256 | 0 | 0 | 0 | 0 | 0 | 3.1734 | 1.0124 | 0 | 4.1858
6141 | 2018-09-13 20:01 | 9 | September | 20 | 256 | 0 | 0 | 0 | 0 | 0 | 3.0215 | 0.85001 | 0 | 3.8715
6142 | 2018-09-13 21:01 | 9 | September | 21 | 256 | 0 | 0 | 0 | 0 | 0 | 2.8029 | 0.51988 | 0 | 3.3228
6143 | 2018-09-13 22:01 | 9 | September | 22 | 256 | 0 | 0 | 0 | 0 | 0 | 2.2588 | 0.51988 | 0 | 2.7787
6144 | 2018-09-13 23:01 | 9 | September | 23 | 256 | 0 | 0 | 0 | 0 | 0 | 1.6131 | 0.35753 | 0 | 1.9706
6145 | 2018-09-14 00:01 | 9 | September | 0 | 257 | 0 | 0 | 0 | 0 | 0 | 1.298 | 0.35753 | 0 | 1.6555
6146 | 2018-09-14 01:01 | 9 | September | 1 | 257 | 0 | 0 | 0 | 0 | 0 | 1.2132 | 0.35753 | 0 | 1.5707
6147 | 2018-09-14 02:01 | 9 | September | 2 | 257 | 0 | 0 | 0 | 0 | 0 | 1.1645 | 0.51988 | 0 | 1.6844
6148 | 2018-09-14 03:01 | 9 | September | 3 | 257 | 0 | 0 | 0 | 0 | 0 | 1.1969 | 0.51988 | 0 | 1.7167
6149 | 2018-09-14 04:01 | 9 | September | 4 | 257 | 0 | 0 | 0 | 0 | 0 | 1.3722 | 0.85001 | 0 | 2.2222
6150 | 2018-09-14 05:01 | 9 | September | 5 | 257 | 0 | 0 | 0 | 0 | 0 | 2.0209 | 1.1747 | 0 | 3.1956
6151 | 2018-09-14 06:01 | 9 | September | 6 | 257 | 1.3051 | 1.3051 | 1.3051 | 0 | 0 | 1.2499 | 1.8296 | 0 | 3.0795
6152 | 2018-09-14 07:01 | 9 | September | 7 | 257 | 3.0017 | 2.7547 | 3.0017 | 0 | 0 | 0 | 1.5826 | 0 | 1.5826
6153 | 2018-09-14 08:01 | 9 | September | 8 | 257 | 5.1333 | 3.8382 | 5.1333 | 0 | 0 | 0 | 0.64616 | 0 | 0.64616
6154 | 2018-09-14 09:01 | 9 | September | 9 | 257 | 7.0474 | 4.3353 | 5.9348 | 0 | 1.1126 | 0 | 0 | 0 | 0
6155 | 2018-09-14 10:01 | 9 | September | 10 | 257 | 8.5265 | 4.3806 | 5.8178 | 0 | 2.7087 | 0 | 0 | 0 | 0
6156 | 2018-09-14 11:01 | 9 | September | 11 | 257 | 9.9621 | 4.6466 | 6.4085 | 0 | 3.5536 | 0 | 0 | 0 | 0
6157 | 2018-09-14 12:01 | 9 | September | 12 | 257 | 9.9621 | 4.561 | 6.6476 | 0 | 3.3145 | 0 | 0 | 0 | 0
6158 | 2018-09-14 13:01 | 9 | September | 13 | 257 | 9.005 | 4.2098 | 5.8094 | 0 | 3.1956 | 0 | 0 | 0 | 0
6159 | 2018-09-14 14:01 | 9 | September | 14 | 257 | 7.6999 | 3.9916 | 5.2611 | 0 | 2.4389 | 0 | 0 | 0 | 0
6160 | 2018-09-14 15:01 | 9 | September | 15 | 257 | 5.9598 | 3.9245 | 5.1939 | 0 | 0.7659 | 0 | 0 | 0 | 0
6161 | 2018-09-14 16:01 | 9 | September | 16 | 257 | 3.5672 | 3.5672 | 3.5672 | 0 | 0 | 0.48694 | 1.5996 | 0 | 2.0865
6162 | 2018-09-14 17:01 | 9 | September | 17 | 257 | 1.3051 | 1.3051 | 1.3051 | 0 | 0 | 2.615 | 1.4654 | 0 | 4.0804
6163 | 2018-09-14 18:01 | 9 | September | 18 | 257 | 0 | 0 | 0 | 0 | 0 | 3.7276 | 1.3201 | 0 | 5.0476
6164 | 2018-09-14 19:01 | 9 | September | 19 | 257 | 0 | 0 | 0 | 0 | 0 | 3.1734 | 1.0124 | 0 | 4.1858
6165 | 2018-09-14 20:01 | 9 | September | 20 | 257 | 0 | 0 | 0 | 0 | 0 | 3.0215 | 0.85001 | 0 | 3.8715
6166 | 2018-09-14 21:01 | 9 | September | 21 | 257 | 0 | 0 | 0 | 0 | 0 | 2.8029 | 0.51988 | 0 | 3.3228
6167 | 2018-09-14 22:01 | 9 | September | 22 | 257 | 0 | 0 | 0 | 0 | 0 | 2.2588 | 0.51988 | 0 | 2.7787
6168 | 2018-09-14 23:01 | 9 | September | 23 | 257 | 0 | 0 | 0 | 0 | 0 | 1.4956 | 0.35753 | 0 | 1.8531
6169 | 2018-09-15 00:01 | 9 | September | 0 | 258 | 0 | 0 | 0 | 0 | 0 | 1.2031 | 0.35753 | 0 | 1.5607
6170 | 2018-09-15 01:01 | 9 | September | 1 | 258 | 0 | 0 | 0 | 0 | 0 | 1.1209 | 0.35753 | 0 | 1.4784
6171 | 2018-09-15 02:01 | 9 | September | 2 | 258 | 0 | 0 | 0 | 0 | 0 | 1.1012 | 0.35753 | 0 | 1.4587
6172 | 2018-09-15 03:01 | 9 | September | 3 | 258 | 0 | 0 | 0 | 0 | 0 | 1.1171 | 0.35753 | 0 | 1.4747
6173 | 2018-09-15 04:01 | 9 | September | 4 | 258 | 0 | 0 | 0 | 0 | 0 | 1.261 | 0.35753 | 0 | 1.6186
6174 | 2018-09-15 05:01 | 9 | September | 5 | 258 | 0 | 0 | 0 | 0 | 0 | 1.9374 | 0.51988 | 0 | 2.4573
6175 | 2018-09-15 06:01 | 9 | September | 6 | 258 | 0.17401 | 0.17401 | 0.17401 | 0 | 0 | 2.381 | 0.85001 | 0 | 3.231
6176 | 2018-09-15 07:01 | 9 | September | 7 | 258 | 0.34802 | 0.34802 | 0.34802 | 0 | 0 | 2.337 | 1.1747 | 0 | 3.5118
6177 | 2018-09-15 08:01 | 9 | September | 8 | 258 | 0.52203 | 0.52203 | 0.52203 | 0 | 0 | 2.1374 | 1.1747 | 0 | 3.3121
6178 | 2018-09-15 09:01 | 9 | September | 9 | 258 | 0.69604 | 0.69604 | 0.69604 | 0 | 0 | 1.898 | 1.0124 | 0 | 2.9103
6179 | 2018-09-15 10:01 | 9 | September | 10 | 258 | 0.78305 | 0.78305 | 0.78305 | 0 | 0 | 1.8311 | 0.68765 | 0 | 2.5187
6180 | 2018-09-15 11:01 | 9 | September | 11 | 258 | 0.87005 | 0.87005 | 0.87005 | 0 | 0 | 2.0185 | 1.0124 | 0 | 3.0309
6181 | 2018-09-15 12:01 | 9 | September | 12 | 258 | 0.87005 | 0.87005 | 0.87005 | 0 | 0 | 1.9522 | 1.1747 | 0 | 3.1269
6182 | 2018-09-15 13:01 | 9 | September | 13 | 258 | 7.6999 | 2.5055 | 3.6802 | 0 | 4.0197 | 0 | 0 | 0 | 0
6183 | 2018-09-15 14:01 | 9 | September | 14 | 258 | 6.6124 | 2.281 | 3.2934 | 0 | 3.319 | 0 | 0 | 0 | 0
6184 | 2018-09-15 15:01 | 9 | September | 15 | 258 | 4.9158 | 2.1593 | 3.1717 | 0 | 1.7441 | 0 | 0 | 0 | 0
6185 | 2018-09-15 16:01 | 9 | September | 16 | 258 | 2.9582 | 2.3301 | 2.9582 | 0 | 0 | 0 | 1.0391 | 0 | 1.0391
6186 | 2018-09-15 17:01 | 9 | September | 17 | 258 | 1.0006 | 1.0006 | 1.0006 | 0 | 0 | 1.8083 | 1.3371 | 0 | 3.1453
6187 | 2018-09-15 18:01 | 9 | September | 18 | 258 | 0 | 0 | 0 | 0 | 0 | 3.2632 | 0.85001 | 0 | 4.1132
6188 | 2018-09-15 19:01 | 9 | September | 19 | 258 | 0 | 0 | 0 | 0 | 0 | 3.1982 | 0.85001 | 0 | 4.0482
6189 | 2018-09-15 20:01 | 9 | September | 20 | 258 | 0 | 0 | 0 | 0 | 0 | 2.9951 | 0.51988 | 0 | 3.515
6190 | 2018-09-15 21:01 | 9 | September | 21 | 258 | 0 | 0 | 0 | 0 | 0 | 2.6553 | 0.51988 | 0 | 3.1751
6191 | 2018-09-15 22:01 | 9 | September | 22 | 258 | 0 | 0 | 0 | 0 | 0 | 2.0603 | 0.51988 | 0 | 2.5802
6192 | 2018-09-15 23:01 | 9 | September | 23 | 258 | 0 | 0 | 0 | 0 | 0 | 1.4956 | 0.35753 | 0 | 1.8531
6193 | 2018-09-16 00:01 | 9 | September | 0 | 259 | 0 | 0 | 0 | 0 | 0 | 1.2031 | 0.35753 | 0 | 1.5607
6194 | 2018-09-16 01:01 | 9 | September | 1 | 259 | 0 | 0 | 0 | 0 | 0 | 1.1209 | 0.35753 | 0 | 1.4784
6195 | 2018-09-16 02:01 | 9 | September | 2 | 259 | 0 | 0 | 0 | 0 | 0 | 1.1012 | 0.35753 | 0 | 1.4587
6196 | 2018-09-16 03:01 | 9 | September | 3 | 259 | 0 | 0 | 0 | 0 | 0 | 1.1171 | 0.35753 | 0 | 1.4747
6197 | 2018-09-16 04:01 | 9 | September | 4 | 259 | 0 | 0 | 0 | 0 | 0 | 1.261 | 0.35753 | 0 | 1.6186
6198 | 2018-09-16 05:01 | 9 | September | 5 | 259 | 0 | 0 | 0 | 0 | 0 | 1.9374 | 0.35753 | 0 | 2.2949
6199 | 2018-09-16 06:01 | 9 | September | 6 | 259 | 0.82655 | 0.82655 | 0.82655 | 0 | 0 | 1.7284 | 0.35753 | 0 | 2.086
6200 | 2018-09-16 07:01 | 9 | September | 7 | 259 | 2.4796 | 2.4796 | 2.4796 | 0 | 0 | 0.2054 | 0.51988 | 0 | 0.72529
6201 | 2018-09-16 08:01 | 9 | September | 8 | 259 | 3.8282 | 2.6595 | 3.3471 | 0 | 0.48112 | 0 | 0 | 0 | 0
6202 | 2018-09-16 09:01 | 9 | September | 9 | 259 | 3.2627 | 2.594 | 3.2627 | 0 | 0 | 0 | 0.50604 | 0 | 0.50604
6203 | 2018-09-16 10:01 | 9 | September | 10 | 259 | 4.6548 | 2.6141 | 3.7889 | 0 | 0.8659 | 0 | 0 | 0 | 0
6204 | 2018-09-16 11:01 | 9 | September | 11 | 259 | 5.6118 | 2.8885 | 4.388 | 0 | 1.2238 | 0 | 0 | 0 | 0
6205 | 2018-09-16 12:01 | 9 | September | 12 | 259 | 6.8299 | 2.8222 | 4.3217 | 0 | 2.5082 | 0 | 0 | 0 | 0
6206 | 2018-09-16 13:01 | 9 | September | 13 | 259 | 5.3508 | 2.5055 | 3.8426 | 0 | 1.5083 | 0 | 0 | 0 | 0
6207 | 2018-09-16 14:01 | 9 | September | 14 | 259 | 2.0881 | 2.0881 | 2.0881 | 0 | 0 | 0.19289 | 1.0124 | 0 | 1.2053
6208 | 2018-09-16 15:01 | 9 | September | 15 | 259 | 2.3926 | 2.1593 | 2.3926 | 0 | 0 | 0 | 0.6167 | 0 | 0.6167
6209 | 2018-09-16 16:01 | 9 | September | 16 | 259 | 1.1311 | 1.1311 | 1.1311 | 0 | 0 | 1.199 | 1.0124 | 0 | 2.2114
6210 | 2018-09-16 17:01 | 9 | September | 17 | 259 | 0.087005 | 0.087005 | 0.087005 | 0 | 0 | 2.7218 | 1.1747 | 0 | 3.8965
6211 | 2018-09-16 18:01 | 9 | September | 18 | 259 | 0 | 0 | 0 | 0 | 0 | 3.2632 | 1.1747 | 0 | 4.4379
6212 | 2018-09-16 19:01 | 9 | September | 19 | 259 | 0 | 0 | 0 | 0 | 0 | 3.1982 | 0.85001 | 0 | 4.0482
6213 | 2018-09-16 20:01 | 9 | September | 20 | 259 | 0 | 0 | 0 | 0 | 0 | 2.9951 | 0.85001 | 0 | 3.8451
6214 | 2018-09-16 21:01 | 9 | September | 21 | 259 | 0 | 0 | 0 | 0 | 0 | 2.6553 | 0.51988 | 0 | 3.1751
6215 | 2018-09-16 22:01 | 9 | September | 22 | 259 | 0 | 0 | 0 | 0 | 0 | 2.0603 | 0.51988 | 0 | 2.5802
6216 | 2018-09-16 23:01 | 9 | September | 23 | 259 | 0 | 0 | 0 | 0 | 0 | 1.4956 | 0.35753 | 0 | 1.8531
6217 | 2018-09-17 00:01 | 9 | September | 0 | 260 | 0 | 0 | 0 | 0 | 0 | 1.2031 | 0.35753 | 0 | 1.5607
6218 | 2018-09-17 01:01 | 9 | September | 1 | 260 | 0 | 0 | 0 | 0 | 0 | 1.1209 | 0.35753 | 0 | 1.4784
6219 | 2018-09-17 02:01 | 9 | September | 2 | 260 | 0 | 0 | 0 | 0 | 0 | 1.1012 | 0.51988 | 0 | 1.6211
6220 | 2018-09-17 03:01 | 9 | September | 3 | 260 | 0 | 0 | 0 | 0 | 0 | 1.1171 | 0.51988 | 0 | 1.637
6221 | 2018-09-17 04:01 | 9 | September | 4 | 260 | 0 | 0 | 0 | 0 | 0 | 1.261 | 0.85001 | 0 | 2.1111
6222 | 2018-09-17 05:01 | 9 | September | 5 | 260 | 0 | 0 | 0 | 0 | 0 | 1.9374 | 1.1747 | 0 | 3.1121
6223 | 2018-09-17 06:01 | 9 | September | 6 | 260 | 1.0876 | 1.0876 | 1.0876 | 0 | 0 | 1.4674 | 1.8296 | 0 | 3.297
6224 | 2018-09-17 07:01 | 9 | September | 7 | 260 | 2.7407 | 2.685 | 2.7407 | 0 | 0 | 0 | 1.774 | 0 | 1.774
6225 | 2018-09-17 08:01 | 9 | September | 8 | 260 | 4.6113 | 3.7018 | 4.6113 | 0 | 0 | 0 | 1.0318 | 0 | 1.0318
6226 | 2018-09-17 09:01 | 9 | September | 9 | 260 | 6.5689 | 4.2144 | 5.814 | 0 | 0.75489 | 0 | 0 | 0 | 0
6227 | 2018-09-17 10:01 | 9 | September | 10 | 260 | 7.9175 | 4.2346 | 5.6718 | 0 | 2.2457 | 0 | 0 | 0 | 0
6228 | 2018-09-17 11:01 | 9 | September | 11 | 260 | 9.5706 | 4.509 | 6.2709 | 0 | 3.2997 | 0 | 0 | 0 | 0
6229 | 2018-09-17 12:01 | 9 | September | 12 | 260 | 10.2231 | 4.4427 | 6.5293 | 0 | 3.6938 | 0 | 0 | 0 | 0
6230 | 2018-09-17 13:01 | 9 | September | 13 | 260 | 8.831 | 4.1259 | 5.7255 | 0 | 3.1055 | 0 | 0 | 0 | 0
6231 | 2018-09-17 14:01 | 9 | September | 14 | 260 | 7.6999 | 3.9014 | 5.1709 | 0 | 2.5291 | 0 | 0 | 0 | 0
6232 | 2018-09-17 15:01 | 9 | September | 15 | 260 | 5.6553 | 3.7798 | 5.0492 | 0 | 0.60613 | 0 | 0 | 0 | 0
6233 | 2018-09-17 16:01 | 9 | September | 16 | 260 | 3.1757 | 3.1757 | 3.1757 | 0 | 0 | 0.77483 | 1.5996 | 0 | 2.3744
6234 | 2018-09-17 17:01 | 9 | September | 17 | 260 | 1.0876 | 1.0876 | 1.0876 | 0 | 0 | 2.8774 | 1.4654 | 0 | 4.3428
6235 | 2018-09-17 18:01 | 9 | September | 18 | 260 | 0 | 0 | 0 | 0 | 0 | 3.8413 | 1.3201 | 0 | 5.1613
6236 | 2018-09-17 19:01 | 9 | September | 19 | 260 | 0 | 0 | 0 | 0 | 0 | 3.1982 | 1.0124 | 0 | 4.2105
6237 | 2018-09-17 20:01 | 9 | September | 20 | 260 | 0 | 0 | 0 | 0 | 0 | 2.9951 | 0.85001 | 0 | 3.8451
6238 | 2018-09-17 21:01 | 9 | September | 21 | 260 | 0 | 0 | 0 | 0 | 0 | 2.6553 | 0.51988 | 0 | 3.1751
6239 | 2018-09-17 22:01 | 9 | September | 22 | 260 | 0 | 0 | 0 | 0 | 0 | 2.0603 | 0.51988 | 0 | 2.5802
6240 | 2018-09-17 23:01 | 9 | September | 23 | 260 | 0 | 0 | 0 | 0 | 0 | 1.4956 | 0.35753 | 0 | 1.8531
6241 | 2018-09-18 00:01 | 9 | September | 0 | 261 | 0 | 0 | 0 | 0 | 0 | 1.2031 | 0.35753 | 0 | 1.5607
6242 | 2018-09-18 01:01 | 9 | September | 1 | 261 | 0 | 0 | 0 | 0 | 0 | 1.1209 | 0.35753 | 0 | 1.4784
6243 | 2018-09-18 02:01 | 9 | September | 2 | 261 | 0 | 0 | 0 | 0 | 0 | 1.1012 | 0.51988 | 0 | 1.6211
6244 | 2018-09-18 03:01 | 9 | September | 3 | 261 | 0 | 0 | 0 | 0 | 0 | 1.1171 | 0.51988 | 0 | 1.637
6245 | 2018-09-18 04:01 | 9 | September | 4 | 261 | 0 | 0 | 0 | 0 | 0 | 1.261 | 0.85001 | 0 | 2.1111
6246 | 2018-09-18 05:01 | 9 | September | 5 | 261 | 0 | 0 | 0 | 0 | 0 | 1.9374 | 1.1747 | 0 | 3.1121
6247 | 2018-09-18 06:01 | 9 | September | 6 | 261 | 0.26102 | 0.26102 | 0.26102 | 0 | 0 | 2.294 | 1.8296 | 0 | 4.1235
6248 | 2018-09-18 07:01 | 9 | September | 7 | 261 | 0.26102 | 0.26102 | 0.26102 | 0 | 0 | 2.424 | 1.8296 | 0 | 4.2536
6249 | 2018-09-18 08:01 | 9 | September | 8 | 261 | 1.4791 | 1.4791 | 1.4791 | 0 | 0 | 2.2227 | 1.9413 | 0 | 4.164
6250 | 2018-09-18 09:01 | 9 | September | 9 | 261 | 1.8271 | 1.8271 | 1.8271 | 0 | 0 | 2.3873 | 1.5996 | 0 | 3.9869
6251 | 2018-09-18 10:01 | 9 | September | 10 | 261 | 3.9152 | 3.9152 | 3.9152 | 0 | 0 | 0.31933 | 1.4372 | 0 | 1.7565
6252 | 2018-09-18 11:01 | 9 | September | 11 | 261 | 5.5248 | 4.509 | 5.5248 | 0 | 0 | 0 | 0.74606 | 0 | 0.74606
6253 | 2018-09-18 12:01 | 9 | September | 12 | 261 | 5.3943 | 4.4427 | 5.3943 | 0 | 0 | 0 | 1.135 | 0 | 1.135
6254 | 2018-09-18 13:01 | 9 | September | 13 | 261 | 3.6542 | 3.6542 | 3.6542 | 0 | 0 | 0.47168 | 1.5996 | 0 | 2.0713
6255 | 2018-09-18 14:01 | 9 | September | 14 | 261 | 3.1322 | 3.1322 | 3.1322 | 0 | 0 | 0.76924 | 1.2694 | 0 | 2.0387
6256 | 2018-09-18 15:01 | 9 | September | 15 | 261 | 1.0441 | 1.0441 | 1.0441 | 0 | 0 | 2.7357 | 1.2694 | 0 | 4.0051
6257 | 2018-09-18 16:01 | 9 | September | 16 | 261 | 0.52203 | 0.52203 | 0.52203 | 0 | 0 | 3.4285 | 1.5996 | 0 | 5.0281
6258 | 2018-09-18 17:01 | 9 | September | 17 | 261 | 0.087005 | 0.087005 | 0.087005 | 0 | 0 | 3.8779 | 1.4654 | 0 | 5.3434
6259 | 2018-09-18 18:01 | 9 | September | 18 | 261 | 0 | 0 | 0 | 0 | 0 | 3.8413 | 1.3201 | 0 | 5.1613
6260 | 2018-09-18 19:01 | 9 | September | 19 | 261 | 0 | 0 | 0 | 0 | 0 | 3.1982 | 1.0124 | 0 | 4.2105
6261 | 2018-09-18 20:01 | 9 | September | 20 | 261 | 0 | 0 | 0 | 0 | 0 | 2.9951 | 0.85001 | 0 | 3.8451
6262 | 2018-09-18 21:01 | 9 | September | 21 | 261 | 0 | 0 | 0 | 0 | 0 | 2.6553 | 0.51988 | 0 | 3.1751
6263 | 2018-09-18 22:01 | 9 | September | 22 | 261 | 0 | 0 | 0 | 0 | 0 | 2.0603 | 0.51988 | 0 | 2.5802
6264 | 2018-09-18 23:01 | 9 | September | 23 | 261 | 0 | 0 | 0 | 0 | 0 | 1.4956 | 0.35753 | 0 | 1.8531
6265 | 2018-09-19 00:01 | 9 | September | 0 | 262 | 0 | 0 | 0 | 0 | 0 | 1.2031 | 0.35753 | 0 | 1.5607
6266 | 2018-09-19 01:01 | 9 | September | 1 | 262 | 0 | 0 | 0 | 0 | 0 | 1.1209 | 0.35753 | 0 | 1.4784
6267 | 2018-09-19 02:01 | 9 | September | 2 | 262 | 0 | 0 | 0 | 0 | 0 | 1.1012 | 0.51988 | 0 | 1.6211
6268 | 2018-09-19 03:01 | 9 | September | 3 | 262 | 0 | 0 | 0 | 0 | 0 | 1.1171 | 0.51988 | 0 | 1.637
6269 | 2018-09-19 04:01 | 9 | September | 4 | 262 | 0 | 0 | 0 | 0 | 0 | 1.261 | 0.85001 | 0 | 2.1111
6270 | 2018-09-19 05:01 | 9 | September | 5 | 262 | 0 | 0 | 0 | 0 | 0 | 1.9374 | 1.1747 | 0 | 3.1121
6271 | 2018-09-19 06:01 | 9 | September | 6 | 262 | 0.43503 | 0.43503 | 0.43503 | 0 | 0 | 2.12 | 1.8296 | 0 | 3.9495
6272 | 2018-09-19 07:01 | 9 | September | 7 | 262 | 1.3051 | 1.3051 | 1.3051 | 0 | 0 | 1.38 | 1.8296 | 0 | 3.2095
6273 | 2018-09-19 08:01 | 9 | September | 8 | 262 | 2.0881 | 2.0881 | 2.0881 | 0 | 0 | 1.6137 | 1.9413 | 0 | 3.555
6274 | 2018-09-19 09:01 | 9 | September | 9 | 262 | 2.6972 | 2.6972 | 2.6972 | 0 | 0 | 1.5173 | 1.5996 | 0 | 3.1168
6275 | 2018-09-19 10:01 | 9 | September | 10 | 262 | 3.1322 | 3.1322 | 3.1322 | 0 | 0 | 1.1024 | 1.4372 | 0 | 2.5396
6276 | 2018-09-19 11:01 | 9 | September | 11 | 262 | 3.1322 | 3.1322 | 3.1322 | 0 | 0 | 1.3768 | 1.7619 | 0 | 3.1387
6277 | 2018-09-19 12:01 | 9 | September | 12 | 262 | 3.0452 | 3.0452 | 3.0452 | 0 | 0 | 1.3975 | 2.0866 | 0 | 3.4841
6278 | 2018-09-19 13:01 | 9 | September | 13 | 262 | 2.5666 | 2.5666 | 2.5666 | 0 | 0 | 1.5592 | 1.5996 | 0 | 3.1588
6279 | 2018-09-19 14:01 | 9 | September | 14 | 262 | 2.3926 | 2.3926 | 2.3926 | 0 | 0 | 1.5088 | 1.2694 | 0 | 2.7782
6280 | 2018-09-19 15:01 | 9 | September | 15 | 262 | 1.5661 | 1.5661 | 1.5661 | 0 | 0 | 2.2137 | 1.2694 | 0 | 3.4831
6281 | 2018-09-19 16:01 | 9 | September | 16 | 262 | 0.78305 | 0.78305 | 0.78305 | 0 | 0 | 3.1675 | 1.5996 | 0 | 4.767
6282 | 2018-09-19 17:01 | 9 | September | 17 | 262 | 0.087005 | 0.087005 | 0.087005 | 0 | 0 | 3.8779 | 1.4654 | 0 | 5.3434
6283 | 2018-09-19 18:01 | 9 | September | 18 | 262 | 0 | 0 | 0 | 0 | 0 | 3.8413 | 1.3201 | 0 | 5.1613
6284 | 2018-09-19 19:01 | 9 | September | 19 | 262 | 0 | 0 | 0 | 0 | 0 | 3.1982 | 1.0124 | 0 | 4.2105
6285 | 2018-09-19 20:01 | 9 | September | 20 | 262 | 0 | 0 | 0 | 0 | 0 | 2.9951 | 0.85001 | 0 | 3.8451
6286 | 2018-09-19 21:01 | 9 | September | 21 | 262 | 0 | 0 | 0 | 0 | 0 | 2.6553 | 0.51988 | 0 | 3.1751
6287 | 2018-09-19 22:01 | 9 | September | 22 | 262 | 0 | 0 | 0 | 0 | 0 | 2.0603 | 0.51988 | 0 | 2.5802
6288 | 2018-09-19 23:01 | 9 | September | 23 | 262 | 0 | 0 | 0 | 0 | 0 | 1.4956 | 0.35753 | 0 | 1.8531
6289 | 2018-09-20 00:01 | 9 | September | 0 | 263 | 0 | 0 | 0 | 0 | 0 | 1.3227 | 0.35753 | 0 | 1.6802
6290 | 2018-09-20 01:01 | 9 | September | 1 | 263 | 0 | 0 | 0 | 0 | 0 | 1.1574 | 0.35753 | 0 | 1.5149
6291 | 2018-09-20 02:01 | 9 | September | 2 | 263 | 0 | 0 | 0 | 0 | 0 | 1.1125 | 0.51988 | 0 | 1.6324
6292 | 2018-09-20 03:01 | 9 | September | 3 | 263 | 0 | 0 | 0 | 0 | 0 | 1.102 | 0.51988 | 0 | 1.6219
6293 | 2018-09-20 04:01 | 9 | September | 4 | 263 | 0 | 0 | 0 | 0 | 0 | 1.1356 | 0.85001 | 0 | 1.9856
6294 | 2018-09-20 05:01 | 9 | September | 5 | 263 | 0 | 0 | 0 | 0 | 0 | 1.3609 | 1.1747 | 0 | 2.5356
6295 | 2018-09-20 06:01 | 9 | September | 6 | 263 | 0.26102 | 0.26102 | 0.26102 | 0 | 0 | 1.6818 | 1.8296 | 0 | 3.5114
6296 | 2018-09-20 07:01 | 9 | September | 7 | 263 | 0.52203 | 0.52203 | 0.52203 | 0 | 0 | 2.0321 | 1.8296 | 0 | 3.8617
6297 | 2018-09-20 08:01 | 9 | September | 8 | 263 | 0.95706 | 0.95706 | 0.95706 | 0 | 0 | 2.9868 | 1.9413 | 0 | 4.9281
6298 | 2018-09-20 09:01 | 9 | September | 9 | 263 | 1.6531 | 1.6531 | 1.6531 | 0 | 0 | 3.0854 | 1.5996 | 0 | 4.6849
6299 | 2018-09-20 10:01 | 9 | September | 10 | 263 | 2.4361 | 2.4361 | 2.4361 | 0 | 0 | 2.4458 | 1.4372 | 0 | 3.883
6300 | 2018-09-20 11:01 | 9 | September | 11 | 263 | 2.3491 | 2.3491 | 2.3491 | 0 | 0 | 2.6931 | 1.7619 | 0 | 4.455
6301 | 2018-09-20 12:01 | 9 | September | 12 | 263 | 2.5666 | 2.5666 | 2.5666 | 0 | 0 | 2.4097 | 2.0866 | 0 | 4.4963
6302 | 2018-09-20 13:01 | 9 | September | 13 | 263 | 2.3491 | 2.3491 | 2.3491 | 0 | 0 | 2.3558 | 1.5996 | 0 | 3.9553
6303 | 2018-09-20 14:01 | 9 | September | 14 | 263 | 1.8706 | 1.8706 | 1.8706 | 0 | 0 | 2.6228 | 1.2694 | 0 | 3.8923
6304 | 2018-09-20 15:01 | 9 | September | 15 | 263 | 1.2181 | 1.2181 | 1.2181 | 0 | 0 | 3.2393 | 1.2694 | 0 | 4.5087
6305 | 2018-09-20 16:01 | 9 | September | 16 | 263 | 0.60904 | 0.60904 | 0.60904 | 0 | 0 | 4.064 | 1.5996 | 0 | 5.6635
6306 | 2018-09-20 17:01 | 9 | September | 17 | 263 | 0.087005 | 0.087005 | 0.087005 | 0 | 0 | 4.5228 | 1.4654 | 0 | 5.9882
6307 | 2018-09-20 18:01 | 9 | September | 18 | 263 | 0 | 0 | 0 | 0 | 0 | 4.2797 | 1.3201 | 0 | 5.5998
6308 | 2018-09-20 19:01 | 9 | September | 19 | 263 | 0 | 0 | 0 | 0 | 0 | 3.405 | 1.0124 | 0 | 4.4174
6309 | 2018-09-20 20:01 | 9 | September | 20 | 263 | 0 | 0 | 0 | 0 | 0 | 2.8504 | 0.85001 | 0 | 3.7004
6310 | 2018-09-20 21:01 | 9 | September | 21 | 263 | 0 | 0 | 0 | 0 | 0 | 2.7035 | 0.51988 | 0 | 3.2234
6311 | 2018-09-20 22:01 | 9 | September | 22 | 263 | 0 | 0 | 0 | 0 | 0 | 2.333 | 0.51988 | 0 | 2.8529
6312 | 2018-09-20 23:01 | 9 | September | 23 | 263 | 0 | 0 | 0 | 0 | 0 | 1.6055 | 0.35753 | 0 | 1.963
6313 | 2018-09-21 00:01 | 9 | September | 0 | 264 | 0 | 0 | 0 | 0 | 0 | 1.7922 | 0.35753 | 0 | 2.1497
6314 | 2018-09-21 01:01 | 9 | September | 1 | 264 | 0 | 0 | 0 | 0 | 0 | 1.4217 | 0.35753 | 0 | 1.7793
6315 | 2018-09-21 02:01 | 9 | September | 2 | 264 | 0 | 0 | 0 | 0 | 0 | 1.1981 | 0.51988 | 0 | 1.718
6316 | 2018-09-21 03:01 | 9 | September | 3 | 264 | 0 | 0 | 0 | 0 | 0 | 1.1209 | 0.51988 | 0 | 1.6408
6317 | 2018-09-21 04:01 | 9 | September | 4 | 264 | 0 | 0 | 0 | 0 | 0 | 1.1025 | 0.85001 | 0 | 1.9525
6318 | 2018-09-21 05:01 | 9 | September | 5 | 264 | 0 | 0 | 0 | 0 | 0 | 1.1041 | 1.1747 | 0 | 2.2789
6319 | 2018-09-21 06:01 | 9 | September | 6 | 264 | 0.69604 | 0.69604 | 0.69604 | 0 | 0 | 0.44921 | 1.8296 | 0 | 2.2788
6320 | 2018-09-21 07:01 | 9 | September | 7 | 264 | 2.2621 | 1.478 | 2.2621 | 0 | 0 | 0 | 1.0454 | 0 | 1.0454
6321 | 2018-09-21 08:01 | 9 | September | 8 | 264 | 3.3062 | 3.2869 | 3.3062 | 0 | 0 | 0 | 1.922 | 0 | 1.922
6322 | 2018-09-21 09:01 | 9 | September | 9 | 264 | 3.7412 | 3.7412 | 3.7412 | 0 | 0 | 0.93431 | 1.5996 | 0 | 2.5339
6323 | 2018-09-21 10:01 | 9 | September | 10 | 264 | 3.4802 | 3.4802 | 3.4802 | 0 | 0 | 1.6241 | 1.4372 | 0 | 3.0613
6324 | 2018-09-21 11:01 | 9 | September | 11 | 264 | 6.4819 | 5.4416 | 6.4819 | 0 | 0 | 0 | 0.7217 | 0 | 0.7217
6325 | 2018-09-21 12:01 | 9 | September | 12 | 264 | 5.9598 | 5.4857 | 5.9598 | 0 | 0 | 0 | 1.6125 | 0 | 1.6125
6326 | 2018-09-21 13:01 | 9 | September | 13 | 264 | 2.4361 | 2.4361 | 2.4361 | 0 | 0 | 2.3921 | 1.5996 | 0 | 3.9917
6327 | 2018-09-21 14:01 | 9 | September | 14 | 264 | 2.6102 | 2.6102 | 2.6102 | 0 | 0 | 1.6748 | 1.2694 | 0 | 2.9442
6328 | 2018-09-21 15:01 | 9 | September | 15 | 264 | 2.7842 | 2.7842 | 2.7842 | 0 | 0 | 1.2452 | 1.2694 | 0 | 2.5147
6329 | 2018-09-21 16:01 | 9 | September | 16 | 264 | 1.3486 | 1.3486 | 1.3486 | 0 | 0 | 2.4505 | 1.5996 | 0 | 4.05
6330 | 2018-09-21 17:01 | 9 | September | 17 | 264 | 0 | 0 | 0 | 0 | 0 | 3.4094 | 1.4654 | 0 | 4.8749
6331 | 2018-09-21 18:01 | 9 | September | 18 | 264 | 0 | 0 | 0 | 0 | 0 | 3.2644 | 1.3201 | 0 | 4.5844
6332 | 2018-09-21 19:01 | 9 | September | 19 | 264 | 0 | 0 | 0 | 0 | 0 | 3.0786 | 1.0124 | 0 | 4.091
6333 | 2018-09-21 20:01 | 9 | September | 20 | 264 | 0 | 0 | 0 | 0 | 0 | 2.975 | 0.85001 | 0 | 3.825
6334 | 2018-09-21 21:01 | 9 | September | 21 | 264 | 0 | 0 | 0 | 0 | 0 | 2.7933 | 0.51988 | 0 | 3.3132
6335 | 2018-09-21 22:01 | 9 | September | 22 | 264 | 0 | 0 | 0 | 0 | 0 | 2.5197 | 0.51988 | 0 | 3.0396
6336 | 2018-09-21 23:01 | 9 | September | 23 | 264 | 0 | 0 | 0 | 0 | 0 | 1.4956 | 0.35753 | 0 | 1.8531
6337 | 2018-09-22 00:01 | 9 | September | 0 | 265 | 0 | 0 | 0 | 0 | 0 | 1.2031 | 0.35753 | 0 | 1.5607
6338 | 2018-09-22 01:01 | 9 | September | 1 | 265 | 0 | 0 | 0 | 0 | 0 | 1.1209 | 0.35753 | 0 | 1.4784
6339 | 2018-09-22 02:01 | 9 | September | 2 | 265 | 0 | 0 | 0 | 0 | 0 | 1.1012 | 0.35753 | 0 | 1.4587
6340 | 2018-09-22 03:01 | 9 | September | 3 | 265 | 0 | 0 | 0 | 0 | 0 | 1.1171 | 0.35753 | 0 | 1.4747
6341 | 2018-09-22 04:01 | 9 | September | 4 | 265 | 0 | 0 | 0 | 0 | 0 | 1.261 | 0.35753 | 0 | 1.6186
6342 | 2018-09-22 05:01 | 9 | September | 5 | 265 | 0 | 0 | 0 | 0 | 0 | 1.9374 | 0.51988 | 0 | 2.4573
6343 | 2018-09-22 06:01 | 9 | September | 6 | 265 | 0.087005 | 0.087005 | 0.087005 | 0 | 0 | 2.468 | 0.85001 | 0 | 3.318
6344 | 2018-09-22 07:01 | 9 | September | 7 | 265 | 0.95706 | 0.95706 | 0.95706 | 0 | 0 | 1.728 | 1.1747 | 0 | 2.9027
6345 | 2018-09-22 08:01 | 9 | September | 8 | 265 | 2.2621 | 2.2621 | 2.2621 | 0 | 0 | 0.39732 | 1.1747 | 0 | 1.572
6346 | 2018-09-22 09:01 | 9 | September | 9 | 265 | 3.1757 | 2.594 | 3.1757 | 0 | 0 | 0 | 0.43069 | 0 | 0.43069
6347 | 2018-09-22 10:01 | 9 | September | 10 | 265 | 2.4361 | 2.4361 | 2.4361 | 0 | 0 | 0.178 | 0.68765 | 0 | 0.86565
6348 | 2018-09-22 11:01 | 9 | September | 11 | 265 | 3.5672 | 2.8885 | 3.5672 | 0 | 0 | 0 | 0.3337 | 0 | 0.3337
6349 | 2018-09-22 12:01 | 9 | September | 12 | 265 | 4.2632 | 2.8222 | 3.997 | 0 | 0.26628 | 0 | 0 | 0 | 0
6350 | 2018-09-22 13:01 | 9 | September | 13 | 265 | 3.6977 | 2.5055 | 3.6802 | 0 | 0.017515 | 0 | 0 | 0 | 0
6351 | 2018-09-22 14:01 | 9 | September | 14 | 265 | 2.6972 | 2.281 | 2.6972 | 0 | 0 | 0 | 0.59622 | 0 | 0.59622
6352 | 2018-09-22 15:01 | 9 | September | 15 | 265 | 2.2621 | 2.1593 | 2.2621 | 0 | 0 | 0 | 0.90957 | 0 | 0.90957
6353 | 2018-09-22 16:01 | 9 | September | 16 | 265 | 2.2621 | 2.2621 | 2.2621 | 0 | 0 | 0.067964 | 1.6672 | 0 | 1.7352
6354 | 2018-09-22 17:01 | 9 | September | 17 | 265 | 0.34802 | 0.34802 | 0.34802 | 0 | 0 | 2.4608 | 1.3371 | 0 | 3.7979
6355 | 2018-09-22 18:01 | 9 | September | 18 | 265 | 0 | 0 | 0 | 0 | 0 | 3.2632 | 0.85001 | 0 | 4.1132
6356 | 2018-09-22 19:01 | 9 | September | 19 | 265 | 0 | 0 | 0 | 0 | 0 | 3.1982 | 0.85001 | 0 | 4.0482
6357 | 2018-09-22 20:01 | 9 | September | 20 | 265 | 0 | 0 | 0 | 0 | 0 | 2.9951 | 0.51988 | 0 | 3.515
6358 | 2018-09-22 21:01 | 9 | September | 21 | 265 | 0 | 0 | 0 | 0 | 0 | 2.6553 | 0.51988 | 0 | 3.1751
6359 | 2018-09-22 22:01 | 9 | September | 22 | 265 | 0 | 0 | 0 | 0 | 0 | 2.0603 | 0.51988 | 0 | 2.5802
6360 | 2018-09-22 23:01 | 9 | September | 23 | 265 | 0 | 0 | 0 | 0 | 0 | 1.4956 | 0.35753 | 0 | 1.8531
6361 | 2018-09-23 00:01 | 9 | September | 0 | 266 | 0 | 0 | 0 | 0 | 0 | 1.2031 | 0.35753 | 0 | 1.5607
6362 | 2018-09-23 01:01 | 9 | September | 1 | 266 | 0 | 0 | 0 | 0 | 0 | 1.1209 | 0.35753 | 0 | 1.4784
6363 | 2018-09-23 02:01 | 9 | September | 2 | 266 | 0 | 0 | 0 | 0 | 0 | 1.1012 | 0.35753 | 0 | 1.4587
6364 | 2018-09-23 03:01 | 9 | September | 3 | 266 | 0 | 0 | 0 | 0 | 0 | 1.1171 | 0.35753 | 0 | 1.4747
6365 | 2018-09-23 04:01 | 9 | September | 4 | 266 | 0 | 0 | 0 | 0 | 0 | 1.261 | 0.35753 | 0 | 1.6186
6366 | 2018-09-23 05:01 | 9 | September | 5 | 266 | 0 | 0 | 0 | 0 | 0 | 1.9374 | 0.35753 | 0 | 2.2949
6367 | 2018-09-23 06:01 | 9 | September | 6 | 266 | 0.87005 | 0.87005 | 0.87005 | 0 | 0 | 1.6849 | 0.35753 | 0 | 2.0425
6368 | 2018-09-23 07:01 | 9 | September | 7 | 266 | 2.6972 | 2.685 | 2.6972 | 0 | 0 | 0 | 0.50777 | 0 | 0.50777
6369 | 2018-09-23 08:01 | 9 | September | 8 | 266 | 4.6548 | 2.6595 | 3.3471 | 0 | 1.3077 | 0 | 0 | 0 | 0
6370 | 2018-09-23 09:01 | 9 | September | 9 | 266 | 6.5254 | 2.594 | 3.7687 | 0 | 2.7567 | 0 | 0 | 0 | 0
6371 | 2018-09-23 10:01 | 9 | September | 10 | 266 | 7.8305 | 2.6141 | 3.7889 | 0 | 4.0416 | 0 | 0 | 0 | 0
6372 | 2018-09-23 11:01 | 9 | September | 11 | 266 | 8.483 | 2.8885 | 4.388 | 0 | 4.095 | 0 | 0 | 0 | 0
6373 | 2018-09-23 12:01 | 9 | September | 12 | 266 | 8.396 | 2.8222 | 4.3217 | 0 | 4.0743 | 0 | 0 | 0 | 0
6374 | 2018-09-23 13:01 | 9 | September | 13 | 266 | 7.7869 | 2.5055 | 3.8426 | 0 | 3.9444 | 0 | 0 | 0 | 0
6375 | 2018-09-23 14:01 | 9 | September | 14 | 266 | 6.3079 | 2.281 | 3.2934 | 0 | 3.0145 | 0 | 0 | 0 | 0
6376 | 2018-09-23 15:01 | 9 | September | 15 | 266 | 4.4373 | 2.1593 | 3.0093 | 0 | 1.4279 | 0 | 0 | 0 | 0
6377 | 2018-09-23 16:01 | 9 | September | 16 | 266 | 2.3926 | 2.3301 | 2.3926 | 0 | 0 | 0 | 0.94983 | 0 | 0.94983
6378 | 2018-09-23 17:01 | 9 | September | 17 | 266 | 0.17401 | 0.17401 | 0.17401 | 0 | 0 | 2.6348 | 1.1747 | 0 | 3.8095
6379 | 2018-09-23 18:01 | 9 | September | 18 | 266 | 0 | 0 | 0 | 0 | 0 | 3.2632 | 1.1747 | 0 | 4.4379
6380 | 2018-09-23 19:01 | 9 | September | 19 | 266 | 0 | 0 | 0 | 0 | 0 | 3.1982 | 0.85001 | 0 | 4.0482
6381 | 2018-09-23 20:01 | 9 | September | 20 | 266 | 0 | 0 | 0 | 0 | 0 | 2.9951 | 0.85001 | 0 | 3.8451
6382 | 2018-09-23 21:01 | 9 | September | 21 | 266 | 0 | 0 | 0 | 0 | 0 | 2.6553 | 0.51988 | 0 | 3.1751
6383 | 2018-09-23 22:01 | 9 | September | 22 | 266 | 0 | 0 | 0 | 0 | 0 | 2.0603 | 0.51988 | 0 | 2.5802
6384 | 2018-09-23 23:01 | 9 | September | 23 | 266 | 0 | 0 | 0 | 0 | 0 | 1.4956 | 0.35753 | 0 | 1.8531
6385 | 2018-09-24 00:01 | 9 | September | 0 | 267 | 0 | 0 | 0 | 0 | 0 | 1.2031 | 0.35753 | 0 | 1.5607
6386 | 2018-09-24 01:01 | 9 | September | 1 | 267 | 0 | 0 | 0 | 0 | 0 | 1.1209 | 0.35753 | 0 | 1.4784
6387 | 2018-09-24 02:01 | 9 | September | 2 | 267 | 0 | 0 | 0 | 0 | 0 | 1.1012 | 0.51988 | 0 | 1.6211
6388 | 2018-09-24 03:01 | 9 | September | 3 | 267 | 0 | 0 | 0 | 0 | 0 | 1.1171 | 0.51988 | 0 | 1.637
6389 | 2018-09-24 04:01 | 9 | September | 4 | 267 | 0 | 0 | 0 | 0 | 0 | 1.261 | 0.85001 | 0 | 2.1111
6390 | 2018-09-24 05:01 | 9 | September | 5 | 267 | 0 | 0 | 0 | 0 | 0 | 1.9374 | 1.1747 | 0 | 3.1121
6391 | 2018-09-24 06:01 | 9 | September | 6 | 267 | 0.087005 | 0.087005 | 0.087005 | 0 | 0 | 2.468 | 1.8296 | 0 | 4.2975
6392 | 2018-09-24 07:01 | 9 | September | 7 | 267 | 0.78305 | 0.78305 | 0.78305 | 0 | 0 | 1.902 | 1.8296 | 0 | 3.7316
6393 | 2018-09-24 08:01 | 9 | September | 8 | 267 | 0.43503 | 0.43503 | 0.43503 | 0 | 0 | 3.2668 | 1.9413 | 0 | 5.2081
6394 | 2018-09-24 09:01 | 9 | September | 9 | 267 | 1.9141 | 1.9141 | 1.9141 | 0 | 0 | 2.3003 | 1.5996 | 0 | 3.8999
6395 | 2018-09-24 10:01 | 9 | September | 10 | 267 | 4.0457 | 4.0457 | 4.0457 | 0 | 0 | 0.18883 | 1.4372 | 0 | 1.626
6396 | 2018-09-24 11:01 | 9 | September | 11 | 267 | 4.6983 | 4.509 | 4.6983 | 0 | 0 | 0 | 1.5726 | 0 | 1.5726
6397 | 2018-09-24 12:01 | 9 | September | 12 | 267 | 3.4802 | 3.4802 | 3.4802 | 0 | 0 | 0.96246 | 2.0866 | 0 | 3.0491
6398 | 2018-09-24 13:01 | 9 | September | 13 | 267 | 5.2203 | 4.1259 | 5.2203 | 0 | 0 | 0 | 0.50516 | 0 | 0.50516
6399 | 2018-09-24 14:01 | 9 | September | 14 | 267 | 4.9158 | 3.9014 | 4.9158 | 0 | 0 | 0 | 0.25508 | 0 | 0.25508
6400 | 2018-09-24 15:01 | 9 | September | 15 | 267 | 2.3491 | 2.3491 | 2.3491 | 0 | 0 | 1.4306 | 1.2694 | 0 | 2.7001
6401 | 2018-09-24 16:01 | 9 | September | 16 | 267 | 0.87005 | 0.87005 | 0.87005 | 0 | 0 | 3.0805 | 1.5996 | 0 | 4.68
6402 | 2018-09-24 17:01 | 9 | September | 17 | 267 | 0.087005 | 0.087005 | 0.087005 | 0 | 0 | 3.8779 | 1.4654 | 0 | 5.3434
6403 | 2018-09-24 18:01 | 9 | September | 18 | 267 | 0 | 0 | 0 | 0 | 0 | 3.8413 | 1.3201 | 0 | 5.1613
6404 | 2018-09-24 19:01 | 9 | September | 19 | 267 | 0 | 0 | 0 | 0 | 0 | 3.1982 | 1.0124 | 0 | 4.2105
6405 | 2018-09-24 20:01 | 9 | September | 20 | 267 | 0 | 0 | 0 | 0 | 0 | 2.9951 | 0.85001 | 0 | 3.8451
6406 | 2018-09-24 21:01 | 9 | September | 21 | 267 | 0 | 0 | 0 | 0 | 0 | 2.6553 | 0.51988 | 0 | 3.1751
6407 | 2018-09-24 22:01 | 9 | September | 22 | 267 | 0 | 0 | 0 | 0 | 0 | 2.0603 | 0.51988 | 0 | 2.5802
6408 | 2018-09-24 23:01 | 9 | September | 23 | 267 | 0 | 0 | 0 | 0 | 0 | 1.4956 | 0.35753 | 0 | 1.8531
6409 | 2018-09-25 00:01 | 9 | September | 0 | 268 | 0 | 0 | 0 | 0 | 0 | 1.2031 | 0.35753 | 0 | 1.5607
6410 | 2018-09-25 01:01 | 9 | September | 1 | 268 | 0 | 0 | 0 | 0 | 0 | 1.1209 | 0.35753 | 0 | 1.4784
6411 | 2018-09-25 02:01 | 9 | September | 2 | 268 | 0 | 0 | 0 | 0 | 0 | 1.1012 | 0.51988 | 0 | 1.6211
6412 | 2018-09-25 03:01 | 9 | September | 3 | 268 | 0 | 0 | 0 | 0 | 0 | 1.1171 | 0.51988 | 0 | 1.637
6413 | 2018-09-25 04:01 | 9 | September | 4 | 268 | 0 | 0 | 0 | 0 | 0 | 1.261 | 0.85001 | 0 | 2.1111
6414 | 2018-09-25 05:01 | 9 | September | 5 | 268 | 0 | 0 | 0 | 0 | 0 | 1.9374 | 1.1747 | 0 | 3.1121
6415 | 2018-09-25 06:01 | 9 | September | 6 | 268 | 0.52203 | 0.52203 | 0.52203 | 0 | 0 | 2.033 | 1.8296 | 0 | 3.8625
6416 | 2018-09-25 07:01 | 9 | September | 7 | 268 | 1.5661 | 1.5661 | 1.5661 | 0 | 0 | 1.119 | 1.8296 | 0 | 2.9485
6417 | 2018-09-25 08:01 | 9 | September | 8 | 268 | 2.8712 | 2.8712 | 2.8712 | 0 | 0 | 0.83065 | 1.9413 | 0 | 2.7719
6418 | 2018-09-25 09:01 | 9 | September | 9 | 268 | 3.8717 | 3.8717 | 3.8717 | 0 | 0 | 0.3427 | 1.5996 | 0 | 1.9423
6419 | 2018-09-25 10:01 | 9 | September | 10 | 268 | 4.4808 | 4.2346 | 4.4808 | 0 | 0 | 0 | 1.191 | 0 | 1.191
6420 | 2018-09-25 11:01 | 9 | September | 11 | 268 | 4.4373 | 4.4373 | 4.4373 | 0 | 0 | 0.071698 | 1.7619 | 0 | 1.8336
6421 | 2018-09-25 12:01 | 9 | September | 12 | 268 | 4.5243 | 4.4427 | 4.5243 | 0 | 0 | 0 | 2.005 | 0 | 2.005
6422 | 2018-09-25 13:01 | 9 | September | 13 | 268 | 3.4802 | 3.4802 | 3.4802 | 0 | 0 | 0.64569 | 1.5996 | 0 | 2.2453
6423 | 2018-09-25 14:01 | 9 | September | 14 | 268 | 3.0017 | 3.0017 | 3.0017 | 0 | 0 | 0.89975 | 1.2694 | 0 | 2.1692
6424 | 2018-09-25 15:01 | 9 | September | 15 | 268 | 1.7401 | 1.7401 | 1.7401 | 0 | 0 | 2.0397 | 1.2694 | 0 | 3.3091
6425 | 2018-09-25 16:01 | 9 | September | 16 | 268 | 0.78305 | 0.78305 | 0.78305 | 0 | 0 | 3.1675 | 1.5996 | 0 | 4.767
6426 | 2018-09-25 17:01 | 9 | September | 17 | 268 | 0 | 0 | 0 | 0 | 0 | 3.9649 | 1.4654 | 0 | 5.4304
6427 | 2018-09-25 18:01 | 9 | September | 18 | 268 | 0 | 0 | 0 | 0 | 0 | 3.8413 | 1.3201 | 0 | 5.1613
6428 | 2018-09-25 19:01 | 9 | September | 19 | 268 | 0 | 0 | 0 | 0 | 0 | 3.1982 | 1.0124 | 0 | 4.2105
6429 | 2018-09-25 20:01 | 9 | September | 20 | 268 | 0 | 0 | 0 | 0 | 0 | 2.9951 | 0.85001 | 0 | 3.8451
6430 | 2018-09-25 21:01 | 9 | September | 21 | 268 | 0 | 0 | 0 | 0 | 0 | 2.6553 | 0.51988 | 0 | 3.1751
6431 | 2018-09-25 22:01 | 9 | September | 22 | 268 | 0 | 0 | 0 | 0 | 0 | 2.0603 | 0.51988 | 0 | 2.5802
6432 | 2018-09-25 23:01 | 9 | September | 23 | 268 | 0 | 0 | 0 | 0 | 0 | 1.4956 | 0.35753 | 0 | 1.8531
6433 | 2018-09-26 00:01 | 9 | September | 0 | 269 | 0 | 0 | 0 | 0 | 0 | 1.2031 | 0.35753 | 0 | 1.5607
6434 | 2018-09-26 01:01 | 9 | September | 1 | 269 | 0 | 0 | 0 | 0 | 0 | 1.1209 | 0.35753 | 0 | 1.4784
6435 | 2018-09-26 02:01 | 9 | September | 2 | 269 | 0 | 0 | 0 | 0 | 0 | 1.1012 | 0.51988 | 0 | 1.6211
6436 | 2018-09-26 03:01 | 9 | September | 3 | 269 | 0 | 0 | 0 | 0 | 0 | 1.1171 | 0.51988 | 0 | 1.637
6437 | 2018-09-26 04:01 | 9 | September | 4 | 269 | 0 | 0 | 0 | 0 | 0 | 1.261 | 0.85001 | 0 | 2.1111
6438 | 2018-09-26 05:01 | 9 | September | 5 | 269 | 0 | 0 | 0 | 0 | 0 | 1.9374 | 1.1747 | 0 | 3.1121
6439 | 2018-09-26 06:01 | 9 | September | 6 | 269 | 0.52203 | 0.52203 | 0.52203 | 0 | 0 | 2.033 | 1.8296 | 0 | 3.8625
6440 | 2018-09-26 07:01 | 9 | September | 7 | 269 | 1.7401 | 1.7401 | 1.7401 | 0 | 0 | 0.94495 | 1.8296 | 0 | 2.7745
6441 | 2018-09-26 08:01 | 9 | September | 8 | 269 | 3.6977 | 3.6977 | 3.6977 | 0 | 0 | 0.0041017 | 1.9413 | 0 | 1.9454
6442 | 2018-09-26 09:01 | 9 | September | 9 | 269 | 4.7853 | 4.2144 | 4.7853 | 0 | 0 | 0 | 1.0287 | 0 | 1.0287
6443 | 2018-09-26 10:01 | 9 | September | 10 | 269 | 5.7423 | 4.2346 | 5.6718 | 0 | 0.070561 | 0 | 0 | 0 | 0
6444 | 2018-09-26 11:01 | 9 | September | 11 | 269 | 6.6559 | 4.509 | 6.2709 | 0 | 0.385 | 0 | 0 | 0 | 0
6445 | 2018-09-26 12:01 | 9 | September | 12 | 269 | 5.8728 | 4.4427 | 5.8728 | 0 | 0 | 0 | 0.65647 | 0 | 0.65647
6446 | 2018-09-26 13:01 | 9 | September | 13 | 269 | 5.6988 | 4.1259 | 5.6988 | 0 | 0 | 0 | 0.026632 | 0 | 0.026632
6447 | 2018-09-26 14:01 | 9 | September | 14 | 269 | 3.7847 | 3.7847 | 3.7847 | 0 | 0 | 0.11671 | 1.2694 | 0 | 1.3861
6448 | 2018-09-26 15:01 | 9 | September | 15 | 269 | 2.3926 | 2.3926 | 2.3926 | 0 | 0 | 1.3871 | 1.2694 | 0 | 2.6566
6449 | 2018-09-26 16:01 | 9 | September | 16 | 269 | 1.1746 | 1.1746 | 1.1746 | 0 | 0 | 2.7759 | 1.5996 | 0 | 4.3755
6450 | 2018-09-26 17:01 | 9 | September | 17 | 269 | 0 | 0 | 0 | 0 | 0 | 3.9649 | 1.4654 | 0 | 5.4304
6451 | 2018-09-26 18:01 | 9 | September | 18 | 269 | 0 | 0 | 0 | 0 | 0 | 3.8413 | 1.3201 | 0 | 5.1613
6452 | 2018-09-26 19:01 | 9 | September | 19 | 269 | 0 | 0 | 0 | 0 | 0 | 3.1982 | 1.0124 | 0 | 4.2105
6453 | 2018-09-26 20:01 | 9 | September | 20 | 269 | 0 | 0 | 0 | 0 | 0 | 2.9951 | 0.85001 | 0 | 3.8451
6454 | 2018-09-26 21:01 | 9 | September | 21 | 269 | 0 | 0 | 0 | 0 | 0 | 2.6553 | 0.51988 | 0 | 3.1751
6455 | 2018-09-26 22:01 | 9 | September | 22 | 269 | 0 | 0 | 0 | 0 | 0 | 2.0603 | 0.51988 | 0 | 2.5802
6456 | 2018-09-26 23:01 | 9 | September | 23 | 269 | 0 | 0 | 0 | 0 | 0 | 1.4956 | 0.35753 | 0 | 1.8531
6457 | 2018-09-27 00:01 | 9 | September | 0 | 270 | 0 | 0 | 0 | 0 | 0 | 1.3227 | 0.35753 | 0 | 1.6802
6458 | 2018-09-27 01:01 | 9 | September | 1 | 270 | 0 | 0 | 0 | 0 | 0 | 1.1574 | 0.35753 | 0 | 1.5149
6459 | 2018-09-27 02:01 | 9 | September | 2 | 270 | 0 | 0 | 0 | 0 | 0 | 1.1125 | 0.51988 | 0 | 1.6324
6460 | 2018-09-27 03:01 | 9 | September | 3 | 270 | 0 | 0 | 0 | 0 | 0 | 1.102 | 0.51988 | 0 | 1.6219
6461 | 2018-09-27 04:01 | 9 | September | 4 | 270 | 0 | 0 | 0 | 0 | 0 | 1.1356 | 0.85001 | 0 | 1.9856
6462 | 2018-09-27 05:01 | 9 | September | 5 | 270 | 0 | 0 | 0 | 0 | 0 | 1.3609 | 1.1747 | 0 | 2.5356
6463 | 2018-09-27 06:01 | 9 | September | 6 | 270 | 0.56553 | 0.56553 | 0.56553 | 0 | 0 | 1.3773 | 1.8296 | 0 | 3.2069
6464 | 2018-09-27 07:01 | 9 | September | 7 | 270 | 1.7401 | 1.7401 | 1.7401 | 0 | 0 | 0.81404 | 1.8296 | 0 | 2.6436
6465 | 2018-09-27 08:01 | 9 | September | 8 | 270 | 2.8712 | 2.8712 | 2.8712 | 0 | 0 | 1.0727 | 1.9413 | 0 | 3.014
6466 | 2018-09-27 09:01 | 9 | September | 9 | 270 | 4.1762 | 4.1762 | 4.1762 | 0 | 0 | 0.56221 | 1.5996 | 0 | 2.1618
6467 | 2018-09-27 10:01 | 9 | September | 10 | 270 | 5.3943 | 4.8819 | 5.3943 | 0 | 0 | 0 | 0.92485 | 0 | 0.92485
6468 | 2018-09-27 11:01 | 9 | September | 11 | 270 | 5.0898 | 5.0422 | 5.0898 | 0 | 0 | 0 | 1.7144 | 0 | 1.7144
6469 | 2018-09-27 12:01 | 9 | September | 12 | 270 | 6.1339 | 4.9763 | 6.1339 | 0 | 0 | 0 | 0.92914 | 0 | 0.92914
6470 | 2018-09-27 13:01 | 9 | September | 13 | 270 | 7.0909 | 4.7049 | 6.3045 | 0 | 0.78645 | 0 | 0 | 0 | 0
6471 | 2018-09-27 14:01 | 9 | September | 14 | 270 | 6.3079 | 4.4934 | 5.7629 | 0 | 0.54499 | 0 | 0 | 0 | 0
6472 | 2018-09-27 15:01 | 9 | September | 15 | 270 | 5.4378 | 4.4573 | 5.4378 | 0 | 0 | 0 | 0.28898 | 0 | 0.28898
6473 | 2018-09-27 16:01 | 9 | September | 16 | 270 | 3.0887 | 3.0887 | 3.0887 | 0 | 0 | 1.5843 | 1.5996 | 0 | 3.1839
6474 | 2018-09-27 17:01 | 9 | September | 17 | 270 | 0.34802 | 0.34802 | 0.34802 | 0 | 0 | 4.2618 | 1.4654 | 0 | 5.7272
6475 | 2018-09-27 18:01 | 9 | September | 18 | 270 | 0 | 0 | 0 | 0 | 0 | 4.2797 | 1.3201 | 0 | 5.5998
6476 | 2018-09-27 19:01 | 9 | September | 19 | 270 | 0 | 0 | 0 | 0 | 0 | 3.405 | 1.0124 | 0 | 4.4174
6477 | 2018-09-27 20:01 | 9 | September | 20 | 270 | 0 | 0 | 0 | 0 | 0 | 2.8504 | 0.85001 | 0 | 3.7004
6478 | 2018-09-27 21:01 | 9 | September | 21 | 270 | 0 | 0 | 0 | 0 | 0 | 2.7035 | 0.51988 | 0 | 3.2234
6479 | 2018-09-27 22:01 | 9 | September | 22 | 270 | 0 | 0 | 0 | 0 | 0 | 2.333 | 0.51988 | 0 | 2.8529
6480 | 2018-09-27 23:01 | 9 | September | 23 | 270 | 0 | 0 | 0 | 0 | 0 | 1.6055 | 0.35753 | 0 | 1.963
6481 | 2018-09-28 00:01 | 9 | September | 0 | 271 | 0 | 0 | 0 | 0 | 0 | 1.7922 | 0.35753 | 0 | 2.1497
6482 | 2018-09-28 01:01 | 9 | September | 1 | 271 | 0 | 0 | 0 | 0 | 0 | 1.4217 | 0.35753 | 0 | 1.7793
6483 | 2018-09-28 02:01 | 9 | September | 2 | 271 | 0 | 0 | 0 | 0 | 0 | 1.1981 | 0.51988 | 0 | 1.718
6484 | 2018-09-28 03:01 | 9 | September | 3 | 271 | 0 | 0 | 0 | 0 | 0 | 1.1209 | 0.51988 | 0 | 1.6408
6485 | 2018-09-28 04:01 | 9 | September | 4 | 271 | 0 | 0 | 0 | 0 | 0 | 1.1025 | 0.85001 | 0 | 1.9525
6486 | 2018-09-28 05:01 | 9 | September | 5 | 271 | 0 | 0 | 0 | 0 | 0 | 1.1041 | 1.1747 | 0 | 2.2789
6487 | 2018-09-28 06:01 | 9 | September | 6 | 271 | 0.56553 | 0.56553 | 0.56553 | 0 | 0 | 0.57971 | 1.8296 | 0 | 2.4093
6488 | 2018-09-28 07:01 | 9 | September | 7 | 271 | 2.0881 | 1.478 | 2.0881 | 0 | 0 | 0 | 1.2194 | 0 | 1.2194
6489 | 2018-09-28 08:01 | 9 | September | 8 | 271 | 3.5672 | 3.2869 | 3.5672 | 0 | 0 | 0 | 1.6609 | 0 | 1.6609
6490 | 2018-09-28 09:01 | 9 | September | 9 | 271 | 4.7853 | 4.6755 | 4.7853 | 0 | 0 | 0 | 1.4898 | 0 | 1.4898
6491 | 2018-09-28 10:01 | 9 | September | 10 | 271 | 5.7858 | 5.1043 | 5.7858 | 0 | 0 | 0 | 0.75569 | 0 | 0.75569
6492 | 2018-09-28 11:01 | 9 | September | 11 | 271 | 6.3949 | 5.4416 | 6.3949 | 0 | 0 | 0 | 0.8087 | 0 | 0.8087
6493 | 2018-09-28 12:01 | 9 | September | 12 | 271 | 6.4819 | 5.4857 | 6.4819 | 0 | 0 | 0 | 1.0905 | 0 | 1.0905
6494 | 2018-09-28 13:01 | 9 | September | 13 | 271 | 5.6118 | 4.8282 | 5.6118 | 0 | 0 | 0 | 0.81599 | 0 | 0.81599
6495 | 2018-09-28 14:01 | 9 | September | 14 | 271 | 4.7853 | 4.2849 | 4.7853 | 0 | 0 | 0 | 0.76907 | 0 | 0.76907
6496 | 2018-09-28 15:01 | 9 | September | 15 | 271 | 2.8712 | 2.8712 | 2.8712 | 0 | 0 | 1.1582 | 1.2694 | 0 | 2.4277
6497 | 2018-09-28 16:01 | 9 | September | 16 | 271 | 1.2616 | 1.2616 | 1.2616 | 0 | 0 | 2.5375 | 1.5996 | 0 | 4.137
6498 | 2018-09-28 17:01 | 9 | September | 17 | 271 | 0 | 0 | 0 | 0 | 0 | 3.4094 | 1.4654 | 0 | 4.8749
6499 | 2018-09-28 18:01 | 9 | September | 18 | 271 | 0 | 0 | 0 | 0 | 0 | 3.2644 | 1.3201 | 0 | 4.5844
6500 | 2018-09-28 19:01 | 9 | September | 19 | 271 | 0 | 0 | 0 | 0 | 0 | 3.0786 | 1.0124 | 0 | 4.091
6501 | 2018-09-28 20:01 | 9 | September | 20 | 271 | 0 | 0 | 0 | 0 | 0 | 2.975 | 0.85001 | 0 | 3.825
6502 | 2018-09-28 21:01 | 9 | September | 21 | 271 | 0 | 0 | 0 | 0 | 0 | 2.7933 | 0.51988 | 0 | 3.3132
6503 | 2018-09-28 22:01 | 9 | September | 22 | 271 | 0 | 0 | 0 | 0 | 0 | 2.5197 | 0.51988 | 0 | 3.0396
6504 | 2018-09-28 23:01 | 9 | September | 23 | 271 | 0 | 0 | 0 | 0 | 0 | 1.4956 | 0.35753 | 0 | 1.8531
6505 | 2018-09-29 00:01 | 9 | September | 0 | 272 | 0 | 0 | 0 | 0 | 0 | 1.2031 | 0.35753 | 0 | 1.5607
6506 | 2018-09-29 01:01 | 9 | September | 1 | 272 | 0 | 0 | 0 | 0 | 0 | 1.1209 | 0.35753 | 0 | 1.4784
6507 | 2018-09-29 02:01 | 9 | September | 2 | 272 | 0 | 0 | 0 | 0 | 0 | 1.1012 | 0.35753 | 0 | 1.4587
6508 | 2018-09-29 03:01 | 9 | September | 3 | 272 | 0 | 0 | 0 | 0 | 0 | 1.1171 | 0.35753 | 0 | 1.4747
6509 | 2018-09-29 04:01 | 9 | September | 4 | 272 | 0 | 0 | 0 | 0 | 0 | 1.261 | 0.35753 | 0 | 1.6186
6510 | 2018-09-29 05:01 | 9 | September | 5 | 272 | 0 | 0 | 0 | 0 | 0 | 1.9374 | 0.51988 | 0 | 2.4573
6511 | 2018-09-29 06:01 | 9 | September | 6 | 272 | 0.60904 | 0.60904 | 0.60904 | 0 | 0 | 1.9459 | 0.85001 | 0 | 2.796
6512 | 2018-09-29 07:01 | 9 | September | 7 | 272 | 2.5231 | 2.5231 | 2.5231 | 0 | 0 | 0.1619 | 1.1747 | 0 | 1.3366
6513 | 2018-09-29 08:01 | 9 | September | 8 | 272 | 4.4373 | 2.6595 | 3.8342 | 0 | 0.60308 | 0 | 0 | 0 | 0
6514 | 2018-09-29 09:01 | 9 | September | 9 | 272 | 6.3079 | 2.594 | 3.6064 | 0 | 2.7015 | 0 | 0 | 0 | 0
6515 | 2018-09-29 10:01 | 9 | September | 10 | 272 | 7.4389 | 2.6141 | 3.3018 | 0 | 4.1371 | 0 | 0 | 0 | 0
6516 | 2018-09-29 11:01 | 9 | September | 11 | 272 | 7.9175 | 2.8885 | 3.9009 | 0 | 4.0166 | 0 | 0 | 0 | 0
6517 | 2018-09-29 12:01 | 9 | September | 12 | 272 | 7.7869 | 2.8222 | 3.997 | 0 | 3.79 | 0 | 0 | 0 | 0
6518 | 2018-09-29 13:01 | 9 | September | 13 | 272 | 6.8299 | 2.5055 | 3.6802 | 0 | 3.1497 | 0 | 0 | 0 | 0
6519 | 2018-09-29 14:01 | 9 | September | 14 | 272 | 5.3508 | 2.281 | 3.2934 | 0 | 2.0574 | 0 | 0 | 0 | 0
6520 | 2018-09-29 15:01 | 9 | September | 15 | 272 | 3.4367 | 2.1593 | 3.1717 | 0 | 0.265 | 0 | 0 | 0 | 0
6521 | 2018-09-29 16:01 | 9 | September | 16 | 272 | 1.5226 | 1.5226 | 1.5226 | 0 | 0 | 0.80751 | 1.6672 | 0 | 2.4747
6522 | 2018-09-29 17:01 | 9 | September | 17 | 272 | 0 | 0 | 0 | 0 | 0 | 2.8088 | 1.3371 | 0 | 4.1459
6523 | 2018-09-29 18:01 | 9 | September | 18 | 272 | 0 | 0 | 0 | 0 | 0 | 3.2632 | 0.85001 | 0 | 4.1132
6524 | 2018-09-29 19:01 | 9 | September | 19 | 272 | 0 | 0 | 0 | 0 | 0 | 3.1982 | 0.85001 | 0 | 4.0482
6525 | 2018-09-29 20:01 | 9 | September | 20 | 272 | 0 | 0 | 0 | 0 | 0 | 2.9951 | 0.51988 | 0 | 3.515
6526 | 2018-09-29 21:01 | 9 | September | 21 | 272 | 0 | 0 | 0 | 0 | 0 | 2.6553 | 0.51988 | 0 | 3.1751
6527 | 2018-09-29 22:01 | 9 | September | 22 | 272 | 0 | 0 | 0 | 0 | 0 | 2.0603 | 0.51988 | 0 | 2.5802
6528 | 2018-09-29 23:01 | 9 | September | 23 | 272 | 0 | 0 | 0 | 0 | 0 | 1.4956 | 0.35753 | 0 | 1.8531
6529 | 2018-09-30 00:01 | 9 | September | 0 | 273 | 0 | 0 | 0 | 0 | 0 | 1.2031 | 0.35753 | 0 | 1.5607
6530 | 2018-09-30 01:01 | 9 | September | 1 | 273 | 0 | 0 | 0 | 0 | 0 | 1.1209 | 0.35753 | 0 | 1.4784
6531 | 2018-09-30 02:01 | 9 | September | 2 | 273 | 0 | 0 | 0 | 0 | 0 | 1.1012 | 0.35753 | 0 | 1.4587
6532 | 2018-09-30 03:01 | 9 | September | 3 | 273 | 0 | 0 | 0 | 0 | 0 | 1.1171 | 0.35753 | 0 | 1.4747
6533 | 2018-09-30 04:01 | 9 | September | 4 | 273 | 0 | 0 | 0 | 0 | 0 | 1.261 | 0.35753 | 0 | 1.6186
6534 | 2018-09-30 05:01 | 9 | September | 5 | 273 | 0 | 0 | 0 | 0 | 0 | 1.9374 | 0.35753 | 0 | 2.2949
6535 | 2018-09-30 06:01 | 9 | September | 6 | 273 | 0.78305 | 0.78305 | 0.78305 | 0 | 0 | 1.7719 | 0.35753 | 0 | 2.1295
6536 | 2018-09-30 07:01 | 9 | September | 7 | 273 | 2.7407 | 2.685 | 2.7407 | 0 | 0 | 0 | 0.46427 | 0 | 0.46427
6537 | 2018-09-30 08:01 | 9 | September | 8 | 273 | 3.1322 | 2.6595 | 3.1322 | 0 | 0 | 0 | 0.21492 | 0 | 0.21492
6538 | 2018-09-30 09:01 | 9 | September | 9 | 273 | 5.3508 | 2.594 | 3.7687 | 0 | 1.5821 | 0 | 0 | 0 | 0
6539 | 2018-09-30 10:01 | 9 | September | 10 | 273 | 7.7434 | 2.6141 | 3.7889 | 0 | 3.9546 | 0 | 0 | 0 | 0
6540 | 2018-09-30 11:01 | 9 | September | 11 | 273 | 7.3519 | 2.8885 | 4.388 | 0 | 2.9639 | 0 | 0 | 0 | 0
6541 | 2018-09-30 12:01 | 9 | September | 12 | 273 | 8.135 | 2.8222 | 4.3217 | 0 | 3.8133 | 0 | 0 | 0 | 0
6542 | 2018-09-30 13:01 | 9 | September | 13 | 273 | 4.8288 | 2.5055 | 3.8426 | 0 | 0.98622 | 0 | 0 | 0 | 0
6543 | 2018-09-30 14:01 | 9 | September | 14 | 273 | 3.9587 | 2.281 | 3.2934 | 0 | 0.66535 | 0 | 0 | 0 | 0
6544 | 2018-09-30 15:01 | 9 | September | 15 | 273 | 3.1757 | 2.1593 | 3.0093 | 0 | 0.16634 | 0 | 0 | 0 | 0
6545 | 2018-09-30 16:01 | 9 | September | 16 | 273 | 1.7836 | 1.7836 | 1.7836 | 0 | 0 | 0.54649 | 1.0124 | 0 | 1.5589
6546 | 2018-09-30 17:01 | 9 | September | 17 | 273 | 0.087005 | 0.087005 | 0.087005 | 0 | 0 | 2.7218 | 1.1747 | 0 | 3.8965
6547 | 2018-09-30 18:01 | 9 | September | 18 | 273 | 0 | 0 | 0 | 0 | 0 | 3.2632 | 1.1747 | 0 | 4.4379
6548 | 2018-09-30 19:01 | 9 | September | 19 | 273 | 0 | 0 | 0 | 0 | 0 | 3.1982 | 0.85001 | 0 | 4.0482
6549 | 2018-09-30 20:01 | 9 | September | 20 | 273 | 0 | 0 | 0 | 0 | 0 | 2.9951 | 0.85001 | 0 | 3.8451
6550 | 2018-09-30 21:01 | 9 | September | 21 | 273 | 0 | 0 | 0 | 0 | 0 | 2.6553 | 0.51988 | 0 | 3.1751
6551 | 2018-09-30 22:01 | 9 | September | 22 | 273 | 0 | 0 | 0 | 0 | 0 | 2.0603 | 0.51988 | 0 | 2.5802
6552 | 2018-09-30 23:01 | 9 | September | 23 | 273 | 0 | 0 | 0 | 0 | 0 | 1.4956 | 0.35753 | 0 | 1.8531
6553 | 2018-10-01 00:01 | 10 | Oktober | 0 | 274 | 0 | 0 | 0 | 0 | 0 | 1.2031 | 0.35753 | 0 | 1.5607
6554 | 2018-10-01 01:01 | 10 | Oktober | 1 | 274 | 0 | 0 | 0 | 0 | 0 | 1.1209 | 0.35753 | 0 | 1.4784
6555 | 2018-10-01 02:01 | 10 | Oktober | 2 | 274 | 0 | 0 | 0 | 0 | 0 | 1.1012 | 0.51988 | 0 | 1.6211
6556 | 2018-10-01 03:01 | 10 | Oktober | 3 | 274 | 0 | 0 | 0 | 0 | 0 | 1.1171 | 0.51988 | 0 | 1.637
6557 | 2018-10-01 04:01 | 10 | Oktober | 4 | 274 | 0 | 0 | 0 | 0 | 0 | 1.261 | 0.85001 | 0 | 2.1111
6558 | 2018-10-01 05:01 | 10 | Oktober | 5 | 274 | 0 | 0 | 0 | 0 | 0 | 1.9374 | 1.1747 | 0 | 3.1121
6559 | 2018-10-01 06:01 | 10 | Oktober | 6 | 274 | 0.34802 | 0.34802 | 0.34802 | 0 | 0 | 2.207 | 1.8296 | 0 | 4.0365
6560 | 2018-10-01 07:01 | 10 | Oktober | 7 | 274 | 1.5226 | 1.5226 | 1.5226 | 0 | 0 | 1.1625 | 1.8296 | 0 | 2.992
6561 | 2018-10-01 08:01 | 10 | Oktober | 8 | 274 | 2.0011 | 2.0011 | 2.0011 | 0 | 0 | 1.7007 | 1.9413 | 0 | 3.642
6562 | 2018-10-01 09:01 | 10 | Oktober | 9 | 274 | 2.9582 | 2.9582 | 2.9582 | 0 | 0 | 1.2562 | 1.5996 | 0 | 2.8558
6563 | 2018-10-01 10:01 | 10 | Oktober | 10 | 274 | 3.1322 | 3.1322 | 3.1322 | 0 | 0 | 1.1024 | 1.4372 | 0 | 2.5396
6564 | 2018-10-01 11:01 | 10 | Oktober | 11 | 274 | 2.7842 | 2.7842 | 2.7842 | 0 | 0 | 1.7248 | 1.7619 | 0 | 3.4867
6565 | 2018-10-01 12:01 | 10 | Oktober | 12 | 274 | 2.6972 | 2.6972 | 2.6972 | 0 | 0 | 1.7455 | 2.0866 | 0 | 3.8321
6566 | 2018-10-01 13:01 | 10 | Oktober | 13 | 274 | 1.3921 | 1.3921 | 1.3921 | 0 | 0 | 2.7338 | 1.5996 | 0 | 4.3334
6567 | 2018-10-01 14:01 | 10 | Oktober | 14 | 274 | 1.6531 | 1.6531 | 1.6531 | 0 | 0 | 2.2483 | 1.2694 | 0 | 3.5178
6568 | 2018-10-01 15:01 | 10 | Oktober | 15 | 274 | 1.2616 | 1.2616 | 1.2616 | 0 | 0 | 2.5182 | 1.2694 | 0 | 3.7876
6569 | 2018-10-01 16:01 | 10 | Oktober | 16 | 274 | 0.69604 | 0.69604 | 0.69604 | 0 | 0 | 3.2545 | 1.5996 | 0 | 4.854
6570 | 2018-10-01 17:01 | 10 | Oktober | 17 | 274 | 0 | 0 | 0 | 0 | 0 | 3.9649 | 1.4654 | 0 | 5.4304
6571 | 2018-10-01 18:01 | 10 | Oktober | 18 | 274 | 0 | 0 | 0 | 0 | 0 | 3.8413 | 1.3201 | 0 | 5.1613
6572 | 2018-10-01 19:01 | 10 | Oktober | 19 | 274 | 0 | 0 | 0 | 0 | 0 | 3.1982 | 1.0124 | 0 | 4.2105
6573 | 2018-10-01 20:01 | 10 | Oktober | 20 | 274 | 0 | 0 | 0 | 0 | 0 | 2.9951 | 0.85001 | 0 | 3.8451
6574 | 2018-10-01 21:01 | 10 | Oktober | 21 | 274 | 0 | 0 | 0 | 0 | 0 | 2.6553 | 0.51988 | 0 | 3.1751
6575 | 2018-10-01 22:01 | 10 | Oktober | 22 | 274 | 0 | 0 | 0 | 0 | 0 | 2.0603 | 0.51988 | 0 | 2.5802
6576 | 2018-10-01 23:01 | 10 | Oktober | 23 | 274 | 0 | 0 | 0 | 0 | 0 | 1.4956 | 0.35753 | 0 | 1.8531
6577 | 2018-10-02 00:01 | 10 | Oktober | 0 | 275 | 0 | 0 | 0 | 0 | 0 | 1.2031 | 0.35753 | 0 | 1.5607
6578 | 2018-10-02 01:01 | 10 | Oktober | 1 | 275 | 0 | 0 | 0 | 0 | 0 | 1.1209 | 0.35753 | 0 | 1.4784
6579 | 2018-10-02 02:01 | 10 | Oktober | 2 | 275 | 0 | 0 | 0 | 0 | 0 | 1.1012 | 0.51988 | 0 | 1.6211
6580 | 2018-10-02 03:01 | 10 | Oktober | 3 | 275 | 0 | 0 | 0 | 0 | 0 | 1.1171 | 0.51988 | 0 | 1.637
6581 | 2018-10-02 04:01 | 10 | Oktober | 4 | 275 | 0 | 0 | 0 | 0 | 0 | 1.261 | 0.85001 | 0 | 2.1111
6582 | 2018-10-02 05:01 | 10 | Oktober | 5 | 275 | 0 | 0 | 0 | 0 | 0 | 1.9374 | 1.1747 | 0 | 3.1121
6583 | 2018-10-02 06:01 | 10 | Oktober | 6 | 275 | 0.087005 | 0.087005 | 0.087005 | 0 | 0 | 2.468 | 1.8296 | 0 | 4.2975
6584 | 2018-10-02 07:01 | 10 | Oktober | 7 | 275 | 0.78305 | 0.78305 | 0.78305 | 0 | 0 | 1.902 | 1.8296 | 0 | 3.7316
6585 | 2018-10-02 08:01 | 10 | Oktober | 8 | 275 | 0.34802 | 0.34802 | 0.34802 | 0 | 0 | 3.3538 | 1.9413 | 0 | 5.2951
6586 | 2018-10-02 09:01 | 10 | Oktober | 9 | 275 | 1.2181 | 1.2181 | 1.2181 | 0 | 0 | 2.9964 | 1.5996 | 0 | 4.5959
6587 | 2018-10-02 10:01 | 10 | Oktober | 10 | 275 | 4.0457 | 4.0457 | 4.0457 | 0 | 0 | 0.18883 | 1.4372 | 0 | 1.626
6588 | 2018-10-02 11:01 | 10 | Oktober | 11 | 275 | 5.0898 | 4.509 | 5.0898 | 0 | 0 | 0 | 1.1811 | 0 | 1.1811
6589 | 2018-10-02 12:01 | 10 | Oktober | 12 | 275 | 5.1333 | 4.4427 | 5.1333 | 0 | 0 | 0 | 1.396 | 0 | 1.396
6590 | 2018-10-02 13:01 | 10 | Oktober | 13 | 275 | 5.5248 | 4.1259 | 5.5248 | 0 | 0 | 0 | 0.20064 | 0 | 0.20064
6591 | 2018-10-02 14:01 | 10 | Oktober | 14 | 275 | 3.0017 | 3.0017 | 3.0017 | 0 | 0 | 0.89975 | 1.2694 | 0 | 2.1692
6592 | 2018-10-02 15:01 | 10 | Oktober | 15 | 275 | 2.1751 | 2.1751 | 2.1751 | 0 | 0 | 1.6046 | 1.2694 | 0 | 2.8741
6593 | 2018-10-02 16:01 | 10 | Oktober | 16 | 275 | 1.9576 | 1.9576 | 1.9576 | 0 | 0 | 1.9929 | 1.5996 | 0 | 3.5925
6594 | 2018-10-02 17:01 | 10 | Oktober | 17 | 275 | 0.087005 | 0.087005 | 0.087005 | 0 | 0 | 3.8779 | 1.4654 | 0 | 5.3434
6595 | 2018-10-02 18:01 | 10 | Oktober | 18 | 275 | 0 | 0 | 0 | 0 | 0 | 3.8413 | 1.3201 | 0 | 5.1613
6596 | 2018-10-02 19:01 | 10 | Oktober | 19 | 275 | 0 | 0 | 0 | 0 | 0 | 3.1982 | 1.0124 | 0 | 4.2105
6597 | 2018-10-02 20:01 | 10 | Oktober | 20 | 275 | 0 | 0 | 0 | 0 | 0 | 2.9951 | 0.85001 | 0 | 3.8451
6598 | 2018-10-02 21:01 | 10 | Oktober | 21 | 275 | 0 | 0 | 0 | 0 | 0 | 2.6553 | 0.51988 | 0 | 3.1751
6599 | 2018-10-02 22:01 | 10 | Oktober | 22 | 275 | 0 | 0 | 0 | 0 | 0 | 2.0603 | 0.51988 | 0 | 2.5802
6600 | 2018-10-02 23:01 | 10 | Oktober | 23 | 275 | 0 | 0 | 0 | 0 | 0 | 1.4956 | 0.35753 | 0 | 1.8531
6601 | 2018-10-03 00:01 | 10 | Oktober | 0 | 276 | 0 | 0 | 0 | 0 | 0 | 1.2031 | 0.35753 | 0 | 1.5607
6602 | 2018-10-03 01:01 | 10 | Oktober | 1 | 276 | 0 | 0 | 0 | 0 | 0 | 1.1209 | 0.35753 | 0 | 1.4784
6603 | 2018-10-03 02:01 | 10 | Oktober | 2 | 276 | 0 | 0 | 0 | 0 | 0 | 1.1012 | 0.51988 | 0 | 1.6211
6604 | 2018-10-03 03:01 | 10 | Oktober | 3 | 276 | 0 | 0 | 0 | 0 | 0 | 1.1171 | 0.51988 | 0 | 1.637
6605 | 2018-10-03 04:01 | 10 | Oktober | 4 | 276 | 0 | 0 | 0 | 0 | 0 | 1.261 | 0.85001 | 0 | 2.1111
6606 | 2018-10-03 05:01 | 10 | Oktober | 5 | 276 | 0 | 0 | 0 | 0 | 0 | 1.9374 | 1.1747 | 0 | 3.1121
6607 | 2018-10-03 06:01 | 10 | Oktober | 6 | 276 | 0.087005 | 0.087005 | 0.087005 | 0 | 0 | 2.468 | 1.8296 | 0 | 4.2975
6608 | 2018-10-03 07:01 | 10 | Oktober | 7 | 276 | 0.52203 | 0.52203 | 0.52203 | 0 | 0 | 2.163 | 1.8296 | 0 | 3.9926
6609 | 2018-10-03 08:01 | 10 | Oktober | 8 | 276 | 0.69604 | 0.69604 | 0.69604 | 0 | 0 | 3.0058 | 1.9413 | 0 | 4.9471
6610 | 2018-10-03 09:01 | 10 | Oktober | 9 | 276 | 1.1311 | 1.1311 | 1.1311 | 0 | 0 | 3.0834 | 1.5996 | 0 | 4.6829
6611 | 2018-10-03 10:01 | 10 | Oktober | 10 | 276 | 1.3051 | 1.3051 | 1.3051 | 0 | 0 | 2.9295 | 1.4372 | 0 | 4.3667
6612 | 2018-10-03 11:01 | 10 | Oktober | 11 | 276 | 1.3921 | 1.3921 | 1.3921 | 0 | 0 | 3.1169 | 1.7619 | 0 | 4.8788
6613 | 2018-10-03 12:01 | 10 | Oktober | 12 | 276 | 1.2181 | 1.2181 | 1.2181 | 0 | 0 | 3.2246 | 2.0866 | 0 | 5.3112
6614 | 2018-10-03 13:01 | 10 | Oktober | 13 | 276 | 8.0915 | 4.1259 | 5.7255 | 0 | 2.366 | 0 | 0 | 0 | 0
6615 | 2018-10-03 14:01 | 10 | Oktober | 14 | 276 | 6.3514 | 3.9014 | 5.1709 | 0 | 1.1805 | 0 | 0 | 0 | 0
6616 | 2018-10-03 15:01 | 10 | Oktober | 15 | 276 | 4.3938 | 3.7798 | 4.3938 | 0 | 0 | 0 | 0.65544 | 0 | 0.65544
6617 | 2018-10-03 16:01 | 10 | Oktober | 16 | 276 | 1.6966 | 1.6966 | 1.6966 | 0 | 0 | 2.2539 | 1.5996 | 0 | 3.8535
6618 | 2018-10-03 17:01 | 10 | Oktober | 17 | 276 | 0 | 0 | 0 | 0 | 0 | 3.9649 | 1.4654 | 0 | 5.4304
6619 | 2018-10-03 18:01 | 10 | Oktober | 18 | 276 | 0 | 0 | 0 | 0 | 0 | 3.8413 | 1.3201 | 0 | 5.1613
6620 | 2018-10-03 19:01 | 10 | Oktober | 19 | 276 | 0 | 0 | 0 | 0 | 0 | 3.1982 | 1.0124 | 0 | 4.2105
6621 | 2018-10-03 20:01 | 10 | Oktober | 20 | 276 | 0 | 0 | 0 | 0 | 0 | 2.9951 | 0.85001 | 0 | 3.8451
6622 | 2018-10-03 21:01 | 10 | Oktober | 21 | 276 | 0 | 0 | 0 | 0 | 0 | 2.6553 | 0.51988 | 0 | 3.1751
6623 | 2018-10-03 22:01 | 10 | Oktober | 22 | 276 | 0 | 0 | 0 | 0 | 0 | 2.0603 | 0.51988 | 0 | 2.5802
6624 | 2018-10-03 23:01 | 10 | Oktober | 23 | 276 | 0 | 0 | 0 | 0 | 0 | 1.4956 | 0.35753 | 0 | 1.8531
6625 | 2018-10-04 00:01 | 10 | Oktober | 0 | 277 | 0 | 0 | 0 | 0 | 0 | 1.3227 | 0.35753 | 0 | 1.6802
6626 | 2018-10-04 01:01 | 10 | Oktober | 1 | 277 | 0 | 0 | 0 | 0 | 0 | 1.1574 | 0.35753 | 0 | 1.5149
6627 | 2018-10-04 02:01 | 10 | Oktober | 2 | 277 | 0 | 0 | 0 | 0 | 0 | 1.1125 | 0.51988 | 0 | 1.6324
6628 | 2018-10-04 03:01 | 10 | Oktober | 3 | 277 | 0 | 0 | 0 | 0 | 0 | 1.102 | 0.51988 | 0 | 1.6219
6629 | 2018-10-04 04:01 | 10 | Oktober | 4 | 277 | 0 | 0 | 0 | 0 | 0 | 1.1356 | 0.85001 | 0 | 1.9856
6630 | 2018-10-04 05:01 | 10 | Oktober | 5 | 277 | 0 | 0 | 0 | 0 | 0 | 1.3609 | 1.1747 | 0 | 2.5356
6631 | 2018-10-04 06:01 | 10 | Oktober | 6 | 277 | 0.087005 | 0.087005 | 0.087005 | 0 | 0 | 1.8558 | 1.8296 | 0 | 3.6854
6632 | 2018-10-04 07:01 | 10 | Oktober | 7 | 277 | 0.78305 | 0.78305 | 0.78305 | 0 | 0 | 1.7711 | 1.8296 | 0 | 3.6007
6633 | 2018-10-04 08:01 | 10 | Oktober | 8 | 277 | 1.2616 | 1.2616 | 1.2616 | 0 | 0 | 2.6823 | 1.9413 | 0 | 4.6236
6634 | 2018-10-04 09:01 | 10 | Oktober | 9 | 277 | 1.4791 | 1.4791 | 1.4791 | 0 | 0 | 3.2594 | 1.5996 | 0 | 4.8589
6635 | 2018-10-04 10:01 | 10 | Oktober | 10 | 277 | 2.2621 | 2.2621 | 2.2621 | 0 | 0 | 2.6198 | 1.4372 | 0 | 4.057
6636 | 2018-10-04 11:01 | 10 | Oktober | 11 | 277 | 2.5666 | 2.5666 | 2.5666 | 0 | 0 | 2.4756 | 1.7619 | 0 | 4.2375
6637 | 2018-10-04 12:01 | 10 | Oktober | 12 | 277 | 2.7842 | 2.7842 | 2.7842 | 0 | 0 | 2.1922 | 2.0866 | 0 | 4.2788
6638 | 2018-10-04 13:01 | 10 | Oktober | 13 | 277 | 2.1751 | 2.1751 | 2.1751 | 0 | 0 | 2.5298 | 1.5996 | 0 | 4.1293
6639 | 2018-10-04 14:01 | 10 | Oktober | 14 | 277 | 1.1311 | 1.1311 | 1.1311 | 0 | 0 | 3.3624 | 1.2694 | 0 | 4.6318
6640 | 2018-10-04 15:01 | 10 | Oktober | 15 | 277 | 0.69604 | 0.69604 | 0.69604 | 0 | 0 | 3.7613 | 1.2694 | 0 | 5.0307
6641 | 2018-10-04 16:01 | 10 | Oktober | 16 | 277 | 0.26102 | 0.26102 | 0.26102 | 0 | 0 | 4.412 | 1.5996 | 0 | 6.0116
6642 | 2018-10-04 17:01 | 10 | Oktober | 17 | 277 | 0 | 0 | 0 | 0 | 0 | 4.6098 | 1.4654 | 0 | 6.0752
6643 | 2018-10-04 18:01 | 10 | Oktober | 18 | 277 | 0 | 0 | 0 | 0 | 0 | 4.2797 | 1.3201 | 0 | 5.5998
6644 | 2018-10-04 19:01 | 10 | Oktober | 19 | 277 | 0 | 0 | 0 | 0 | 0 | 3.405 | 1.0124 | 0 | 4.4174
6645 | 2018-10-04 20:01 | 10 | Oktober | 20 | 277 | 0 | 0 | 0 | 0 | 0 | 2.8504 | 0.85001 | 0 | 3.7004
6646 | 2018-10-04 21:01 | 10 | Oktober | 21 | 277 | 0 | 0 | 0 | 0 | 0 | 2.7035 | 0.51988 | 0 | 3.2234
6647 | 2018-10-04 22:01 | 10 | Oktober | 22 | 277 | 0 | 0 | 0 | 0 | 0 | 2.333 | 0.51988 | 0 | 2.8529
6648 | 2018-10-04 23:01 | 10 | Oktober | 23 | 277 | 0 | 0 | 0 | 0 | 0 | 1.6055 | 0.35753 | 0 | 1.963
6649 | 2018-10-05 00:01 | 10 | Oktober | 0 | 278 | 0 | 0 | 0 | 0 | 0 | 1.7922 | 0.35753 | 0 | 2.1497
6650 | 2018-10-05 01:01 | 10 | Oktober | 1 | 278 | 0 | 0 | 0 | 0 | 0 | 1.4217 | 0.35753 | 0 | 1.7793
6651 | 2018-10-05 02:01 | 10 | Oktober | 2 | 278 | 0 | 0 | 0 | 0 | 0 | 1.1981 | 0.51988 | 0 | 1.718
6652 | 2018-10-05 03:01 | 10 | Oktober | 3 | 278 | 0 | 0 | 0 | 0 | 0 | 1.1209 | 0.51988 | 0 | 1.6408
6653 | 2018-10-05 04:01 | 10 | Oktober | 4 | 278 | 0 | 0 | 0 | 0 | 0 | 1.1025 | 0.85001 | 0 | 1.9525
6654 | 2018-10-05 05:01 | 10 | Oktober | 5 | 278 | 0 | 0 | 0 | 0 | 0 | 1.1041 | 1.1747 | 0 | 2.2789
6655 | 2018-10-05 06:01 | 10 | Oktober | 6 | 278 | 0.17401 | 0.17401 | 0.17401 | 0 | 0 | 0.97124 | 1.8296 | 0 | 2.8008
6656 | 2018-10-05 07:01 | 10 | Oktober | 7 | 278 | 1.6966 | 1.478 | 1.6966 | 0 | 0 | 0 | 1.6109 | 0 | 1.6109
6657 | 2018-10-05 08:01 | 10 | Oktober | 8 | 278 | 3.2627 | 3.2627 | 3.2627 | 0 | 0 | 0.024178 | 1.9413 | 0 | 1.9655
6658 | 2018-10-05 09:01 | 10 | Oktober | 9 | 278 | 4.6548 | 4.6548 | 4.6548 | 0 | 0 | 0.020753 | 1.5996 | 0 | 1.6203
6659 | 2018-10-05 10:01 | 10 | Oktober | 10 | 278 | 5.0898 | 5.0898 | 5.0898 | 0 | 0 | 0.014522 | 1.4372 | 0 | 1.4517
6660 | 2018-10-05 11:01 | 10 | Oktober | 11 | 278 | 6.0468 | 5.4416 | 6.0468 | 0 | 0 | 0 | 1.1567 | 0 | 1.1567
6661 | 2018-10-05 12:01 | 10 | Oktober | 12 | 278 | 6.9604 | 5.4857 | 6.9604 | 0 | 0 | 0 | 0.61194 | 0 | 0.61194
6662 | 2018-10-05 13:01 | 10 | Oktober | 13 | 278 | 6.4384 | 4.8282 | 6.4278 | 0 | 0.01056 | 0 | 0 | 0 | 0
6663 | 2018-10-05 14:01 | 10 | Oktober | 14 | 278 | 5.4378 | 4.2849 | 5.4378 | 0 | 0 | 0 | 0.11653 | 0 | 0.11653
6664 | 2018-10-05 15:01 | 10 | Oktober | 15 | 278 | 3.8717 | 3.8717 | 3.8717 | 0 | 0 | 0.15767 | 1.2694 | 0 | 1.4271
6665 | 2018-10-05 16:01 | 10 | Oktober | 16 | 278 | 2.2186 | 2.2186 | 2.2186 | 0 | 0 | 1.5804 | 1.5996 | 0 | 3.18
6666 | 2018-10-05 17:01 | 10 | Oktober | 17 | 278 | 0 | 0 | 0 | 0 | 0 | 3.4094 | 1.4654 | 0 | 4.8749
6667 | 2018-10-05 18:01 | 10 | Oktober | 18 | 278 | 0 | 0 | 0 | 0 | 0 | 3.2644 | 1.3201 | 0 | 4.5844
6668 | 2018-10-05 19:01 | 10 | Oktober | 19 | 278 | 0 | 0 | 0 | 0 | 0 | 3.0786 | 1.0124 | 0 | 4.091
6669 | 2018-10-05 20:01 | 10 | Oktober | 20 | 278 | 0 | 0 | 0 | 0 | 0 | 2.975 | 0.85001 | 0 | 3.825
6670 | 2018-10-05 21:01 | 10 | Oktober | 21 | 278 | 0 | 0 | 0 | 0 | 0 | 2.7933 | 0.51988 | 0 | 3.3132
6671 | 2018-10-05 22:01 | 10 | Oktober | 22 | 278 | 0 | 0 | 0 | 0 | 0 | 2.5197 | 0.51988 | 0 | 3.0396
6672 | 2018-10-05 23:01 | 10 | Oktober | 23 | 278 | 0 | 0 | 0 | 0 | 0 | 1.4956 | 0.35753 | 0 | 1.8531
6673 | 2018-10-06 00:01 | 10 | Oktober | 0 | 279 | 0 | 0 | 0 | 0 | 0 | 1.2031 | 0.35753 | 0 | 1.5607
6674 | 2018-10-06 01:01 | 10 | Oktober | 1 | 279 | 0 | 0 | 0 | 0 | 0 | 1.1209 | 0.35753 | 0 | 1.4784
6675 | 2018-10-06 02:01 | 10 | Oktober | 2 | 279 | 0 | 0 | 0 | 0 | 0 | 1.1012 | 0.35753 | 0 | 1.4587
6676 | 2018-10-06 03:01 | 10 | Oktober | 3 | 279 | 0 | 0 | 0 | 0 | 0 | 1.1171 | 0.35753 | 0 | 1.4747
6677 | 2018-10-06 04:01 | 10 | Oktober | 4 | 279 | 0 | 0 | 0 | 0 | 0 | 1.261 | 0.35753 | 0 | 1.6186
6678 | 2018-10-06 05:01 | 10 | Oktober | 5 | 279 | 0 | 0 | 0 | 0 | 0 | 1.9374 | 0.51988 | 0 | 2.4573
6679 | 2018-10-06 06:01 | 10 | Oktober | 6 | 279 | 0.17401 | 0.17401 | 0.17401 | 0 | 0 | 2.381 | 0.85001 | 0 | 3.231
6680 | 2018-10-06 07:01 | 10 | Oktober | 7 | 279 | 1.6531 | 1.6531 | 1.6531 | 0 | 0 | 1.032 | 1.1747 | 0 | 2.2067
6681 | 2018-10-06 08:01 | 10 | Oktober | 8 | 279 | 3.2627 | 2.6595 | 3.2627 | 0 | 0 | 0 | 0.57149 | 0 | 0.57149
6682 | 2018-10-06 09:01 | 10 | Oktober | 9 | 279 | 4.6113 | 2.594 | 3.6064 | 0 | 1.0049 | 0 | 0 | 0 | 0
6683 | 2018-10-06 10:01 | 10 | Oktober | 10 | 279 | 5.2203 | 2.6141 | 3.3018 | 0 | 1.9185 | 0 | 0 | 0 | 0
6684 | 2018-10-06 11:01 | 10 | Oktober | 11 | 279 | 6.1774 | 2.8885 | 3.9009 | 0 | 2.2765 | 0 | 0 | 0 | 0
6685 | 2018-10-06 12:01 | 10 | Oktober | 12 | 279 | 6.0904 | 2.8222 | 3.997 | 0 | 2.0934 | 0 | 0 | 0 | 0
6686 | 2018-10-06 13:01 | 10 | Oktober | 13 | 279 | 5.6553 | 2.5055 | 3.6802 | 0 | 1.9751 | 0 | 0 | 0 | 0
6687 | 2018-10-06 14:01 | 10 | Oktober | 14 | 279 | 4.4808 | 2.281 | 3.2934 | 0 | 1.1874 | 0 | 0 | 0 | 0
6688 | 2018-10-06 15:01 | 10 | Oktober | 15 | 279 | 2.7842 | 2.1593 | 2.7842 | 0 | 0 | 0 | 0.38754 | 0 | 0.38754
6689 | 2018-10-06 16:01 | 10 | Oktober | 16 | 279 | 1.0876 | 1.0876 | 1.0876 | 0 | 0 | 1.2425 | 1.6672 | 0 | 2.9097
6690 | 2018-10-06 17:01 | 10 | Oktober | 17 | 279 | 0 | 0 | 0 | 0 | 0 | 2.8088 | 1.3371 | 0 | 4.1459
6691 | 2018-10-06 18:01 | 10 | Oktober | 18 | 279 | 0 | 0 | 0 | 0 | 0 | 3.2632 | 0.85001 | 0 | 4.1132
6692 | 2018-10-06 19:01 | 10 | Oktober | 19 | 279 | 0 | 0 | 0 | 0 | 0 | 3.1982 | 0.85001 | 0 | 4.0482
6693 | 2018-10-06 20:01 | 10 | Oktober | 20 | 279 | 0 | 0 | 0 | 0 | 0 | 2.9951 | 0.51988 | 0 | 3.515
6694 | 2018-10-06 21:01 | 10 | Oktober | 21 | 279 | 0 | 0 | 0 | 0 | 0 | 2.6553 | 0.51988 | 0 | 3.1751
6695 | 2018-10-06 22:01 | 10 | Oktober | 22 | 279 | 0 | 0 | 0 | 0 | 0 | 2.0603 | 0.51988 | 0 | 2.5802
6696 | 2018-10-06 23:01 | 10 | Oktober | 23 | 279 | 0 | 0 | 0 | 0 | 0 | 1.4956 | 0.35753 | 0 | 1.8531
6697 | 2018-10-07 00:01 | 10 | Oktober | 0 | 280 | 0 | 0 | 0 | 0 | 0 | 1.2031 | 0.35753 | 0 | 1.5607
6698 | 2018-10-07 01:01 | 10 | Oktober | 1 | 280 | 0 | 0 | 0 | 0 | 0 | 1.1209 | 0.35753 | 0 | 1.4784
6699 | 2018-10-07 02:01 | 10 | Oktober | 2 | 280 | 0 | 0 | 0 | 0 | 0 | 1.1012 | 0.35753 | 0 | 1.4587
6700 | 2018-10-07 03:01 | 10 | Oktober | 3 | 280 | 0 | 0 | 0 | 0 | 0 | 1.1171 | 0.35753 | 0 | 1.4747
6701 | 2018-10-07 04:01 | 10 | Oktober | 4 | 280 | 0 | 0 | 0 | 0 | 0 | 1.261 | 0.35753 | 0 | 1.6186
6702 | 2018-10-07 05:01 | 10 | Oktober | 5 | 280 | 0 | 0 | 0 | 0 | 0 | 1.9374 | 0.35753 | 0 | 2.2949
6703 | 2018-10-07 06:01 | 10 | Oktober | 6 | 280 | 0.043503 | 0.043503 | 0.043503 | 0 | 0 | 2.5115 | 0.35753 | 0 | 2.869
6704 | 2018-10-07 07:01 | 10 | Oktober | 7 | 280 | 2.3491 | 2.3491 | 2.3491 | 0 | 0 | 0.33591 | 0.51988 | 0 | 0.85579
6705 | 2018-10-07 08:01 | 10 | Oktober | 8 | 280 | 3.4367 | 2.6595 | 3.3471 | 0 | 0.089593 | 0 | 0 | 0 | 0
6706 | 2018-10-07 09:01 | 10 | Oktober | 9 | 280 | 5.2203 | 2.594 | 3.7687 | 0 | 1.4516 | 0 | 0 | 0 | 0
6707 | 2018-10-07 10:01 | 10 | Oktober | 10 | 280 | 6.3079 | 2.6141 | 3.7889 | 0 | 2.519 | 0 | 0 | 0 | 0
6708 | 2018-10-07 11:01 | 10 | Oktober | 11 | 280 | 5.0028 | 2.8885 | 4.388 | 0 | 0.61481 | 0 | 0 | 0 | 0
6709 | 2018-10-07 12:01 | 10 | Oktober | 12 | 280 | 6.1774 | 2.8222 | 4.3217 | 0 | 1.8557 | 0 | 0 | 0 | 0
6710 | 2018-10-07 13:01 | 10 | Oktober | 13 | 280 | 4.9593 | 2.5055 | 3.8426 | 0 | 1.1167 | 0 | 0 | 0 | 0
6711 | 2018-10-07 14:01 | 10 | Oktober | 14 | 280 | 3.2192 | 2.281 | 3.2192 | 0 | 0 | 0 | 0.074188 | 0 | 0.074188
6712 | 2018-10-07 15:01 | 10 | Oktober | 15 | 280 | 3.6977 | 2.1593 | 3.0093 | 0 | 0.68837 | 0 | 0 | 0 | 0
6713 | 2018-10-07 16:01 | 10 | Oktober | 16 | 280 | 0.95706 | 0.95706 | 0.95706 | 0 | 0 | 1.373 | 1.0124 | 0 | 2.3854
6714 | 2018-10-07 17:01 | 10 | Oktober | 17 | 280 | 0 | 0 | 0 | 0 | 0 | 2.8088 | 1.1747 | 0 | 3.9835
6715 | 2018-10-07 18:01 | 10 | Oktober | 18 | 280 | 0 | 0 | 0 | 0 | 0 | 3.2632 | 1.1747 | 0 | 4.4379
6716 | 2018-10-07 19:01 | 10 | Oktober | 19 | 280 | 0 | 0 | 0 | 0 | 0 | 3.1982 | 0.85001 | 0 | 4.0482
6717 | 2018-10-07 20:01 | 10 | Oktober | 20 | 280 | 0 | 0 | 0 | 0 | 0 | 2.9951 | 0.85001 | 0 | 3.8451
6718 | 2018-10-07 21:01 | 10 | Oktober | 21 | 280 | 0 | 0 | 0 | 0 | 0 | 2.6553 | 0.51988 | 0 | 3.1751
6719 | 2018-10-07 22:01 | 10 | Oktober | 22 | 280 | 0 | 0 | 0 | 0 | 0 | 2.0603 | 0.51988 | 0 | 2.5802
6720 | 2018-10-07 23:01 | 10 | Oktober | 23 | 280 | 0 | 0 | 0 | 0 | 0 | 1.4956 | 0.35753 | 0 | 1.8531
6721 | 2018-10-08 00:01 | 10 | Oktober | 0 | 281 | 0 | 0 | 0 | 0 | 0 | 1.2031 | 0.35753 | 0 | 1.5607
6722 | 2018-10-08 01:01 | 10 | Oktober | 1 | 281 | 0 | 0 | 0 | 0 | 0 | 1.1209 | 0.35753 | 0 | 1.4784
6723 | 2018-10-08 02:01 | 10 | Oktober | 2 | 281 | 0 | 0 | 0 | 0 | 0 | 1.1012 | 0.51988 | 0 | 1.6211
6724 | 2018-10-08 03:01 | 10 | Oktober | 3 | 281 | 0 | 0 | 0 | 0 | 0 | 1.1171 | 0.51988 | 0 | 1.637
6725 | 2018-10-08 04:01 | 10 | Oktober | 4 | 281 | 0 | 0 | 0 | 0 | 0 | 1.261 | 0.85001 | 0 | 2.1111
6726 | 2018-10-08 05:01 | 10 | Oktober | 5 | 281 | 0 | 0 | 0 | 0 | 0 | 1.9374 | 1.1747 | 0 | 3.1121
6727 | 2018-10-08 06:01 | 10 | Oktober | 6 | 281 | 0.17401 | 0.17401 | 0.17401 | 0 | 0 | 2.381 | 1.8296 | 0 | 4.2105
6728 | 2018-10-08 07:01 | 10 | Oktober | 7 | 281 | 1.8271 | 1.8271 | 1.8271 | 0 | 0 | 0.85794 | 1.8296 | 0 | 2.6875
6729 | 2018-10-08 08:01 | 10 | Oktober | 8 | 281 | 3.1322 | 3.1322 | 3.1322 | 0 | 0 | 0.56963 | 1.9413 | 0 | 2.5109
6730 | 2018-10-08 09:01 | 10 | Oktober | 9 | 281 | 4.3938 | 4.2144 | 4.3938 | 0 | 0 | 0 | 1.4202 | 0 | 1.4202
6731 | 2018-10-08 10:01 | 10 | Oktober | 10 | 281 | 5.2203 | 4.2346 | 5.2203 | 0 | 0 | 0 | 0.45147 | 0 | 0.45147
6732 | 2018-10-08 11:01 | 10 | Oktober | 11 | 281 | 6.2644 | 4.509 | 6.2644 | 0 | 0 | 0 | 0.006519 | 0 | 0.006519
6733 | 2018-10-08 12:01 | 10 | Oktober | 12 | 281 | 6.2644 | 4.4427 | 6.2644 | 0 | 0 | 0 | 0.26494 | 0 | 0.26494
6734 | 2018-10-08 13:01 | 10 | Oktober | 13 | 281 | 5.0463 | 4.1259 | 5.0463 | 0 | 0 | 0 | 0.67917 | 0 | 0.67917
6735 | 2018-10-08 14:01 | 10 | Oktober | 14 | 281 | 4.3067 | 3.9014 | 4.3067 | 0 | 0 | 0 | 0.86412 | 0 | 0.86412
6736 | 2018-10-08 15:01 | 10 | Oktober | 15 | 281 | 2.4361 | 2.4361 | 2.4361 | 0 | 0 | 1.3436 | 1.2694 | 0 | 2.6131
6737 | 2018-10-08 16:01 | 10 | Oktober | 16 | 281 | 0.82655 | 0.82655 | 0.82655 | 0 | 0 | 3.124 | 1.5996 | 0 | 4.7235
6738 | 2018-10-08 17:01 | 10 | Oktober | 17 | 281 | 0 | 0 | 0 | 0 | 0 | 3.9649 | 1.4654 | 0 | 5.4304
6739 | 2018-10-08 18:01 | 10 | Oktober | 18 | 281 | 0 | 0 | 0 | 0 | 0 | 3.8413 | 1.3201 | 0 | 5.1613
6740 | 2018-10-08 19:01 | 10 | Oktober | 19 | 281 | 0 | 0 | 0 | 0 | 0 | 3.1982 | 1.0124 | 0 | 4.2105
6741 | 2018-10-08 20:01 | 10 | Oktober | 20 | 281 | 0 | 0 | 0 | 0 | 0 | 2.9951 | 0.85001 | 0 | 3.8451
6742 | 2018-10-08 21:01 | 10 | Oktober | 21 | 281 | 0 | 0 | 0 | 0 | 0 | 2.6553 | 0.51988 | 0 | 3.1751
6743 | 2018-10-08 22:01 | 10 | Oktober | 22 | 281 | 0 | 0 | 0 | 0 | 0 | 2.0603 | 0.51988 | 0 | 2.5802
6744 | 2018-10-08 23:01 | 10 | Oktober | 23 | 281 | 0 | 0 | 0 | 0 | 0 | 1.4956 | 0.35753 | 0 | 1.8531
6745 | 2018-10-09 00:01 | 10 | Oktober | 0 | 282 | 0 | 0 | 0 | 0 | 0 | 1.2031 | 0.35753 | 0 | 1.5607
6746 | 2018-10-09 01:01 | 10 | Oktober | 1 | 282 | 0 | 0 | 0 | 0 | 0 | 1.1209 | 0.35753 | 0 | 1.4784
6747 | 2018-10-09 02:01 | 10 | Oktober | 2 | 282 | 0 | 0 | 0 | 0 | 0 | 1.1012 | 0.51988 | 0 | 1.6211
6748 | 2018-10-09 03:01 | 10 | Oktober | 3 | 282 | 0 | 0 | 0 | 0 | 0 | 1.1171 | 0.51988 | 0 | 1.637
6749 | 2018-10-09 04:01 | 10 | Oktober | 4 | 282 | 0 | 0 | 0 | 0 | 0 | 1.261 | 0.85001 | 0 | 2.1111
6750 | 2018-10-09 05:01 | 10 | Oktober | 5 | 282 | 0 | 0 | 0 | 0 | 0 | 1.9374 | 1.1747 | 0 | 3.1121
6751 | 2018-10-09 06:01 | 10 | Oktober | 6 | 282 | 0 | 0 | 0 | 0 | 0 | 2.555 | 1.8296 | 0 | 4.3845
6752 | 2018-10-09 07:01 | 10 | Oktober | 7 | 282 | 0.78305 | 0.78305 | 0.78305 | 0 | 0 | 1.902 | 1.8296 | 0 | 3.7316
6753 | 2018-10-09 08:01 | 10 | Oktober | 8 | 282 | 1.4791 | 1.4791 | 1.4791 | 0 | 0 | 2.2227 | 1.9413 | 0 | 4.164
6754 | 2018-10-09 09:01 | 10 | Oktober | 9 | 282 | 2.2186 | 2.2186 | 2.2186 | 0 | 0 | 1.9958 | 1.5996 | 0 | 3.5954
6755 | 2018-10-09 10:01 | 10 | Oktober | 10 | 282 | 2.8712 | 2.8712 | 2.8712 | 0 | 0 | 1.3634 | 1.4372 | 0 | 2.8006
6756 | 2018-10-09 11:01 | 10 | Oktober | 11 | 282 | 3.0452 | 3.0452 | 3.0452 | 0 | 0 | 1.4638 | 1.7619 | 0 | 3.2257
6757 | 2018-10-09 12:01 | 10 | Oktober | 12 | 282 | 2.9147 | 2.9147 | 2.9147 | 0 | 0 | 1.528 | 2.0866 | 0 | 3.6146
6758 | 2018-10-09 13:01 | 10 | Oktober | 13 | 282 | 2.6972 | 2.6972 | 2.6972 | 0 | 0 | 1.4287 | 1.5996 | 0 | 3.0283
6759 | 2018-10-09 14:01 | 10 | Oktober | 14 | 282 | 2.0881 | 2.0881 | 2.0881 | 0 | 0 | 1.8133 | 1.2694 | 0 | 3.0827
6760 | 2018-10-09 15:01 | 10 | Oktober | 15 | 282 | 1.3921 | 1.3921 | 1.3921 | 0 | 0 | 2.3877 | 1.2694 | 0 | 3.6571
6761 | 2018-10-09 16:01 | 10 | Oktober | 16 | 282 | 0.43503 | 0.43503 | 0.43503 | 0 | 0 | 3.5155 | 1.5996 | 0 | 5.1151
6762 | 2018-10-09 17:01 | 10 | Oktober | 17 | 282 | 0 | 0 | 0 | 0 | 0 | 3.9649 | 1.4654 | 0 | 5.4304
6763 | 2018-10-09 18:01 | 10 | Oktober | 18 | 282 | 0 | 0 | 0 | 0 | 0 | 3.8413 | 1.3201 | 0 | 5.1613
6764 | 2018-10-09 19:01 | 10 | Oktober | 19 | 282 | 0 | 0 | 0 | 0 | 0 | 3.1982 | 1.0124 | 0 | 4.2105
6765 | 2018-10-09 20:01 | 10 | Oktober | 20 | 282 | 0 | 0 | 0 | 0 | 0 | 2.9951 | 0.85001 | 0 | 3.8451
6766 | 2018-10-09 21:01 | 10 | Oktober | 21 | 282 | 0 | 0 | 0 | 0 | 0 | 2.6553 | 0.51988 | 0 | 3.1751
6767 | 2018-10-09 22:01 | 10 | Oktober | 22 | 282 | 0 | 0 | 0 | 0 | 0 | 2.0603 | 0.51988 | 0 | 2.5802
6768 | 2018-10-09 23:01 | 10 | Oktober | 23 | 282 | 0 | 0 | 0 | 0 | 0 | 1.4956 | 0.35753 | 0 | 1.8531
6769 | 2018-10-10 00:01 | 10 | Oktober | 0 | 283 | 0 | 0 | 0 | 0 | 0 | 1.2031 | 0.35753 | 0 | 1.5607
6770 | 2018-10-10 01:01 | 10 | Oktober | 1 | 283 | 0 | 0 | 0 | 0 | 0 | 1.1209 | 0.35753 | 0 | 1.4784
6771 | 2018-10-10 02:01 | 10 | Oktober | 2 | 283 | 0 | 0 | 0 | 0 | 0 | 1.1012 | 0.51988 | 0 | 1.6211
6772 | 2018-10-10 03:01 | 10 | Oktober | 3 | 283 | 0 | 0 | 0 | 0 | 0 | 1.1171 | 0.51988 | 0 | 1.637
6773 | 2018-10-10 04:01 | 10 | Oktober | 4 | 283 | 0 | 0 | 0 | 0 | 0 | 1.261 | 0.85001 | 0 | 2.1111
6774 | 2018-10-10 05:01 | 10 | Oktober | 5 | 283 | 0 | 0 | 0 | 0 | 0 | 1.9374 | 1.1747 | 0 | 3.1121
6775 | 2018-10-10 06:01 | 10 | Oktober | 6 | 283 | 0 | 0 | 0 | 0 | 0 | 2.555 | 1.8296 | 0 | 4.3845
6776 | 2018-10-10 07:01 | 10 | Oktober | 7 | 283 | 0.34802 | 0.34802 | 0.34802 | 0 | 0 | 2.337 | 1.8296 | 0 | 4.1666
6777 | 2018-10-10 08:01 | 10 | Oktober | 8 | 283 | 1.8706 | 1.8706 | 1.8706 | 0 | 0 | 1.8312 | 1.9413 | 0 | 3.7725
6778 | 2018-10-10 09:01 | 10 | Oktober | 9 | 283 | 1.1311 | 1.1311 | 1.1311 | 0 | 0 | 3.0834 | 1.5996 | 0 | 4.6829
6779 | 2018-10-10 10:01 | 10 | Oktober | 10 | 283 | 2.6972 | 2.6972 | 2.6972 | 0 | 0 | 1.5374 | 1.4372 | 0 | 2.9746
6780 | 2018-10-10 11:01 | 10 | Oktober | 11 | 283 | 3.0452 | 3.0452 | 3.0452 | 0 | 0 | 1.4638 | 1.7619 | 0 | 3.2257
6781 | 2018-10-10 12:01 | 10 | Oktober | 12 | 283 | 3.9152 | 3.9152 | 3.9152 | 0 | 0 | 0.52744 | 2.0866 | 0 | 2.6141
6782 | 2018-10-10 13:01 | 10 | Oktober | 13 | 283 | 3.3497 | 3.3497 | 3.3497 | 0 | 0 | 0.7762 | 1.5996 | 0 | 2.3758
6783 | 2018-10-10 14:01 | 10 | Oktober | 14 | 283 | 2.7407 | 2.7407 | 2.7407 | 0 | 0 | 1.1608 | 1.2694 | 0 | 2.4302
6784 | 2018-10-10 15:01 | 10 | Oktober | 15 | 283 | 1.7401 | 1.7401 | 1.7401 | 0 | 0 | 2.0397 | 1.2694 | 0 | 3.3091
6785 | 2018-10-10 16:01 | 10 | Oktober | 16 | 283 | 1.0876 | 1.0876 | 1.0876 | 0 | 0 | 2.863 | 1.5996 | 0 | 4.4625
6786 | 2018-10-10 17:01 | 10 | Oktober | 17 | 283 | 0 | 0 | 0 | 0 | 0 | 3.9649 | 1.4654 | 0 | 5.4304
6787 | 2018-10-10 18:01 | 10 | Oktober | 18 | 283 | 0 | 0 | 0 | 0 | 0 | 3.8413 | 1.3201 | 0 | 5.1613
6788 | 2018-10-10 19:01 | 10 | Oktober | 19 | 283 | 0 | 0 | 0 | 0 | 0 | 3.1982 | 1.0124 | 0 | 4.2105
6789 | 2018-10-10 20:01 | 10 | Oktober | 20 | 283 | 0 | 0 | 0 | 0 | 0 | 2.9951 | 0.85001 | 0 | 3.8451
6790 | 2018-10-10 21:01 | 10 | Oktober | 21 | 283 | 0 | 0 | 0 | 0 | 0 | 2.6553 | 0.51988 | 0 | 3.1751
6791 | 2018-10-10 22:01 | 10 | Oktober | 22 | 283 | 0 | 0 | 0 | 0 | 0 | 2.0603 | 0.51988 | 0 | 2.5802
6792 | 2018-10-10 23:01 | 10 | Oktober | 23 | 283 | 0 | 0 | 0 | 0 | 0 | 1.4956 | 0.35753 | 0 | 1.8531
6793 | 2018-10-11 00:01 | 10 | Oktober | 0 | 284 | 0 | 0 | 0 | 0 | 0 | 1.3227 | 0.35753 | 0 | 1.6802
6794 | 2018-10-11 01:01 | 10 | Oktober | 1 | 284 | 0 | 0 | 0 | 0 | 0 | 1.1574 | 0.35753 | 0 | 1.5149
6795 | 2018-10-11 02:01 | 10 | Oktober | 2 | 284 | 0 | 0 | 0 | 0 | 0 | 1.1125 | 0.51988 | 0 | 1.6324
6796 | 2018-10-11 03:01 | 10 | Oktober | 3 | 284 | 0 | 0 | 0 | 0 | 0 | 1.102 | 0.51988 | 0 | 1.6219
6797 | 2018-10-11 04:01 | 10 | Oktober | 4 | 284 | 0 | 0 | 0 | 0 | 0 | 1.1356 | 0.85001 | 0 | 1.9856
6798 | 2018-10-11 05:01 | 10 | Oktober | 5 | 284 | 0 | 0 | 0 | 0 | 0 | 1.3609 | 1.1747 | 0 | 2.5356
6799 | 2018-10-11 06:01 | 10 | Oktober | 6 | 284 | 0 | 0 | 0 | 0 | 0 | 1.9428 | 1.8296 | 0 | 3.7724
6800 | 2018-10-11 07:01 | 10 | Oktober | 7 | 284 | 0.52203 | 0.52203 | 0.52203 | 0 | 0 | 2.0321 | 1.8296 | 0 | 3.8617
6801 | 2018-10-11 08:01 | 10 | Oktober | 8 | 284 | 1.0441 | 1.0441 | 1.0441 | 0 | 0 | 2.8998 | 1.9413 | 0 | 4.8411
6802 | 2018-10-11 09:01 | 10 | Oktober | 9 | 284 | 1.3051 | 1.3051 | 1.3051 | 0 | 0 | 3.4334 | 1.5996 | 0 | 5.0329
6803 | 2018-10-11 10:01 | 10 | Oktober | 10 | 284 | 1.3921 | 1.3921 | 1.3921 | 0 | 0 | 3.4899 | 1.4372 | 0 | 4.9271
6804 | 2018-10-11 11:01 | 10 | Oktober | 11 | 284 | 1.5661 | 1.5661 | 1.5661 | 0 | 0 | 3.4761 | 1.7619 | 0 | 5.2381
6805 | 2018-10-11 12:01 | 10 | Oktober | 12 | 284 | 1.5661 | 1.5661 | 1.5661 | 0 | 0 | 3.4103 | 2.0866 | 0 | 5.4969
6806 | 2018-10-11 13:01 | 10 | Oktober | 13 | 284 | 1.4791 | 1.4791 | 1.4791 | 0 | 0 | 3.2258 | 1.5996 | 0 | 4.8254
6807 | 2018-10-11 14:01 | 10 | Oktober | 14 | 284 | 1.4791 | 1.4791 | 1.4791 | 0 | 0 | 3.0143 | 1.2694 | 0 | 4.2838
6808 | 2018-10-11 15:01 | 10 | Oktober | 15 | 284 | 0.78305 | 0.78305 | 0.78305 | 0 | 0 | 3.6743 | 1.2694 | 0 | 4.9437
6809 | 2018-10-11 16:01 | 10 | Oktober | 16 | 284 | 0.26102 | 0.26102 | 0.26102 | 0 | 0 | 4.412 | 1.5996 | 0 | 6.0116
6810 | 2018-10-11 17:01 | 10 | Oktober | 17 | 284 | 0 | 0 | 0 | 0 | 0 | 4.6098 | 1.4654 | 0 | 6.0752
6811 | 2018-10-11 18:01 | 10 | Oktober | 18 | 284 | 0 | 0 | 0 | 0 | 0 | 4.2797 | 1.3201 | 0 | 5.5998
6812 | 2018-10-11 19:01 | 10 | Oktober | 19 | 284 | 0 | 0 | 0 | 0 | 0 | 3.405 | 1.0124 | 0 | 4.4174
6813 | 2018-10-11 20:01 | 10 | Oktober | 20 | 284 | 0 | 0 | 0 | 0 | 0 | 2.8504 | 0.85001 | 0 | 3.7004
6814 | 2018-10-11 21:01 | 10 | Oktober | 21 | 284 | 0 | 0 | 0 | 0 | 0 | 2.7035 | 0.51988 | 0 | 3.2234
6815 | 2018-10-11 22:01 | 10 | Oktober | 22 | 284 | 0 | 0 | 0 | 0 | 0 | 2.333 | 0.51988 | 0 | 2.8529
6816 | 2018-10-11 23:01 | 10 | Oktober | 23 | 284 | 0 | 0 | 0 | 0 | 0 | 1.6055 | 0.35753 | 0 | 1.963
6817 | 2018-10-12 00:01 | 10 | Oktober | 0 | 285 | 0 | 0 | 0 | 0 | 0 | 1.7922 | 0.35753 | 0 | 2.1497
6818 | 2018-10-12 01:01 | 10 | Oktober | 1 | 285 | 0 | 0 | 0 | 0 | 0 | 1.4217 | 0.35753 | 0 | 1.7793
6819 | 2018-10-12 02:01 | 10 | Oktober | 2 | 285 | 0 | 0 | 0 | 0 | 0 | 1.1981 | 0.51988 | 0 | 1.718
6820 | 2018-10-12 03:01 | 10 | Oktober | 3 | 285 | 0 | 0 | 0 | 0 | 0 | 1.1209 | 0.51988 | 0 | 1.6408
6821 | 2018-10-12 04:01 | 10 | Oktober | 4 | 285 | 0 | 0 | 0 | 0 | 0 | 1.1025 | 0.85001 | 0 | 1.9525
6822 | 2018-10-12 05:01 | 10 | Oktober | 5 | 285 | 0 | 0 | 0 | 0 | 0 | 1.1041 | 1.1747 | 0 | 2.2789
6823 | 2018-10-12 06:01 | 10 | Oktober | 6 | 285 | 0.17401 | 0.17401 | 0.17401 | 0 | 0 | 0.97124 | 1.8296 | 0 | 2.8008
6824 | 2018-10-12 07:01 | 10 | Oktober | 7 | 285 | 0.43503 | 0.43503 | 0.43503 | 0 | 0 | 1.0429 | 1.8296 | 0 | 2.8725
6825 | 2018-10-12 08:01 | 10 | Oktober | 8 | 285 | 1.9141 | 1.9141 | 1.9141 | 0 | 0 | 1.3728 | 1.9413 | 0 | 3.314
6826 | 2018-10-12 09:01 | 10 | Oktober | 9 | 285 | 1.7401 | 1.7401 | 1.7401 | 0 | 0 | 2.9354 | 1.5996 | 0 | 4.535
6827 | 2018-10-12 10:01 | 10 | Oktober | 10 | 285 | 5.5683 | 5.1043 | 5.5683 | 0 | 0 | 0 | 0.97321 | 0 | 0.97321
6828 | 2018-10-12 11:01 | 10 | Oktober | 11 | 285 | 6.0904 | 5.4416 | 6.0904 | 0 | 0 | 0 | 1.1132 | 0 | 1.1132
6829 | 2018-10-12 12:01 | 10 | Oktober | 12 | 285 | 3.6977 | 3.6977 | 3.6977 | 0 | 0 | 1.788 | 2.0866 | 0 | 3.8746
6830 | 2018-10-12 13:01 | 10 | Oktober | 13 | 285 | 0.95706 | 0.95706 | 0.95706 | 0 | 0 | 3.8712 | 1.5996 | 0 | 5.4708
6831 | 2018-10-12 14:01 | 10 | Oktober | 14 | 285 | 2.3491 | 2.3491 | 2.3491 | 0 | 0 | 1.9358 | 1.2694 | 0 | 3.2052
6832 | 2018-10-12 15:01 | 10 | Oktober | 15 | 285 | 1.8271 | 1.8271 | 1.8271 | 0 | 0 | 2.2023 | 1.2694 | 0 | 3.4717
6833 | 2018-10-12 16:01 | 10 | Oktober | 16 | 285 | 0.78305 | 0.78305 | 0.78305 | 0 | 0 | 3.016 | 1.5996 | 0 | 4.6156
6834 | 2018-10-12 17:01 | 10 | Oktober | 17 | 285 | 0 | 0 | 0 | 0 | 0 | 3.4094 | 1.4654 | 0 | 4.8749
6835 | 2018-10-12 18:01 | 10 | Oktober | 18 | 285 | 0 | 0 | 0 | 0 | 0 | 3.2644 | 1.3201 | 0 | 4.5844
6836 | 2018-10-12 19:01 | 10 | Oktober | 19 | 285 | 0 | 0 | 0 | 0 | 0 | 3.0786 | 1.0124 | 0 | 4.091
6837 | 2018-10-12 20:01 | 10 | Oktober | 20 | 285 | 0 | 0 | 0 | 0 | 0 | 2.975 | 0.85001 | 0 | 3.825
6838 | 2018-10-12 21:01 | 10 | Oktober | 21 | 285 | 0 | 0 | 0 | 0 | 0 | 2.7933 | 0.51988 | 0 | 3.3132
6839 | 2018-10-12 22:01 | 10 | Oktober | 22 | 285 | 0 | 0 | 0 | 0 | 0 | 2.5197 | 0.51988 | 0 | 3.0396
6840 | 2018-10-12 23:01 | 10 | Oktober | 23 | 285 | 0 | 0 | 0 | 0 | 0 | 1.4956 | 0.35753 | 0 | 1.8531
6841 | 2018-10-13 00:01 | 10 | Oktober | 0 | 286 | 0 | 0 | 0 | 0 | 0 | 1.2031 | 0.35753 | 0 | 1.5607
6842 | 2018-10-13 01:01 | 10 | Oktober | 1 | 286 | 0 | 0 | 0 | 0 | 0 | 1.1209 | 0.35753 | 0 | 1.4784
6843 | 2018-10-13 02:01 | 10 | Oktober | 2 | 286 | 0 | 0 | 0 | 0 | 0 | 1.1012 | 0.35753 | 0 | 1.4587
6844 | 2018-10-13 03:01 | 10 | Oktober | 3 | 286 | 0 | 0 | 0 | 0 | 0 | 1.1171 | 0.35753 | 0 | 1.4747
6845 | 2018-10-13 04:01 | 10 | Oktober | 4 | 286 | 0 | 0 | 0 | 0 | 0 | 1.261 | 0.35753 | 0 | 1.6186
6846 | 2018-10-13 05:01 | 10 | Oktober | 5 | 286 | 0 | 0 | 0 | 0 | 0 | 1.9374 | 0.51988 | 0 | 2.4573
6847 | 2018-10-13 06:01 | 10 | Oktober | 6 | 286 | 0 | 0 | 0 | 0 | 0 | 2.555 | 0.85001 | 0 | 3.405
6848 | 2018-10-13 07:01 | 10 | Oktober | 7 | 286 | 0.43503 | 0.43503 | 0.43503 | 0 | 0 | 2.25 | 1.1747 | 0 | 3.4247
6849 | 2018-10-13 08:01 | 10 | Oktober | 8 | 286 | 0.95706 | 0.95706 | 0.95706 | 0 | 0 | 1.7024 | 1.1747 | 0 | 2.8771
6850 | 2018-10-13 09:01 | 10 | Oktober | 9 | 286 | 1.3051 | 1.3051 | 1.3051 | 0 | 0 | 1.2889 | 1.0124 | 0 | 2.3013
6851 | 2018-10-13 10:01 | 10 | Oktober | 10 | 286 | 1.6531 | 1.6531 | 1.6531 | 0 | 0 | 0.96104 | 0.68765 | 0 | 1.6487
6852 | 2018-10-13 11:01 | 10 | Oktober | 11 | 286 | 1.9576 | 1.9576 | 1.9576 | 0 | 0 | 0.93092 | 1.0124 | 0 | 1.9433
6853 | 2018-10-13 12:01 | 10 | Oktober | 12 | 286 | 2.1751 | 2.1751 | 2.1751 | 0 | 0 | 0.64712 | 1.1747 | 0 | 1.8218
6854 | 2018-10-13 13:01 | 10 | Oktober | 13 | 286 | 7.5694 | 2.5055 | 3.6802 | 0 | 3.8892 | 0 | 0 | 0 | 0
6855 | 2018-10-13 14:01 | 10 | Oktober | 14 | 286 | 6.0033 | 2.281 | 3.2934 | 0 | 2.71 | 0 | 0 | 0 | 0
6856 | 2018-10-13 15:01 | 10 | Oktober | 15 | 286 | 4.0892 | 2.1593 | 3.1717 | 0 | 0.91754 | 0 | 0 | 0 | 0
6857 | 2018-10-13 16:01 | 10 | Oktober | 16 | 286 | 1.8706 | 1.8706 | 1.8706 | 0 | 0 | 0.45949 | 1.6672 | 0 | 2.1267
6858 | 2018-10-13 17:01 | 10 | Oktober | 17 | 286 | 0 | 0 | 0 | 0 | 0 | 2.8088 | 1.3371 | 0 | 4.1459
6859 | 2018-10-13 18:01 | 10 | Oktober | 18 | 286 | 0 | 0 | 0 | 0 | 0 | 3.2632 | 0.85001 | 0 | 4.1132
6860 | 2018-10-13 19:01 | 10 | Oktober | 19 | 286 | 0 | 0 | 0 | 0 | 0 | 3.1982 | 0.85001 | 0 | 4.0482
6861 | 2018-10-13 20:01 | 10 | Oktober | 20 | 286 | 0 | 0 | 0 | 0 | 0 | 2.9951 | 0.51988 | 0 | 3.515
6862 | 2018-10-13 21:01 | 10 | Oktober | 21 | 286 | 0 | 0 | 0 | 0 | 0 | 2.6553 | 0.51988 | 0 | 3.1751
6863 | 2018-10-13 22:01 | 10 | Oktober | 22 | 286 | 0 | 0 | 0 | 0 | 0 | 2.0603 | 0.51988 | 0 | 2.5802
6864 | 2018-10-13 23:01 | 10 | Oktober | 23 | 286 | 0 | 0 | 0 | 0 | 0 | 1.4956 | 0.35753 | 0 | 1.8531
6865 | 2018-10-14 00:01 | 10 | Oktober | 0 | 287 | 0 | 0 | 0 | 0 | 0 | 1.2031 | 0.35753 | 0 | 1.5607
6866 | 2018-10-14 01:01 | 10 | Oktober | 1 | 287 | 0 | 0 | 0 | 0 | 0 | 1.1209 | 0.35753 | 0 | 1.4784
6867 | 2018-10-14 02:01 | 10 | Oktober | 2 | 287 | 0 | 0 | 0 | 0 | 0 | 1.1012 | 0.35753 | 0 | 1.4587
6868 | 2018-10-14 03:01 | 10 | Oktober | 3 | 287 | 0 | 0 | 0 | 0 | 0 | 1.1171 | 0.35753 | 0 | 1.4747
6869 | 2018-10-14 04:01 | 10 | Oktober | 4 | 287 | 0 | 0 | 0 | 0 | 0 | 1.261 | 0.35753 | 0 | 1.6186
6870 | 2018-10-14 05:01 | 10 | Oktober | 5 | 287 | 0 | 0 | 0 | 0 | 0 | 1.9374 | 0.35753 | 0 | 2.2949
6871 | 2018-10-14 06:01 | 10 | Oktober | 6 | 287 | 0.087005 | 0.087005 | 0.087005 | 0 | 0 | 2.468 | 0.35753 | 0 | 2.8255
6872 | 2018-10-14 07:01 | 10 | Oktober | 7 | 287 | 1.6966 | 1.6966 | 1.6966 | 0 | 0 | 0.98845 | 0.51988 | 0 | 1.5083
6873 | 2018-10-14 08:01 | 10 | Oktober | 8 | 287 | 3.4367 | 2.6595 | 3.3471 | 0 | 0.089593 | 0 | 0 | 0 | 0
6874 | 2018-10-14 09:01 | 10 | Oktober | 9 | 287 | 5.3073 | 2.594 | 3.7687 | 0 | 1.5386 | 0 | 0 | 0 | 0
6875 | 2018-10-14 10:01 | 10 | Oktober | 10 | 287 | 6.7864 | 2.6141 | 3.7889 | 0 | 2.9975 | 0 | 0 | 0 | 0
6876 | 2018-10-14 11:01 | 10 | Oktober | 11 | 287 | 7.6129 | 2.8885 | 4.388 | 0 | 3.225 | 0 | 0 | 0 | 0
6877 | 2018-10-14 12:01 | 10 | Oktober | 12 | 287 | 7.4389 | 2.8222 | 4.3217 | 0 | 3.1172 | 0 | 0 | 0 | 0
6878 | 2018-10-14 13:01 | 10 | Oktober | 13 | 287 | 6.5254 | 2.5055 | 3.8426 | 0 | 2.6828 | 0 | 0 | 0 | 0
6879 | 2018-10-14 14:01 | 10 | Oktober | 14 | 287 | 5.5248 | 2.281 | 3.2934 | 0 | 2.2314 | 0 | 0 | 0 | 0
6880 | 2018-10-14 15:01 | 10 | Oktober | 15 | 287 | 2.9147 | 2.1593 | 2.9147 | 0 | 0 | 0 | 0.094675 | 0 | 0.094675
6881 | 2018-10-14 16:01 | 10 | Oktober | 16 | 287 | 1.2181 | 1.2181 | 1.2181 | 0 | 0 | 1.112 | 1.0124 | 0 | 2.1244
6882 | 2018-10-14 17:01 | 10 | Oktober | 17 | 287 | 0 | 0 | 0 | 0 | 0 | 2.8088 | 1.1747 | 0 | 3.9835
6883 | 2018-10-14 18:01 | 10 | Oktober | 18 | 287 | 0 | 0 | 0 | 0 | 0 | 3.2632 | 1.1747 | 0 | 4.4379
6884 | 2018-10-14 19:01 | 10 | Oktober | 19 | 287 | 0 | 0 | 0 | 0 | 0 | 3.1982 | 0.85001 | 0 | 4.0482
6885 | 2018-10-14 20:01 | 10 | Oktober | 20 | 287 | 0 | 0 | 0 | 0 | 0 | 2.9951 | 0.85001 | 0 | 3.8451
6886 | 2018-10-14 21:01 | 10 | Oktober | 21 | 287 | 0 | 0 | 0 | 0 | 0 | 2.6553 | 0.51988 | 0 | 3.1751
6887 | 2018-10-14 22:01 | 10 | Oktober | 22 | 287 | 0 | 0 | 0 | 0 | 0 | 2.0603 | 0.51988 | 0 | 2.5802
6888 | 2018-10-14 23:01 | 10 | Oktober | 23 | 287 | 0 | 0 | 0 | 0 | 0 | 1.4956 | 0.35753 | 0 | 1.8531
6889 | 2018-10-15 00:01 | 10 | Oktober | 0 | 288 | 0 | 0 | 0 | 0 | 0 | 1.2031 | 0.35753 | 0 | 1.5607
6890 | 2018-10-15 01:01 | 10 | Oktober | 1 | 288 | 0 | 0 | 0 | 0 | 0 | 1.1209 | 0.35753 | 0 | 1.4784
6891 | 2018-10-15 02:01 | 10 | Oktober | 2 | 288 | 0 | 0 | 0 | 0 | 0 | 1.1012 | 0.51988 | 0 | 1.6211
6892 | 2018-10-15 03:01 | 10 | Oktober | 3 | 288 | 0 | 0 | 0 | 0 | 0 | 1.1171 | 0.51988 | 0 | 1.637
6893 | 2018-10-15 04:01 | 10 | Oktober | 4 | 288 | 0 | 0 | 0 | 0 | 0 | 1.261 | 0.85001 | 0 | 2.1111
6894 | 2018-10-15 05:01 | 10 | Oktober | 5 | 288 | 0 | 0 | 0 | 0 | 0 | 1.9374 | 2.298 | 0 | 4.2354
6895 | 2018-10-15 06:01 | 10 | Oktober | 6 | 288 | 0.087005 | 0.087005 | 0.087005 | 0 | 0 | 2.468 | 4.275 | 0 | 6.743
6896 | 2018-10-15 07:01 | 10 | Oktober | 7 | 288 | 2.0881 | 2.0881 | 2.0881 | 0 | 0 | 0.59693 | 1.8296 | 0 | 2.4265
6897 | 2018-10-15 08:01 | 10 | Oktober | 8 | 288 | 3.9152 | 3.7018 | 3.9152 | 0 | 0 | 0 | 1.7279 | 0 | 1.7279
6898 | 2018-10-15 09:01 | 10 | Oktober | 9 | 288 | 5.8728 | 4.2144 | 5.814 | 0 | 0.05885 | 0 | 0 | 0 | 0
6899 | 2018-10-15 10:01 | 10 | Oktober | 10 | 288 | 7.4824 | 4.2346 | 5.6718 | 0 | 1.8107 | 0 | 0 | 0 | 0
6900 | 2018-10-15 11:01 | 10 | Oktober | 11 | 288 | 8.222 | 4.509 | 6.2709 | 0 | 1.9511 | 0 | 0 | 0 | 0
6901 | 2018-10-15 12:01 | 10 | Oktober | 12 | 288 | 8.222 | 4.4427 | 6.5293 | 0 | 1.6927 | 0 | 0 | 0 | 0
6902 | 2018-10-15 13:01 | 10 | Oktober | 13 | 288 | 7.4824 | 4.1259 | 5.7255 | 0 | 1.757 | 0 | 0 | 0 | 0
6903 | 2018-10-15 14:01 | 10 | Oktober | 14 | 288 | 5.8293 | 3.9014 | 5.1709 | 0 | 0.65847 | 0 | 0 | 0 | 0
6904 | 2018-10-15 15:01 | 10 | Oktober | 15 | 288 | 3.6107 | 3.6107 | 3.6107 | 0 | 0 | 0.16904 | 1.2694 | 0 | 1.4385
6905 | 2018-10-15 16:01 | 10 | Oktober | 16 | 288 | 1.4791 | 1.4791 | 1.4791 | 0 | 0 | 2.4714 | 1.5996 | 0 | 4.071
6906 | 2018-10-15 17:01 | 10 | Oktober | 17 | 288 | 0 | 0 | 0 | 0 | 0 | 3.9649 | 1.4654 | 0 | 5.4304
6907 | 2018-10-15 18:01 | 10 | Oktober | 18 | 288 | 0 | 0 | 0 | 0 | 0 | 3.8413 | 1.3201 | 0 | 5.1613
6908 | 2018-10-15 19:01 | 10 | Oktober | 19 | 288 | 0 | 0 | 0 | 0 | 0 | 3.1982 | 1.0124 | 0 | 4.2105
6909 | 2018-10-15 20:01 | 10 | Oktober | 20 | 288 | 0 | 0 | 0 | 0 | 0 | 2.9951 | 0.85001 | 0 | 3.8451
6910 | 2018-10-15 21:01 | 10 | Oktober | 21 | 288 | 0 | 0 | 0 | 0 | 0 | 2.6553 | 0.51988 | 0 | 3.1751
6911 | 2018-10-15 22:01 | 10 | Oktober | 22 | 288 | 0 | 0 | 0 | 0 | 0 | 2.0603 | 0.53004 | 0 | 2.5904
6912 | 2018-10-15 23:01 | 10 | Oktober | 23 | 288 | 0 | 0 | 0 | 0 | 0 | 1.4956 | 3.5604 | 0 | 5.056
6913 | 2018-10-16 00:01 | 10 | Oktober | 0 | 289 | 0 | 0 | 0 | 0 | 0 | 1.2031 | 3.5497 | 0 | 4.7529
6914 | 2018-10-16 01:01 | 10 | Oktober | 1 | 289 | 0 | 0 | 0 | 0 | 0 | 1.1209 | 3.4649 | 0 | 4.5858
6915 | 2018-10-16 02:01 | 10 | Oktober | 2 | 289 | 0 | 0 | 0 | 0 | 0 | 1.1012 | 3.5015 | 0 | 4.6027
6916 | 2018-10-16 03:01 | 10 | Oktober | 3 | 289 | 0 | 0 | 0 | 0 | 0 | 1.1171 | 3.4201 | 0 | 4.5372
6917 | 2018-10-16 04:01 | 10 | Oktober | 4 | 289 | 0 | 0 | 0 | 0 | 0 | 1.261 | 3.6238 | 0 | 4.8849
6918 | 2018-10-16 05:01 | 10 | Oktober | 5 | 289 | 0 | 0 | 0 | 0 | 0 | 1.9374 | 3.6728 | 0 | 5.6102
6919 | 2018-10-16 06:01 | 10 | Oktober | 6 | 289 | 0 | 0 | 0 | 0 | 0 | 2.555 | 3.9769 | 0 | 6.5319
6920 | 2018-10-16 07:01 | 10 | Oktober | 7 | 289 | 1.3051 | 1.3051 | 1.3051 | 0 | 0 | 1.38 | 3.4411 | 0 | 4.821
6921 | 2018-10-16 08:01 | 10 | Oktober | 8 | 289 | 3.1757 | 3.1757 | 3.1757 | 0 | 0 | 0.52613 | 3.2221 | 0 | 3.7483
6922 | 2018-10-16 09:01 | 10 | Oktober | 9 | 289 | 4.7853 | 4.2144 | 4.7853 | 0 | 0 | 0 | 2.0354 | 0 | 2.0354
6923 | 2018-10-16 10:01 | 10 | Oktober | 10 | 289 | 5.6118 | 4.2346 | 5.6118 | 0 | 0 | 0 | 0.63271 | 0 | 0.63271
6924 | 2018-10-16 11:01 | 10 | Oktober | 11 | 289 | 5.4378 | 4.509 | 5.4378 | 0 | 0 | 0 | 1.5006 | 0 | 1.5006
6925 | 2018-10-16 12:01 | 10 | Oktober | 12 | 289 | 4.2197 | 4.2197 | 4.2197 | 0 | 0 | 0.22292 | 2.6287 | 0 | 2.8516
6926 | 2018-10-16 13:01 | 10 | Oktober | 13 | 289 | 4.3503 | 4.1259 | 4.3503 | 0 | 0 | 0 | 1.9934 | 0 | 1.9934
6927 | 2018-10-16 14:01 | 10 | Oktober | 14 | 289 | 2.4796 | 2.4796 | 2.4796 | 0 | 0 | 1.4218 | 2.077 | 0 | 3.4988
6928 | 2018-10-16 15:01 | 10 | Oktober | 15 | 289 | 1.3921 | 1.3921 | 1.3921 | 0 | 0 | 2.3877 | 2.4867 | 0 | 4.8744
6929 | 2018-10-16 16:01 | 10 | Oktober | 16 | 289 | 0.26102 | 0.26102 | 0.26102 | 0 | 0 | 3.6895 | 3.0919 | 0 | 6.7814
6930 | 2018-10-16 17:01 | 10 | Oktober | 17 | 289 | 0 | 0 | 0 | 0 | 0 | 3.9649 | 2.8907 | 0 | 6.8557
6931 | 2018-10-16 18:01 | 10 | Oktober | 18 | 289 | 0 | 0 | 0 | 0 | 0 | 3.8413 | 2.3655 | 0 | 6.2068
6932 | 2018-10-16 19:01 | 10 | Oktober | 19 | 289 | 0 | 0 | 0 | 0 | 0 | 3.1982 | 2.1189 | 0 | 5.3171
6933 | 2018-10-16 20:01 | 10 | Oktober | 20 | 289 | 0 | 0 | 0 | 0 | 0 | 2.9951 | 2.1954 | 0 | 5.1905
6934 | 2018-10-16 21:01 | 10 | Oktober | 21 | 289 | 0 | 0 | 0 | 0 | 0 | 2.6553 | 2.0227 | 0 | 4.6779
6935 | 2018-10-16 22:01 | 10 | Oktober | 22 | 289 | 0 | 0 | 0 | 0 | 0 | 2.0603 | 2.4417 | 0 | 4.502
6936 | 2018-10-16 23:01 | 10 | Oktober | 23 | 289 | 0 | 0 | 0 | 0 | 0 | 1.4956 | 2.5584 | 0 | 4.054
6937 | 2018-10-17 00:01 | 10 | Oktober | 0 | 290 | 0 | 0 | 0 | 0 | 0 | 1.2031 | 2.8128 | 0 | 4.0159
6938 | 2018-10-17 01:01 | 10 | Oktober | 1 | 290 | 0 | 0 | 0 | 0 | 0 | 1.1209 | 3.0125 | 0 | 4.1334
6939 | 2018-10-17 02:01 | 10 | Oktober | 2 | 290 | 0 | 0 | 0 | 0 | 0 | 1.1012 | 3.3526 | 0 | 4.4538
6940 | 2018-10-17 03:01 | 10 | Oktober | 3 | 290 | 0 | 0 | 0 | 0 | 0 | 1.1171 | 3.4421 | 0 | 4.5592
6941 | 2018-10-17 04:01 | 10 | Oktober | 4 | 290 | 0 | 0 | 0 | 0 | 0 | 1.261 | 3.8359 | 0 | 5.0969
6942 | 2018-10-17 05:01 | 10 | Oktober | 5 | 290 | 0 | 0 | 0 | 0 | 0 | 1.9374 | 4.0001 | 0 | 5.9375
6943 | 2018-10-17 06:01 | 10 | Oktober | 6 | 290 | 0.17401 | 0.17401 | 0.17401 | 0 | 0 | 2.381 | 4.3162 | 0 | 6.6971
6944 | 2018-10-17 07:01 | 10 | Oktober | 7 | 290 | 1.8706 | 1.8706 | 1.8706 | 0 | 0 | 0.81444 | 1.8296 | 0 | 2.644
6945 | 2018-10-17 08:01 | 10 | Oktober | 8 | 290 | 3.6107 | 3.6107 | 3.6107 | 0 | 0 | 0.091107 | 1.9413 | 0 | 2.0324
6946 | 2018-10-17 09:01 | 10 | Oktober | 9 | 290 | 5.0898 | 4.2144 | 5.0898 | 0 | 0 | 0 | 0.7242 | 0 | 0.7242
6947 | 2018-10-17 10:01 | 10 | Oktober | 10 | 290 | 4.4373 | 4.2346 | 4.4373 | 0 | 0 | 0 | 1.2345 | 0 | 1.2345
6948 | 2018-10-17 11:01 | 10 | Oktober | 11 | 290 | 5.9163 | 4.509 | 5.9163 | 0 | 0 | 0 | 0.35454 | 0 | 0.35454
6949 | 2018-10-17 12:01 | 10 | Oktober | 12 | 290 | 6.4819 | 4.4427 | 6.4819 | 0 | 0 | 0 | 0.04743 | 0 | 0.04743
6950 | 2018-10-17 13:01 | 10 | Oktober | 13 | 290 | 7.1344 | 4.1259 | 5.7255 | 0 | 1.409 | 0 | 0 | 0 | 0
6951 | 2018-10-17 14:01 | 10 | Oktober | 14 | 290 | 4.5243 | 3.9014 | 4.5243 | 0 | 0 | 0 | 0.64661 | 0 | 0.64661
6952 | 2018-10-17 15:01 | 10 | Oktober | 15 | 290 | 2.6102 | 2.6102 | 2.6102 | 0 | 0 | 1.1696 | 1.2694 | 0 | 2.439
6953 | 2018-10-17 16:01 | 10 | Oktober | 16 | 290 | 0.43503 | 0.43503 | 0.43503 | 0 | 0 | 3.5155 | 1.5996 | 0 | 5.1151
6954 | 2018-10-17 17:01 | 10 | Oktober | 17 | 290 | 0 | 0 | 0 | 0 | 0 | 3.9649 | 1.4654 | 0 | 5.4304
6955 | 2018-10-17 18:01 | 10 | Oktober | 18 | 290 | 0 | 0 | 0 | 0 | 0 | 3.8413 | 1.3201 | 0 | 5.1613
6956 | 2018-10-17 19:01 | 10 | Oktober | 19 | 290 | 0 | 0 | 0 | 0 | 0 | 3.1982 | 1.0124 | 0 | 4.2105
6957 | 2018-10-17 20:01 | 10 | Oktober | 20 | 290 | 0 | 0 | 0 | 0 | 0 | 2.9951 | 0.85001 | 0 | 3.8451
6958 | 2018-10-17 21:01 | 10 | Oktober | 21 | 290 | 0 | 0 | 0 | 0 | 0 | 2.6553 | 0.51988 | 0 | 3.1751
6959 | 2018-10-17 22:01 | 10 | Oktober | 22 | 290 | 0 | 0 | 0 | 0 | 0 | 2.0603 | 0.51988 | 0 | 2.5802
6960 | 2018-10-17 23:01 | 10 | Oktober | 23 | 290 | 0 | 0 | 0 | 0 | 0 | 1.4956 | 0.35753 | 0 | 1.8531
6961 | 2018-10-18 00:01 | 10 | Oktober | 0 | 291 | 0 | 0 | 0 | 0 | 0 | 1.3227 | 0.35753 | 0 | 1.6802
6962 | 2018-10-18 01:01 | 10 | Oktober | 1 | 291 | 0 | 0 | 0 | 0 | 0 | 1.1574 | 3.1379 | 0 | 4.2953
6963 | 2018-10-18 02:01 | 10 | Oktober | 2 | 291 | 0 | 0 | 0 | 0 | 0 | 1.1125 | 3.4086 | 0 | 4.5211
6964 | 2018-10-18 03:01 | 10 | Oktober | 3 | 291 | 0 | 0 | 0 | 0 | 0 | 1.102 | 3.3934 | 0 | 4.4954
6965 | 2018-10-18 04:01 | 10 | Oktober | 4 | 291 | 0 | 0 | 0 | 0 | 0 | 1.1356 | 3.693 | 0 | 4.8286
6966 | 2018-10-18 05:01 | 10 | Oktober | 5 | 291 | 0 | 0 | 0 | 0 | 0 | 1.3609 | 3.9205 | 0 | 5.2814
6967 | 2018-10-18 06:01 | 10 | Oktober | 6 | 291 | 0.087005 | 0.087005 | 0.087005 | 0 | 0 | 1.8558 | 4.2502 | 0 | 6.1061
6968 | 2018-10-18 07:01 | 10 | Oktober | 7 | 291 | 1.8271 | 1.8271 | 1.8271 | 0 | 0 | 0.72704 | 3.22 | 0 | 3.947
6969 | 2018-10-18 08:01 | 10 | Oktober | 8 | 291 | 3.4802 | 3.4802 | 3.4802 | 0 | 0 | 0.4637 | 2.0522 | 0 | 2.5159
6970 | 2018-10-18 09:01 | 10 | Oktober | 9 | 291 | 5.1768 | 4.7385 | 5.1768 | 0 | 0 | 0 | 1.1612 | 0 | 1.1612
6971 | 2018-10-18 10:01 | 10 | Oktober | 10 | 291 | 6.7429 | 4.8819 | 6.3192 | 0 | 0.42373 | 0 | 0 | 0 | 0
6972 | 2018-10-18 11:01 | 10 | Oktober | 11 | 291 | 7.6564 | 5.0422 | 6.8041 | 0 | 0.8523 | 0 | 0 | 0 | 0
6973 | 2018-10-18 12:01 | 10 | Oktober | 12 | 291 | 7.6564 | 4.9763 | 7.063 | 0 | 0.59345 | 0 | 0 | 0 | 0
6974 | 2018-10-18 13:01 | 10 | Oktober | 13 | 291 | 6.6559 | 4.7049 | 6.3045 | 0 | 0.35142 | 0 | 0 | 0 | 0
6975 | 2018-10-18 14:01 | 10 | Oktober | 14 | 291 | 5.0463 | 4.4934 | 5.0463 | 0 | 0 | 0 | 0.71658 | 0 | 0.71658
6976 | 2018-10-18 15:01 | 10 | Oktober | 15 | 291 | 2.9147 | 2.9147 | 2.9147 | 0 | 0 | 1.5427 | 1.2694 | 0 | 2.8121
6977 | 2018-10-18 16:01 | 10 | Oktober | 16 | 291 | 0.34802 | 0.34802 | 0.34802 | 0 | 0 | 6.1822 | 2.5675 | 0 | 8.7497
6978 | 2018-10-18 17:01 | 10 | Oktober | 17 | 291 | 0 | 0 | 0 | 0 | 0 | 4.6098 | 2.7 | 0 | 7.3098
6979 | 2018-10-18 18:01 | 10 | Oktober | 18 | 291 | 0 | 0 | 0 | 0 | 0 | 4.2797 | 2.1564 | 0 | 6.4361
6980 | 2018-10-18 19:01 | 10 | Oktober | 19 | 291 | 0 | 0 | 0 | 0 | 0 | 3.405 | 1.8759 | 0 | 5.281
6981 | 2018-10-18 20:01 | 10 | Oktober | 20 | 291 | 0 | 0 | 0 | 0 | 0 | 2.8504 | 1.977 | 0 | 4.8274
6982 | 2018-10-18 21:01 | 10 | Oktober | 21 | 291 | 0 | 0 | 0 | 0 | 0 | 2.7035 | 1.6222 | 0 | 4.3257
6983 | 2018-10-18 22:01 | 10 | Oktober | 22 | 291 | 0 | 0 | 0 | 0 | 0 | 2.333 | 1.8642 | 0 | 4.1972
6984 | 2018-10-18 23:01 | 10 | Oktober | 23 | 291 | 0 | 0 | 0 | 0 | 0 | 1.6055 | 1.9206 | 0 | 3.5261
6985 | 2018-10-19 00:01 | 10 | Oktober | 0 | 292 | 0 | 0 | 0 | 0 | 0 | 1.7922 | 1.8561 | 0 | 3.6483
6986 | 2018-10-19 01:01 | 10 | Oktober | 1 | 292 | 0 | 0 | 0 | 0 | 0 | 1.4217 | 1.9655 | 0 | 3.3872
6987 | 2018-10-19 02:01 | 10 | Oktober | 2 | 292 | 0 | 0 | 0 | 0 | 0 | 1.1981 | 2.1864 | 0 | 3.3845
6988 | 2018-10-19 03:01 | 10 | Oktober | 3 | 292 | 0 | 0 | 0 | 0 | 0 | 1.1209 | 2.2132 | 0 | 3.3341
6989 | 2018-10-19 04:01 | 10 | Oktober | 4 | 292 | 0 | 0 | 0 | 0 | 0 | 1.1025 | 2.5309 | 0 | 3.6333
6990 | 2018-10-19 05:01 | 10 | Oktober | 5 | 292 | 0 | 0 | 0 | 0 | 0 | 1.1041 | 2.8551 | 0 | 3.9593
6991 | 2018-10-19 06:01 | 10 | Oktober | 6 | 292 | 0.087005 | 0.087005 | 0.087005 | 0 | 0 | 1.0582 | 3.3827 | 0 | 4.4409
6992 | 2018-10-19 07:01 | 10 | Oktober | 7 | 292 | 1.7836 | 1.478 | 1.7836 | 0 | 0 | 0 | 2.2559 | 0 | 2.2559
6993 | 2018-10-19 08:01 | 10 | Oktober | 8 | 292 | 3.6107 | 3.2869 | 3.6107 | 0 | 0 | 0 | 1.6174 | 0 | 1.6174
6994 | 2018-10-19 09:01 | 10 | Oktober | 9 | 292 | 5.4813 | 4.6755 | 5.4813 | 0 | 0 | 0 | 0.79377 | 0 | 0.79377
6995 | 2018-10-19 10:01 | 10 | Oktober | 10 | 292 | 7.2649 | 5.1043 | 6.5415 | 0 | 0.72339 | 0 | 0 | 0 | 0
6996 | 2018-10-19 11:01 | 10 | Oktober | 11 | 292 | 8.135 | 5.4416 | 7.2036 | 0 | 0.9314 | 0 | 0 | 0 | 0
6997 | 2018-10-19 12:01 | 10 | Oktober | 12 | 292 | 8.048 | 5.4857 | 7.5723 | 0 | 0.47562 | 0 | 0 | 0 | 0
6998 | 2018-10-19 13:01 | 10 | Oktober | 13 | 292 | 7.1779 | 4.8282 | 6.4278 | 0 | 0.7501 | 0 | 0 | 0 | 0
6999 | 2018-10-19 14:01 | 10 | Oktober | 14 | 292 | 5.5683 | 4.2849 | 5.5543 | 0 | 0.013973 | 0 | 0 | 0 | 0
7000 | 2018-10-19 15:01 | 10 | Oktober | 15 | 292 | 3.0887 | 3.0887 | 3.0887 | 0 | 0 | 0.94071 | 1.2694 | 0 | 2.2102
7001 | 2018-10-19 16:01 | 10 | Oktober | 16 | 292 | 0.26102 | 0.26102 | 0.26102 | 0 | 0 | 5.3953 | 1.5996 | 0 | 6.9948
7002 | 2018-10-19 17:01 | 10 | Oktober | 17 | 292 | 0 | 0 | 0 | 0 | 0 | 3.4094 | 1.4654 | 0 | 4.8749
7003 | 2018-10-19 18:01 | 10 | Oktober | 18 | 292 | 0 | 0 | 0 | 0 | 0 | 3.2644 | 1.3201 | 0 | 4.5844
7004 | 2018-10-19 19:01 | 10 | Oktober | 19 | 292 | 0 | 0 | 0 | 0 | 0 | 3.0786 | 1.0124 | 0 | 4.091
7005 | 2018-10-19 20:01 | 10 | Oktober | 20 | 292 | 0 | 0 | 0 | 0 | 0 | 2.975 | 0.85001 | 0 | 3.825
7006 | 2018-10-19 21:01 | 10 | Oktober | 21 | 292 | 0 | 0 | 0 | 0 | 0 | 2.7933 | 0.51988 | 0 | 3.3132
7007 | 2018-10-19 22:01 | 10 | Oktober | 22 | 292 | 0 | 0 | 0 | 0 | 0 | 2.5197 | 0.51988 | 0 | 3.0396
7008 | 2018-10-19 23:01 | 10 | Oktober | 23 | 292 | 0 | 0 | 0 | 0 | 0 | 1.4956 | 0.35753 | 0 | 1.8531
7009 | 2018-10-20 00:01 | 10 | Oktober | 0 | 293 | 0 | 0 | 0 | 0 | 0 | 1.2031 | 0.35753 | 0 | 1.5607
7010 | 2018-10-20 01:01 | 10 | Oktober | 1 | 293 | 0 | 0 | 0 | 0 | 0 | 1.1209 | 1.6043 | 0 | 2.7253
7011 | 2018-10-20 02:01 | 10 | Oktober | 2 | 293 | 0 | 0 | 0 | 0 | 0 | 1.1012 | 2.2313 | 0 | 3.3325
7012 | 2018-10-20 03:01 | 10 | Oktober | 3 | 293 | 0 | 0 | 0 | 0 | 0 | 1.1171 | 2.3018 | 0 | 3.419
7013 | 2018-10-20 04:01 | 10 | Oktober | 4 | 293 | 0 | 0 | 0 | 0 | 0 | 1.261 | 2.3094 | 0 | 3.5705
7014 | 2018-10-20 05:01 | 10 | Oktober | 5 | 293 | 0 | 0 | 0 | 0 | 0 | 1.9374 | 2.2965 | 0 | 4.2338
7015 | 2018-10-20 06:01 | 10 | Oktober | 6 | 293 | 0.087005 | 0.087005 | 0.087005 | 0 | 0 | 2.468 | 2.3209 | 0 | 4.7889
7016 | 2018-10-20 07:01 | 10 | Oktober | 7 | 293 | 1.6531 | 1.6531 | 1.6531 | 0 | 0 | 1.032 | 2.1255 | 0 | 3.1575
7017 | 2018-10-20 08:01 | 10 | Oktober | 8 | 293 | 3.2192 | 2.6595 | 3.2192 | 0 | 0 | 0 | 1.2204 | 0 | 1.2204
7018 | 2018-10-20 09:01 | 10 | Oktober | 9 | 293 | 5.0028 | 2.594 | 3.7063 | 0 | 1.2965 | 0 | 0 | 0 | 0
7019 | 2018-10-20 10:01 | 10 | Oktober | 10 | 293 | 6.4384 | 2.6141 | 3.3018 | 0 | 3.1366 | 0 | 0 | 0 | 0
7020 | 2018-10-20 11:01 | 10 | Oktober | 11 | 293 | 7.1779 | 2.8885 | 3.9009 | 0 | 3.277 | 0 | 0 | 0 | 0
7021 | 2018-10-20 12:01 | 10 | Oktober | 12 | 293 | 7.5694 | 2.8222 | 3.997 | 0 | 3.5725 | 0 | 0 | 0 | 0
7022 | 2018-10-20 13:01 | 10 | Oktober | 13 | 293 | 7.0039 | 2.5055 | 3.6802 | 0 | 3.3237 | 0 | 0 | 0 | 0
7023 | 2018-10-20 14:01 | 10 | Oktober | 14 | 293 | 5.5683 | 2.281 | 3.2934 | 0 | 2.2749 | 0 | 0 | 0 | 0
7024 | 2018-10-20 15:01 | 10 | Oktober | 15 | 293 | 3.0887 | 2.1593 | 3.0887 | 0 | 0 | 0 | 0.80796 | 0 | 0.80796
7025 | 2018-10-20 16:01 | 10 | Oktober | 16 | 293 | 0.34802 | 0.34802 | 0.34802 | 0 | 0 | 1.9821 | 2.9537 | 0 | 4.9358
7026 | 2018-10-20 17:01 | 10 | Oktober | 17 | 293 | 0 | 0 | 0 | 0 | 0 | 2.8088 | 2.4864 | 0 | 5.2953
7027 | 2018-10-20 18:01 | 10 | Oktober | 18 | 293 | 0 | 0 | 0 | 0 | 0 | 3.2632 | 1.6102 | 0 | 4.8734
7028 | 2018-10-20 19:01 | 10 | Oktober | 19 | 293 | 0 | 0 | 0 | 0 | 0 | 3.1982 | 1.6708 | 0 | 4.869
7029 | 2018-10-20 20:01 | 10 | Oktober | 20 | 293 | 0 | 0 | 0 | 0 | 0 | 2.9951 | 1.6128 | 0 | 4.6079
7030 | 2018-10-20 21:01 | 10 | Oktober | 21 | 293 | 0 | 0 | 0 | 0 | 0 | 2.6553 | 1.7105 | 0 | 4.3658
7031 | 2018-10-20 22:01 | 10 | Oktober | 22 | 293 | 0 | 0 | 0 | 0 | 0 | 2.0603 | 2.1017 | 0 | 4.162
7032 | 2018-10-20 23:01 | 10 | Oktober | 23 | 293 | 0 | 0 | 0 | 0 | 0 | 1.4956 | 2.2128 | 0 | 3.7084
7033 | 2018-10-21 00:01 | 10 | Oktober | 0 | 294 | 0 | 0 | 0 | 0 | 0 | 1.2031 | 2.313 | 0 | 3.5161
7034 | 2018-10-21 01:01 | 10 | Oktober | 1 | 294 | 0 | 0 | 0 | 0 | 0 | 1.1209 | 2.3982 | 0 | 3.5191
7035 | 2018-10-21 02:01 | 10 | Oktober | 2 | 294 | 0 | 0 | 0 | 0 | 0 | 1.1012 | 2.2912 | 0 | 3.3924
7036 | 2018-10-21 03:01 | 10 | Oktober | 3 | 294 | 0 | 0 | 0 | 0 | 0 | 1.1171 | 2.2479 | 0 | 3.365
7037 | 2018-10-21 04:01 | 10 | Oktober | 4 | 294 | 0 | 0 | 0 | 0 | 0 | 1.261 | 2.1988 | 0 | 3.4599
7038 | 2018-10-21 05:01 | 10 | Oktober | 5 | 294 | 0 | 0 | 0 | 0 | 0 | 1.9374 | 1.949 | 0 | 3.8864
7039 | 2018-10-21 06:01 | 10 | Oktober | 6 | 294 | 0.087005 | 0.087005 | 0.087005 | 0 | 0 | 2.468 | 1.6481 | 0 | 4.116
7040 | 2018-10-21 07:01 | 10 | Oktober | 7 | 294 | 1.0876 | 1.0876 | 1.0876 | 0 | 0 | 1.5975 | 1.3828 | 0 | 2.9803
7041 | 2018-10-21 08:01 | 10 | Oktober | 8 | 294 | 2.7842 | 2.6595 | 2.7842 | 0 | 0 | 0 | 1.2361 | 0 | 1.2361
7042 | 2018-10-21 09:01 | 10 | Oktober | 9 | 294 | 3.6977 | 2.594 | 3.6977 | 0 | 0 | 0 | 0.51768 | 0 | 0.51768
7043 | 2018-10-21 10:01 | 10 | Oktober | 10 | 294 | 3.7847 | 2.6141 | 3.7847 | 0 | 0 | 0 | 0.12861 | 0 | 0.12861
7044 | 2018-10-21 11:01 | 10 | Oktober | 11 | 294 | 6.3514 | 2.8885 | 4.388 | 0 | 1.9634 | 0 | 0 | 0 | 0
7045 | 2018-10-21 12:01 | 10 | Oktober | 12 | 294 | 6.0468 | 2.8222 | 4.3217 | 0 | 1.7252 | 0 | 0 | 0 | 0
7046 | 2018-10-21 13:01 | 10 | Oktober | 13 | 294 | 5.8293 | 2.5055 | 3.9572 | 0 | 1.8721 | 0 | 0 | 0 | 0
7047 | 2018-10-21 14:01 | 10 | Oktober | 14 | 294 | 4.0457 | 2.281 | 3.6511 | 0 | 0.39465 | 0 | 0 | 0 | 0
7048 | 2018-10-21 15:01 | 10 | Oktober | 15 | 294 | 2.5666 | 2.1593 | 2.5666 | 0 | 0 | 0 | 1.181 | 0 | 1.181
7049 | 2018-10-21 16:01 | 10 | Oktober | 16 | 294 | 0.34802 | 0.34802 | 0.34802 | 0 | 0 | 1.9821 | 2.0071 | 0 | 3.9892
7050 | 2018-10-21 17:01 | 10 | Oktober | 17 | 294 | 0 | 0 | 0 | 0 | 0 | 2.8088 | 1.9894 | 0 | 4.7982
7051 | 2018-10-21 18:01 | 10 | Oktober | 18 | 294 | 0 | 0 | 0 | 0 | 0 | 3.2632 | 1.5647 | 0 | 4.8279
7052 | 2018-10-21 19:01 | 10 | Oktober | 19 | 294 | 0 | 0 | 0 | 0 | 0 | 3.1982 | 1.2815 | 0 | 4.4797
7053 | 2018-10-21 20:01 | 10 | Oktober | 20 | 294 | 0 | 0 | 0 | 0 | 0 | 2.9951 | 1.4766 | 0 | 4.4717
7054 | 2018-10-21 21:01 | 10 | Oktober | 21 | 294 | 0 | 0 | 0 | 0 | 0 | 2.6553 | 1.2814 | 0 | 3.9366
7055 | 2018-10-21 22:01 | 10 | Oktober | 22 | 294 | 0 | 0 | 0 | 0 | 0 | 2.0603 | 1.6134 | 0 | 3.6738
7056 | 2018-10-21 23:01 | 10 | Oktober | 23 | 294 | 0 | 0 | 0 | 0 | 0 | 1.4956 | 1.6662 | 0 | 3.1618
7057 | 2018-10-22 00:01 | 10 | Oktober | 0 | 295 | 0 | 0 | 0 | 0 | 0 | 1.2031 | 1.7658 | 0 | 2.9689
7058 | 2018-10-22 01:01 | 10 | Oktober | 1 | 295 | 0 | 0 | 0 | 0 | 0 | 1.1209 | 1.7939 | 0 | 2.9148
7059 | 2018-10-22 02:01 | 10 | Oktober | 2 | 295 | 0 | 0 | 0 | 0 | 0 | 1.1012 | 1.9631 | 0 | 3.0642
7060 | 2018-10-22 03:01 | 10 | Oktober | 3 | 295 | 0 | 0 | 0 | 0 | 0 | 1.1171 | 1.9578 | 0 | 3.0749
7061 | 2018-10-22 04:01 | 10 | Oktober | 4 | 295 | 0 | 0 | 0 | 0 | 0 | 1.261 | 2.2391 | 0 | 3.5002
7062 | 2018-10-22 05:01 | 10 | Oktober | 5 | 295 | 0 | 0 | 0 | 0 | 0 | 1.9374 | 2.3343 | 0 | 4.2717
7063 | 2018-10-22 06:01 | 10 | Oktober | 6 | 295 | 0.087005 | 0.087005 | 0.087005 | 0 | 0 | 2.468 | 2.687 | 0 | 5.1549
7064 | 2018-10-22 07:01 | 10 | Oktober | 7 | 295 | 0.26102 | 0.26102 | 0.26102 | 0 | 0 | 2.424 | 2.091 | 0 | 4.515
7065 | 2018-10-22 08:01 | 10 | Oktober | 8 | 295 | 1.3051 | 1.3051 | 1.3051 | 0 | 0 | 2.3967 | 1.9413 | 0 | 4.338
7066 | 2018-10-22 09:01 | 10 | Oktober | 9 | 295 | 1.4791 | 1.4791 | 1.4791 | 0 | 0 | 2.7353 | 1.5996 | 0 | 4.3349
7067 | 2018-10-22 10:01 | 10 | Oktober | 10 | 295 | 3.6542 | 3.6542 | 3.6542 | 0 | 0 | 0.58035 | 1.4372 | 0 | 2.0176
7068 | 2018-10-22 11:01 | 10 | Oktober | 11 | 295 | 3.0452 | 3.0452 | 3.0452 | 0 | 0 | 1.4638 | 1.7619 | 0 | 3.2257
7069 | 2018-10-22 12:01 | 10 | Oktober | 12 | 295 | 3.6977 | 3.6977 | 3.6977 | 0 | 0 | 0.74495 | 2.0866 | 0 | 2.8316
7070 | 2018-10-22 13:01 | 10 | Oktober | 13 | 295 | 2.7842 | 2.7842 | 2.7842 | 0 | 0 | 1.3417 | 1.5996 | 0 | 2.9413
7071 | 2018-10-22 14:01 | 10 | Oktober | 14 | 295 | 3.0017 | 3.0017 | 3.0017 | 0 | 0 | 0.89975 | 1.2694 | 0 | 2.1692
7072 | 2018-10-22 15:01 | 10 | Oktober | 15 | 295 | 1.5661 | 1.5661 | 1.5661 | 0 | 0 | 2.2137 | 1.2694 | 0 | 3.4831
7073 | 2018-10-22 16:01 | 10 | Oktober | 16 | 295 | 0.26102 | 0.26102 | 0.26102 | 0 | 0 | 5.5467 | 1.5996 | 0 | 7.1463
7074 | 2018-10-22 17:01 | 10 | Oktober | 17 | 295 | 0 | 0 | 0 | 0 | 0 | 3.9649 | 1.4654 | 0 | 5.4304
7075 | 2018-10-22 18:01 | 10 | Oktober | 18 | 295 | 0 | 0 | 0 | 0 | 0 | 3.8413 | 1.3201 | 0 | 5.1613
7076 | 2018-10-22 19:01 | 10 | Oktober | 19 | 295 | 0 | 0 | 0 | 0 | 0 | 3.1982 | 1.0124 | 0 | 4.2105
7077 | 2018-10-22 20:01 | 10 | Oktober | 20 | 295 | 0 | 0 | 0 | 0 | 0 | 2.9951 | 0.85001 | 0 | 3.8451
7078 | 2018-10-22 21:01 | 10 | Oktober | 21 | 295 | 0 | 0 | 0 | 0 | 0 | 2.6553 | 0.51988 | 0 | 3.1751
7079 | 2018-10-22 22:01 | 10 | Oktober | 22 | 295 | 0 | 0 | 0 | 0 | 0 | 2.0603 | 0.51988 | 0 | 2.5802
7080 | 2018-10-22 23:01 | 10 | Oktober | 23 | 295 | 0 | 0 | 0 | 0 | 0 | 1.4956 | 0.35753 | 0 | 1.8531
7081 | 2018-10-23 00:01 | 10 | Oktober | 0 | 296 | 0 | 0 | 0 | 0 | 0 | 1.2031 | 0.35753 | 0 | 1.5607
7082 | 2018-10-23 01:01 | 10 | Oktober | 1 | 296 | 0 | 0 | 0 | 0 | 0 | 1.1209 | 0.35753 | 0 | 1.4784
7083 | 2018-10-23 02:01 | 10 | Oktober | 2 | 296 | 0 | 0 | 0 | 0 | 0 | 1.1012 | 0.51988 | 0 | 1.6211
7084 | 2018-10-23 03:01 | 10 | Oktober | 3 | 296 | 0 | 0 | 0 | 0 | 0 | 1.1171 | 0.51988 | 0 | 1.637
7085 | 2018-10-23 04:01 | 10 | Oktober | 4 | 296 | 0 | 0 | 0 | 0 | 0 | 1.261 | 1.474 | 0 | 2.735
7086 | 2018-10-23 05:01 | 10 | Oktober | 5 | 296 | 0 | 0 | 0 | 0 | 0 | 1.9374 | 1.8076 | 0 | 3.745
7087 | 2018-10-23 06:01 | 10 | Oktober | 6 | 296 | 0 | 0 | 0 | 0 | 0 | 2.555 | 2.1712 | 0 | 4.7262
7088 | 2018-10-23 07:01 | 10 | Oktober | 7 | 296 | 0.087005 | 0.087005 | 0.087005 | 0 | 0 | 2.598 | 1.8296 | 0 | 4.4276
7089 | 2018-10-23 08:01 | 10 | Oktober | 8 | 296 | 0.43503 | 0.43503 | 0.43503 | 0 | 0 | 3.2668 | 1.9413 | 0 | 5.2081
7090 | 2018-10-23 09:01 | 10 | Oktober | 9 | 296 | 0.69604 | 0.69604 | 0.69604 | 0 | 0 | 3.5184 | 1.5996 | 0 | 5.1179
7091 | 2018-10-23 10:01 | 10 | Oktober | 10 | 296 | 1.3921 | 1.3921 | 1.3921 | 0 | 0 | 2.8425 | 1.4372 | 0 | 4.2797
7092 | 2018-10-23 11:01 | 10 | Oktober | 11 | 296 | 1.7401 | 1.7401 | 1.7401 | 0 | 0 | 2.7689 | 1.7619 | 0 | 4.5308
7093 | 2018-10-23 12:01 | 10 | Oktober | 12 | 296 | 1.1311 | 1.1311 | 1.1311 | 0 | 0 | 3.3116 | 2.0866 | 0 | 5.3982
7094 | 2018-10-23 13:01 | 10 | Oktober | 13 | 296 | 6.9169 | 4.1259 | 5.7255 | 0 | 1.1914 | 0 | 0 | 0 | 0
7095 | 2018-10-23 14:01 | 10 | Oktober | 14 | 296 | 5.0898 | 3.9014 | 5.0898 | 0 | 0 | 0 | 0.081074 | 0 | 0.081074
7096 | 2018-10-23 15:01 | 10 | Oktober | 15 | 296 | 2.7407 | 2.7407 | 2.7407 | 0 | 0 | 1.0391 | 1.2694 | 0 | 2.3085
7097 | 2018-10-23 16:01 | 10 | Oktober | 16 | 296 | 0.17401 | 0.17401 | 0.17401 | 0 | 0 | 5.6337 | 1.5996 | 0 | 7.2333
7098 | 2018-10-23 17:01 | 10 | Oktober | 17 | 296 | 0 | 0 | 0 | 0 | 0 | 3.9649 | 1.4654 | 0 | 5.4304
7099 | 2018-10-23 18:01 | 10 | Oktober | 18 | 296 | 0 | 0 | 0 | 0 | 0 | 3.8413 | 1.3201 | 0 | 5.1613
7100 | 2018-10-23 19:01 | 10 | Oktober | 19 | 296 | 0 | 0 | 0 | 0 | 0 | 3.1982 | 1.0124 | 0 | 4.2105
7101 | 2018-10-23 20:01 | 10 | Oktober | 20 | 296 | 0 | 0 | 0 | 0 | 0 | 2.9951 | 0.85001 | 0 | 3.8451
7102 | 2018-10-23 21:01 | 10 | Oktober | 21 | 296 | 0 | 0 | 0 | 0 | 0 | 2.6553 | 0.51988 | 0 | 3.1751
7103 | 2018-10-23 22:01 | 10 | Oktober | 22 | 296 | 0 | 0 | 0 | 0 | 0 | 2.0603 | 0.51988 | 0 | 2.5802
7104 | 2018-10-23 23:01 | 10 | Oktober | 23 | 296 | 0 | 0 | 0 | 0 | 0 | 1.4956 | 0.35753 | 0 | 1.8531
7105 | 2018-10-24 00:01 | 10 | Oktober | 0 | 297 | 0 | 0 | 0 | 0 | 0 | 1.2031 | 0.35753 | 0 | 1.5607
7106 | 2018-10-24 01:01 | 10 | Oktober | 1 | 297 | 0 | 0 | 0 | 0 | 0 | 1.1209 | 0.35753 | 0 | 1.4784
7107 | 2018-10-24 02:01 | 10 | Oktober | 2 | 297 | 0 | 0 | 0 | 0 | 0 | 1.1012 | 0.51988 | 0 | 1.6211
7108 | 2018-10-24 03:01 | 10 | Oktober | 3 | 297 | 0 | 0 | 0 | 0 | 0 | 1.1171 | 0.51988 | 0 | 1.637
7109 | 2018-10-24 04:01 | 10 | Oktober | 4 | 297 | 0 | 0 | 0 | 0 | 0 | 1.261 | 0.85001 | 0 | 2.1111
7110 | 2018-10-24 05:01 | 10 | Oktober | 5 | 297 | 0 | 0 | 0 | 0 | 0 | 1.9374 | 1.9258 | 0 | 3.8632
7111 | 2018-10-24 06:01 | 10 | Oktober | 6 | 297 | 0.087005 | 0.087005 | 0.087005 | 0 | 0 | 2.468 | 2.6238 | 0 | 5.0917
7112 | 2018-10-24 07:01 | 10 | Oktober | 7 | 297 | 0.60904 | 0.60904 | 0.60904 | 0 | 0 | 2.076 | 1.8296 | 0 | 3.9056
7113 | 2018-10-24 08:01 | 10 | Oktober | 8 | 297 | 1.1311 | 1.1311 | 1.1311 | 0 | 0 | 2.5707 | 1.9413 | 0 | 4.512
7114 | 2018-10-24 09:01 | 10 | Oktober | 9 | 297 | 0.52203 | 0.52203 | 0.52203 | 0 | 0 | 3.6924 | 1.5996 | 0 | 5.292
7115 | 2018-10-24 10:01 | 10 | Oktober | 10 | 297 | 0.52203 | 0.52203 | 0.52203 | 0 | 0 | 3.7125 | 1.4372 | 0 | 5.1497
7116 | 2018-10-24 11:01 | 10 | Oktober | 11 | 297 | 0.69604 | 0.69604 | 0.69604 | 0 | 0 | 3.8129 | 1.7619 | 0 | 5.5748
7117 | 2018-10-24 12:01 | 10 | Oktober | 12 | 297 | 2.0881 | 2.0881 | 2.0881 | 0 | 0 | 2.3545 | 2.0866 | 0 | 4.4412
7118 | 2018-10-24 13:01 | 10 | Oktober | 13 | 297 | 7.2214 | 4.1259 | 5.7255 | 0 | 1.496 | 0 | 0 | 0 | 0
7119 | 2018-10-24 14:01 | 10 | Oktober | 14 | 297 | 5.2638 | 3.9014 | 5.1709 | 0 | 0.092937 | 0 | 0 | 0 | 0
7120 | 2018-10-24 15:01 | 10 | Oktober | 15 | 297 | 2.9147 | 2.9147 | 2.9147 | 0 | 0 | 0.86508 | 1.2694 | 0 | 2.1345
7121 | 2018-10-24 16:01 | 10 | Oktober | 16 | 297 | 0.17401 | 0.17401 | 0.17401 | 0 | 0 | 5.6337 | 1.5996 | 0 | 7.2333
7122 | 2018-10-24 17:01 | 10 | Oktober | 17 | 297 | 0 | 0 | 0 | 0 | 0 | 3.9649 | 1.4654 | 0 | 5.4304
7123 | 2018-10-24 18:01 | 10 | Oktober | 18 | 297 | 0 | 0 | 0 | 0 | 0 | 3.8413 | 1.3201 | 0 | 5.1613
7124 | 2018-10-24 19:01 | 10 | Oktober | 19 | 297 | 0 | 0 | 0 | 0 | 0 | 3.1982 | 1.0124 | 0 | 4.2105
7125 | 2018-10-24 20:01 | 10 | Oktober | 20 | 297 | 0 | 0 | 0 | 0 | 0 | 2.9951 | 0.85001 | 0 | 3.8451
7126 | 2018-10-24 21:01 | 10 | Oktober | 21 | 297 | 0 | 0 | 0 | 0 | 0 | 2.6553 | 0.51988 | 0 | 3.1751
7127 | 2018-10-24 22:01 | 10 | Oktober | 22 | 297 | 0 | 0 | 0 | 0 | 0 | 2.0603 | 0.51988 | 0 | 2.5802
7128 | 2018-10-24 23:01 | 10 | Oktober | 23 | 297 | 0 | 0 | 0 | 0 | 0 | 1.4956 | 0.35753 | 0 | 1.8531
7129 | 2018-10-25 00:01 | 10 | Oktober | 0 | 298 | 0 | 0 | 0 | 0 | 0 | 1.3227 | 0.35753 | 0 | 1.6802
7130 | 2018-10-25 01:01 | 10 | Oktober | 1 | 298 | 0 | 0 | 0 | 0 | 0 | 1.1574 | 0.35753 | 0 | 1.5149
7131 | 2018-10-25 02:01 | 10 | Oktober | 2 | 298 | 0 | 0 | 0 | 0 | 0 | 1.1125 | 0.51988 | 0 | 1.6324
7132 | 2018-10-25 03:01 | 10 | Oktober | 3 | 298 | 0 | 0 | 0 | 0 | 0 | 1.102 | 0.51988 | 0 | 1.6219
7133 | 2018-10-25 04:01 | 10 | Oktober | 4 | 298 | 0 | 0 | 0 | 0 | 0 | 1.1356 | 0.85001 | 0 | 1.9856
7134 | 2018-10-25 05:01 | 10 | Oktober | 5 | 298 | 0 | 0 | 0 | 0 | 0 | 1.3609 | 1.1747 | 0 | 2.5356
7135 | 2018-10-25 06:01 | 10 | Oktober | 6 | 298 | 0 | 0 | 0 | 0 | 0 | 1.9428 | 1.8296 | 0 | 3.7724
7136 | 2018-10-25 07:01 | 10 | Oktober | 7 | 298 | 0.26102 | 0.26102 | 0.26102 | 0 | 0 | 2.2931 | 1.8296 | 0 | 4.1227
7137 | 2018-10-25 08:01 | 10 | Oktober | 8 | 298 | 0.69604 | 0.69604 | 0.69604 | 0 | 0 | 3.2479 | 1.9413 | 0 | 5.1891
7138 | 2018-10-25 09:01 | 10 | Oktober | 9 | 298 | 1.2181 | 1.2181 | 1.2181 | 0 | 0 | 3.5204 | 1.5996 | 0 | 5.12
7139 | 2018-10-25 10:01 | 10 | Oktober | 10 | 298 | 1.1311 | 1.1311 | 1.1311 | 0 | 0 | 3.7509 | 1.4372 | 0 | 5.1881
7140 | 2018-10-25 11:01 | 10 | Oktober | 11 | 298 | 1.4791 | 1.4791 | 1.4791 | 0 | 0 | 3.5631 | 1.7619 | 0 | 5.3251
7141 | 2018-10-25 12:01 | 10 | Oktober | 12 | 298 | 1.5661 | 1.5661 | 1.5661 | 0 | 0 | 3.4103 | 2.0866 | 0 | 5.4969
7142 | 2018-10-25 13:01 | 10 | Oktober | 13 | 298 | 6.8734 | 4.7049 | 6.3045 | 0 | 0.56894 | 0 | 0 | 0 | 0
7143 | 2018-10-25 14:01 | 10 | Oktober | 14 | 298 | 5.1333 | 4.4934 | 5.1333 | 0 | 0 | 0 | 0.62958 | 0 | 0.62958
7144 | 2018-10-25 15:01 | 10 | Oktober | 15 | 298 | 2.2186 | 2.2186 | 2.2186 | 0 | 0 | 2.2387 | 1.2694 | 0 | 3.5082
7145 | 2018-10-25 16:01 | 10 | Oktober | 16 | 298 | 0 | 0 | 0 | 0 | 0 | 6.5302 | 1.5996 | 0 | 8.1298
7146 | 2018-10-25 17:01 | 10 | Oktober | 17 | 298 | 0 | 0 | 0 | 0 | 0 | 4.6098 | 1.4654 | 0 | 6.0752
7147 | 2018-10-25 18:01 | 10 | Oktober | 18 | 298 | 0 | 0 | 0 | 0 | 0 | 4.2797 | 1.3201 | 0 | 5.5998
7148 | 2018-10-25 19:01 | 10 | Oktober | 19 | 298 | 0 | 0 | 0 | 0 | 0 | 3.405 | 1.0124 | 0 | 4.4174
7149 | 2018-10-25 20:01 | 10 | Oktober | 20 | 298 | 0 | 0 | 0 | 0 | 0 | 2.8504 | 0.85001 | 0 | 3.7004
7150 | 2018-10-25 21:01 | 10 | Oktober | 21 | 298 | 0 | 0 | 0 | 0 | 0 | 2.7035 | 0.51988 | 0 | 3.2234
7151 | 2018-10-25 22:01 | 10 | Oktober | 22 | 298 | 0 | 0 | 0 | 0 | 0 | 2.333 | 0.51988 | 0 | 2.8529
7152 | 2018-10-25 23:01 | 10 | Oktober | 23 | 298 | 0 | 0 | 0 | 0 | 0 | 1.6055 | 0.35753 | 0 | 1.963
7153 | 2018-10-26 00:01 | 10 | Oktober | 0 | 299 | 0 | 0 | 0 | 0 | 0 | 1.7922 | 0.35753 | 0 | 2.1497
7154 | 2018-10-26 01:01 | 10 | Oktober | 1 | 299 | 0 | 0 | 0 | 0 | 0 | 1.4217 | 0.35753 | 0 | 1.7793
7155 | 2018-10-26 02:01 | 10 | Oktober | 2 | 299 | 0 | 0 | 0 | 0 | 0 | 1.1981 | 0.51988 | 0 | 1.718
7156 | 2018-10-26 03:01 | 10 | Oktober | 3 | 299 | 0 | 0 | 0 | 0 | 0 | 1.1209 | 0.51988 | 0 | 1.6408
7157 | 2018-10-26 04:01 | 10 | Oktober | 4 | 299 | 0 | 0 | 0 | 0 | 0 | 1.1025 | 0.85001 | 0 | 1.9525
7158 | 2018-10-26 05:01 | 10 | Oktober | 5 | 299 | 0 | 0 | 0 | 0 | 0 | 1.1041 | 1.1747 | 0 | 2.2789
7159 | 2018-10-26 06:01 | 10 | Oktober | 6 | 299 | 0 | 0 | 0 | 0 | 0 | 1.1452 | 1.8296 | 0 | 2.9748
7160 | 2018-10-26 07:01 | 10 | Oktober | 7 | 299 | 0.69604 | 0.69604 | 0.69604 | 0 | 0 | 0.78192 | 1.8296 | 0 | 2.6115
7161 | 2018-10-26 08:01 | 10 | Oktober | 8 | 299 | 1.7401 | 1.7401 | 1.7401 | 0 | 0 | 1.5468 | 1.9413 | 0 | 3.4881
7162 | 2018-10-26 09:01 | 10 | Oktober | 9 | 299 | 2.7407 | 2.7407 | 2.7407 | 0 | 0 | 1.9349 | 1.5996 | 0 | 3.5344
7163 | 2018-10-26 10:01 | 10 | Oktober | 10 | 299 | 3.7847 | 3.7847 | 3.7847 | 0 | 0 | 1.3196 | 1.4372 | 0 | 2.7568
7164 | 2018-10-26 11:01 | 10 | Oktober | 11 | 299 | 4.0457 | 4.0457 | 4.0457 | 0 | 0 | 1.3959 | 1.7619 | 0 | 3.1578
7165 | 2018-10-26 12:01 | 10 | Oktober | 12 | 299 | 3.7412 | 3.7412 | 3.7412 | 0 | 0 | 1.7445 | 2.0866 | 0 | 3.8311
7166 | 2018-10-26 13:01 | 10 | Oktober | 13 | 299 | 3.2192 | 3.2192 | 3.2192 | 0 | 0 | 1.6091 | 1.5996 | 0 | 3.2086
7167 | 2018-10-26 14:01 | 10 | Oktober | 14 | 299 | 2.1316 | 2.1316 | 2.1316 | 0 | 0 | 2.1533 | 1.2694 | 0 | 3.4227
7168 | 2018-10-26 15:01 | 10 | Oktober | 15 | 299 | 0.87005 | 0.87005 | 0.87005 | 0 | 0 | 3.1593 | 1.2694 | 0 | 4.4288
7169 | 2018-10-26 16:01 | 10 | Oktober | 16 | 299 | 0 | 0 | 0 | 0 | 0 | 3.7991 | 1.5996 | 0 | 5.3986
7170 | 2018-10-26 17:01 | 10 | Oktober | 17 | 299 | 0 | 0 | 0 | 0 | 0 | 3.4094 | 1.4654 | 0 | 4.8749
7171 | 2018-10-26 18:01 | 10 | Oktober | 18 | 299 | 0 | 0 | 0 | 0 | 0 | 3.2644 | 1.3201 | 0 | 4.5844
7172 | 2018-10-26 19:01 | 10 | Oktober | 19 | 299 | 0 | 0 | 0 | 0 | 0 | 3.0786 | 1.0124 | 0 | 4.091
7173 | 2018-10-26 20:01 | 10 | Oktober | 20 | 299 | 0 | 0 | 0 | 0 | 0 | 2.975 | 0.85001 | 0 | 3.825
7174 | 2018-10-26 21:01 | 10 | Oktober | 21 | 299 | 0 | 0 | 0 | 0 | 0 | 2.7933 | 0.51988 | 0 | 3.3132
7175 | 2018-10-26 22:01 | 10 | Oktober | 22 | 299 | 0 | 0 | 0 | 0 | 0 | 2.5197 | 0.51988 | 0 | 3.0396
7176 | 2018-10-26 23:01 | 10 | Oktober | 23 | 299 | 0 | 0 | 0 | 0 | 0 | 1.4956 | 0.35753 | 0 | 1.8531
7177 | 2018-10-27 00:01 | 10 | Oktober | 0 | 300 | 0 | 0 | 0 | 0 | 0 | 1.2031 | 0.35753 | 0 | 1.5607
7178 | 2018-10-27 01:01 | 10 | Oktober | 1 | 300 | 0 | 0 | 0 | 0 | 0 | 1.1209 | 0.35753 | 0 | 1.4784
7179 | 2018-10-27 02:01 | 10 | Oktober | 2 | 300 | 0 | 0 | 0 | 0 | 0 | 1.1012 | 0.35753 | 0 | 1.4587
7180 | 2018-10-27 03:01 | 10 | Oktober | 3 | 300 | 0 | 0 | 0 | 0 | 0 | 1.1171 | 0.35753 | 0 | 1.4747
7181 | 2018-10-27 04:01 | 10 | Oktober | 4 | 300 | 0 | 0 | 0 | 0 | 0 | 1.261 | 0.35753 | 0 | 1.6186
7182 | 2018-10-27 05:01 | 10 | Oktober | 5 | 300 | 0 | 0 | 0 | 0 | 0 | 1.9374 | 2.1448 | 0 | 4.0822
7183 | 2018-10-27 06:01 | 10 | Oktober | 6 | 300 | 0 | 0 | 0 | 0 | 0 | 2.555 | 2.9726 | 0 | 5.5276
7184 | 2018-10-27 07:01 | 10 | Oktober | 7 | 300 | 0.17401 | 0.17401 | 0.17401 | 0 | 0 | 2.511 | 1.1747 | 0 | 3.6858
7185 | 2018-10-27 08:01 | 10 | Oktober | 8 | 300 | 0.60904 | 0.60904 | 0.60904 | 0 | 0 | 2.0504 | 1.1747 | 0 | 3.2251
7186 | 2018-10-27 09:01 | 10 | Oktober | 9 | 300 | 0.78305 | 0.78305 | 0.78305 | 0 | 0 | 1.811 | 1.0124 | 0 | 2.8233
7187 | 2018-10-27 10:01 | 10 | Oktober | 10 | 300 | 0.69604 | 0.69604 | 0.69604 | 0 | 0 | 1.9181 | 0.68765 | 0 | 2.6058
7188 | 2018-10-27 11:01 | 10 | Oktober | 11 | 300 | 0.69604 | 0.69604 | 0.69604 | 0 | 0 | 2.1925 | 1.0124 | 0 | 3.2049
7189 | 2018-10-27 12:01 | 10 | Oktober | 12 | 300 | 0.52203 | 0.52203 | 0.52203 | 0 | 0 | 2.3002 | 1.1747 | 0 | 3.4749
7190 | 2018-10-27 13:01 | 10 | Oktober | 13 | 300 | 6.3514 | 2.5055 | 3.6802 | 0 | 2.6712 | 0 | 0 | 0 | 0
7191 | 2018-10-27 14:01 | 10 | Oktober | 14 | 300 | 4.8723 | 2.281 | 3.2934 | 0 | 1.5789 | 0 | 0 | 0 | 0
7192 | 2018-10-27 15:01 | 10 | Oktober | 15 | 300 | 2.4796 | 2.1593 | 2.4796 | 0 | 0 | 0 | 0.69206 | 0 | 0.69206
7193 | 2018-10-27 16:01 | 10 | Oktober | 16 | 300 | 0.087005 | 0.087005 | 0.087005 | 0 | 0 | 2.2431 | 1.6672 | 0 | 3.9103
7194 | 2018-10-27 17:01 | 10 | Oktober | 17 | 300 | 0 | 0 | 0 | 0 | 0 | 2.8088 | 1.3371 | 0 | 4.1459
7195 | 2018-10-27 18:01 | 10 | Oktober | 18 | 300 | 0 | 0 | 0 | 0 | 0 | 3.2632 | 0.85001 | 0 | 4.1132
7196 | 2018-10-27 19:01 | 10 | Oktober | 19 | 300 | 0 | 0 | 0 | 0 | 0 | 3.1982 | 0.85001 | 0 | 4.0482
7197 | 2018-10-27 20:01 | 10 | Oktober | 20 | 300 | 0 | 0 | 0 | 0 | 0 | 2.9951 | 0.51988 | 0 | 3.515
7198 | 2018-10-27 21:01 | 10 | Oktober | 21 | 300 | 0 | 0 | 0 | 0 | 0 | 2.6553 | 0.51988 | 0 | 3.1751
7199 | 2018-10-27 22:01 | 10 | Oktober | 22 | 300 | 0 | 0 | 0 | 0 | 0 | 2.0603 | 0.51988 | 0 | 2.5802
7200 | 2018-10-27 23:01 | 10 | Oktober | 23 | 300 | 0 | 0 | 0 | 0 | 0 | 1.4956 | 1.0226 | 0 | 2.5182
7201 | 2018-10-28 00:01 | 10 | Oktober | 0 | 301 | 0 | 0 | 0 | 0 | 0 | 1.2031 | 2.2399 | 0 | 3.4431
7202 | 2018-10-28 01:01 | 10 | Oktober | 1 | 301 | 0 | 0 | 0 | 0 | 0 | 1.1209 | 2.248 | 0 | 3.3689
7203 | 2018-10-28 02:01 | 10 | Oktober | 2 | 301 | 0 | 0 | 0 | 0 | 0 | 1.1012 | 2.2167 | 0 | 3.3179
7204 | 2018-10-28 03:01 | 10 | Oktober | 3 | 301 | 0 | 0 | 0 | 0 | 0 | 1.1171 | 2.1926 | 0 | 3.3097
7205 | 2018-10-28 04:01 | 10 | Oktober | 4 | 301 | 0 | 0 | 0 | 0 | 0 | 1.261 | 2.1266 | 0 | 3.3876
7206 | 2018-10-28 05:01 | 10 | Oktober | 5 | 301 | 0 | 0 | 0 | 0 | 0 | 1.9374 | 1.9052 | 0 | 3.8426
7207 | 2018-10-28 06:01 | 10 | Oktober | 6 | 301 | 0 | 0 | 0 | 0 | 0 | 2.555 | 1.5944 | 0 | 4.1494
7208 | 2018-10-28 07:01 | 10 | Oktober | 7 | 301 | 0.52203 | 0.52203 | 0.52203 | 0 | 0 | 2.163 | 0.51988 | 0 | 2.6829
7209 | 2018-10-28 08:01 | 10 | Oktober | 8 | 301 | 1.3051 | 1.3051 | 1.3051 | 0 | 0 | 1.3544 | 0.68765 | 0 | 2.042
7210 | 2018-10-28 09:01 | 10 | Oktober | 9 | 301 | 2.0881 | 2.0881 | 2.0881 | 0 | 0 | 0.50588 | 1.1747 | 0 | 1.6806
7211 | 2018-10-28 10:01 | 10 | Oktober | 10 | 301 | 2.6102 | 2.6102 | 2.6102 | 0 | 0 | 0.0039892 | 1.1747 | 0 | 1.1787
7212 | 2018-10-28 11:01 | 10 | Oktober | 11 | 301 | 2.7842 | 2.7842 | 2.7842 | 0 | 0 | 0.10437 | 1.4994 | 0 | 1.6038
7213 | 2018-10-28 12:01 | 10 | Oktober | 12 | 301 | 2.7842 | 2.7842 | 2.7842 | 0 | 0 | 0.038083 | 1.4994 | 0 | 1.5375
7214 | 2018-10-28 13:01 | 10 | Oktober | 13 | 301 | 2.3056 | 2.3056 | 2.3056 | 0 | 0 | 0.19984 | 1.3371 | 0 | 1.5369
7215 | 2018-10-28 14:01 | 10 | Oktober | 14 | 301 | 1.5661 | 1.5661 | 1.5661 | 0 | 0 | 0.71492 | 1.0124 | 0 | 1.7273
7216 | 2018-10-28 15:01 | 10 | Oktober | 15 | 301 | 0.69604 | 0.69604 | 0.69604 | 0 | 0 | 1.4633 | 0.85001 | 0 | 2.3133
7217 | 2018-10-28 16:01 | 10 | Oktober | 16 | 301 | 0 | 0 | 0 | 0 | 0 | 2.3301 | 1.0124 | 0 | 3.3425
7218 | 2018-10-28 17:01 | 10 | Oktober | 17 | 301 | 0 | 0 | 0 | 0 | 0 | 2.8088 | 1.1747 | 0 | 3.9835
7219 | 2018-10-28 18:01 | 10 | Oktober | 18 | 301 | 0 | 0 | 0 | 0 | 0 | 3.2632 | 1.1747 | 0 | 4.4379
7220 | 2018-10-28 19:01 | 10 | Oktober | 19 | 301 | 0 | 0 | 0 | 0 | 0 | 3.1982 | 0.85001 | 0 | 4.0482
7221 | 2018-10-28 20:01 | 10 | Oktober | 20 | 301 | 0 | 0 | 0 | 0 | 0 | 2.9951 | 0.85001 | 0 | 3.8451
7222 | 2018-10-28 21:01 | 10 | Oktober | 21 | 301 | 0 | 0 | 0 | 0 | 0 | 2.6553 | 0.51988 | 0 | 3.1751
7223 | 2018-10-28 22:01 | 10 | Oktober | 22 | 301 | 0 | 0 | 0 | 0 | 0 | 2.0603 | 0.51988 | 0 | 2.5802
7224 | 2018-10-28 23:01 | 10 | Oktober | 23 | 301 | 0 | 0 | 0 | 0 | 0 | 1.4956 | 0.35753 | 0 | 1.8531
7225 | 2018-10-29 00:01 | 10 | Oktober | 0 | 302 | 0 | 0 | 0 | 0 | 0 | 1.2031 | 0.35753 | 0 | 1.5607
7226 | 2018-10-29 01:01 | 10 | Oktober | 1 | 302 | 0 | 0 | 0 | 0 | 0 | 1.1209 | 0.35753 | 0 | 1.4784
7227 | 2018-10-29 02:01 | 10 | Oktober | 2 | 302 | 0 | 0 | 0 | 0 | 0 | 1.1012 | 0.51988 | 0 | 1.6211
7228 | 2018-10-29 03:01 | 10 | Oktober | 3 | 302 | 0 | 0 | 0 | 0 | 0 | 1.1171 | 0.51988 | 0 | 1.637
7229 | 2018-10-29 04:01 | 10 | Oktober | 4 | 302 | 0 | 0 | 0 | 0 | 0 | 1.261 | 0.85001 | 0 | 2.1111
7230 | 2018-10-29 05:01 | 10 | Oktober | 5 | 302 | 0 | 0 | 0 | 0 | 0 | 1.9374 | 1.1747 | 0 | 3.1121
7231 | 2018-10-29 06:01 | 10 | Oktober | 6 | 302 | 0 | 0 | 0 | 0 | 0 | 2.555 | 1.8296 | 0 | 4.3845
7232 | 2018-10-29 07:01 | 10 | Oktober | 7 | 302 | 0.087005 | 0.087005 | 0.087005 | 0 | 0 | 2.598 | 1.8296 | 0 | 4.4276
7233 | 2018-10-29 08:01 | 10 | Oktober | 8 | 302 | 0.26102 | 0.26102 | 0.26102 | 0 | 0 | 3.4408 | 1.9413 | 0 | 5.3821
7234 | 2018-10-29 09:01 | 10 | Oktober | 9 | 302 | 3.3932 | 3.3932 | 3.3932 | 0 | 0 | 0.82122 | 1.5996 | 0 | 2.4208
7235 | 2018-10-29 10:01 | 10 | Oktober | 10 | 302 | 3.0887 | 3.0887 | 3.0887 | 0 | 0 | 1.1459 | 1.4372 | 0 | 2.5831
7236 | 2018-10-29 11:01 | 10 | Oktober | 11 | 302 | 4.3067 | 4.3067 | 4.3067 | 0 | 0 | 0.20221 | 1.7619 | 0 | 1.9641
7237 | 2018-10-29 12:01 | 10 | Oktober | 12 | 302 | 3.2192 | 3.2192 | 3.2192 | 0 | 0 | 1.2235 | 2.0866 | 0 | 3.3101
7238 | 2018-10-29 13:01 | 10 | Oktober | 13 | 302 | 3.1322 | 3.1322 | 3.1322 | 0 | 0 | 0.99371 | 1.5996 | 0 | 2.5933
7239 | 2018-10-29 14:01 | 10 | Oktober | 14 | 302 | 1.8706 | 1.8706 | 1.8706 | 0 | 0 | 2.0308 | 1.2694 | 0 | 3.3003
7240 | 2018-10-29 15:01 | 10 | Oktober | 15 | 302 | 0.95706 | 0.95706 | 0.95706 | 0 | 0 | 2.8227 | 1.2694 | 0 | 4.0921
7241 | 2018-10-29 16:01 | 10 | Oktober | 16 | 302 | 0 | 0 | 0 | 0 | 0 | 3.9505 | 1.5996 | 0 | 5.5501
7242 | 2018-10-29 17:01 | 10 | Oktober | 17 | 302 | 0 | 0 | 0 | 0 | 0 | 3.9649 | 1.4654 | 0 | 5.4304
7243 | 2018-10-29 18:01 | 10 | Oktober | 18 | 302 | 0 | 0 | 0 | 0 | 0 | 3.8413 | 1.3201 | 0 | 5.1613
7244 | 2018-10-29 19:01 | 10 | Oktober | 19 | 302 | 0 | 0 | 0 | 0 | 0 | 3.1982 | 1.0124 | 0 | 4.2105
7245 | 2018-10-29 20:01 | 10 | Oktober | 20 | 302 | 0 | 0 | 0 | 0 | 0 | 2.9951 | 0.85001 | 0 | 3.8451
7246 | 2018-10-29 21:01 | 10 | Oktober | 21 | 302 | 0 | 0 | 0 | 0 | 0 | 2.6553 | 0.51988 | 0 | 3.1751
7247 | 2018-10-29 22:01 | 10 | Oktober | 22 | 302 | 0 | 0 | 0 | 0 | 0 | 2.0603 | 0.51988 | 0 | 2.5802
7248 | 2018-10-29 23:01 | 10 | Oktober | 23 | 302 | 0 | 0 | 0 | 0 | 0 | 1.4956 | 0.35753 | 0 | 1.8531
7249 | 2018-10-30 00:01 | 10 | Oktober | 0 | 303 | 0 | 0 | 0 | 0 | 0 | 1.2031 | 0.35753 | 0 | 1.5607
7250 | 2018-10-30 01:01 | 10 | Oktober | 1 | 303 | 0 | 0 | 0 | 0 | 0 | 1.1209 | 0.35753 | 0 | 1.4784
7251 | 2018-10-30 02:01 | 10 | Oktober | 2 | 303 | 0 | 0 | 0 | 0 | 0 | 1.1012 | 0.51988 | 0 | 1.6211
7252 | 2018-10-30 03:01 | 10 | Oktober | 3 | 303 | 0 | 0 | 0 | 0 | 0 | 1.1171 | 0.51988 | 0 | 1.637
7253 | 2018-10-30 04:01 | 10 | Oktober | 4 | 303 | 0 | 0 | 0 | 0 | 0 | 1.261 | 0.85001 | 0 | 2.1111
7254 | 2018-10-30 05:01 | 10 | Oktober | 5 | 303 | 0 | 0 | 0 | 0 | 0 | 1.9374 | 1.1747 | 0 | 3.1121
7255 | 2018-10-30 06:01 | 10 | Oktober | 6 | 303 | 0 | 0 | 0 | 0 | 0 | 2.555 | 1.8296 | 0 | 4.3845
7256 | 2018-10-30 07:01 | 10 | Oktober | 7 | 303 | 1.0441 | 1.0441 | 1.0441 | 0 | 0 | 1.641 | 1.8296 | 0 | 3.4706
7257 | 2018-10-30 08:01 | 10 | Oktober | 8 | 303 | 2.9147 | 2.9147 | 2.9147 | 0 | 0 | 0.78715 | 1.9413 | 0 | 2.7284
7258 | 2018-10-30 09:01 | 10 | Oktober | 9 | 303 | 4.8288 | 4.2144 | 4.8288 | 0 | 0 | 0 | 0.98521 | 0 | 0.98521
7259 | 2018-10-30 10:01 | 10 | Oktober | 10 | 303 | 6.4384 | 4.2346 | 5.6718 | 0 | 0.7666 | 0 | 0 | 0 | 0
7260 | 2018-10-30 11:01 | 10 | Oktober | 11 | 303 | 7.3084 | 4.509 | 6.2709 | 0 | 1.0375 | 0 | 0 | 0 | 0
7261 | 2018-10-30 12:01 | 10 | Oktober | 12 | 303 | 7.2214 | 4.4427 | 6.5293 | 0 | 0.69211 | 0 | 0 | 0 | 0
7262 | 2018-10-30 13:01 | 10 | Oktober | 13 | 303 | 6.3949 | 4.1259 | 5.7255 | 0 | 0.66941 | 0 | 0 | 0 | 0
7263 | 2018-10-30 14:01 | 10 | Oktober | 14 | 303 | 4.6983 | 3.9014 | 4.6983 | 0 | 0 | 0 | 0.4726 | 0 | 0.4726
7264 | 2018-10-30 15:01 | 10 | Oktober | 15 | 303 | 2.3491 | 2.3491 | 2.3491 | 0 | 0 | 1.4306 | 1.2694 | 0 | 2.7001
7265 | 2018-10-30 16:01 | 10 | Oktober | 16 | 303 | 0.087005 | 0.087005 | 0.087005 | 0 | 0 | 5.7207 | 1.5996 | 0 | 7.3203
7266 | 2018-10-30 17:01 | 10 | Oktober | 17 | 303 | 0 | 0 | 0 | 0 | 0 | 3.9649 | 1.4654 | 0 | 5.4304
7267 | 2018-10-30 18:01 | 10 | Oktober | 18 | 303 | 0 | 0 | 0 | 0 | 0 | 3.8413 | 1.3201 | 0 | 5.1613
7268 | 2018-10-30 19:01 | 10 | Oktober | 19 | 303 | 0 | 0 | 0 | 0 | 0 | 3.1982 | 1.0124 | 0 | 4.2105
7269 | 2018-10-30 20:01 | 10 | Oktober | 20 | 303 | 0 | 0 | 0 | 0 | 0 | 2.9951 | 0.85001 | 0 | 3.8451
7270 | 2018-10-30 21:01 | 10 | Oktober | 21 | 303 | 0 | 0 | 0 | 0 | 0 | 2.6553 | 0.51988 | 0 | 3.1751
7271 | 2018-10-30 22:01 | 10 | Oktober | 22 | 303 | 0 | 0 | 0 | 0 | 0 | 2.0603 | 0.51988 | 0 | 2.5802
7272 | 2018-10-30 23:01 | 10 | Oktober | 23 | 303 | 0 | 0 | 0 | 0 | 0 | 1.4956 | 0.35753 | 0 | 1.8531
7273 | 2018-10-31 00:01 | 10 | Oktober | 0 | 304 | 0 | 0 | 0 | 0 | 0 | 1.2031 | 0.35753 | 0 | 1.5607
7274 | 2018-10-31 01:01 | 10 | Oktober | 1 | 304 | 0 | 0 | 0 | 0 | 0 | 1.1209 | 0.35753 | 0 | 1.4784
7275 | 2018-10-31 02:01 | 10 | Oktober | 2 | 304 | 0 | 0 | 0 | 0 | 0 | 1.1012 | 0.51988 | 0 | 1.6211
7276 | 2018-10-31 03:01 | 10 | Oktober | 3 | 304 | 0 | 0 | 0 | 0 | 0 | 1.1171 | 0.51988 | 0 | 1.637
7277 | 2018-10-31 04:01 | 10 | Oktober | 4 | 304 | 0 | 0 | 0 | 0 | 0 | 1.261 | 0.85001 | 0 | 2.1111
7278 | 2018-10-31 05:01 | 10 | Oktober | 5 | 304 | 0 | 0 | 0 | 0 | 0 | 1.9374 | 1.1747 | 0 | 3.1121
7279 | 2018-10-31 06:01 | 10 | Oktober | 6 | 304 | 0 | 0 | 0 | 0 | 0 | 2.555 | 1.8296 | 0 | 4.3845
7280 | 2018-10-31 07:01 | 10 | Oktober | 7 | 304 | 0.73954 | 0.73954 | 0.73954 | 0 | 0 | 1.9455 | 1.8296 | 0 | 3.7751
7281 | 2018-10-31 08:01 | 10 | Oktober | 8 | 304 | 2.0011 | 2.0011 | 2.0011 | 0 | 0 | 1.7007 | 1.9413 | 0 | 3.642
7282 | 2018-10-31 09:01 | 10 | Oktober | 9 | 304 | 3.1322 | 3.1322 | 3.1322 | 0 | 0 | 1.0822 | 1.5996 | 0 | 2.6818
7283 | 2018-10-31 10:01 | 10 | Oktober | 10 | 304 | 4.2197 | 4.2197 | 4.2197 | 0 | 0 | 0.014816 | 1.4372 | 0 | 1.452
7284 | 2018-10-31 11:01 | 10 | Oktober | 11 | 304 | 3.8717 | 3.8717 | 3.8717 | 0 | 0 | 0.63723 | 1.7619 | 0 | 2.3992
7285 | 2018-10-31 12:01 | 10 | Oktober | 12 | 304 | 3.5672 | 3.5672 | 3.5672 | 0 | 0 | 0.87546 | 2.0866 | 0 | 2.9621
7286 | 2018-10-31 13:01 | 10 | Oktober | 13 | 304 | 3.3497 | 3.3497 | 3.3497 | 0 | 0 | 0.7762 | 1.5996 | 0 | 2.3758
7287 | 2018-10-31 14:01 | 10 | Oktober | 14 | 304 | 2.4796 | 2.4796 | 2.4796 | 0 | 0 | 1.4218 | 1.2694 | 0 | 2.6912
7288 | 2018-10-31 15:01 | 10 | Oktober | 15 | 304 | 1.0006 | 1.0006 | 1.0006 | 0 | 0 | 2.7792 | 1.2694 | 0 | 4.0486
7289 | 2018-10-31 16:01 | 10 | Oktober | 16 | 304 | 0 | 0 | 0 | 0 | 0 | 5.8077 | 1.5996 | 0 | 7.4073
7290 | 2018-10-31 17:01 | 10 | Oktober | 17 | 304 | 0 | 0 | 0 | 0 | 0 | 3.9649 | 1.4654 | 0 | 5.4304
7291 | 2018-10-31 18:01 | 10 | Oktober | 18 | 304 | 0 | 0 | 0 | 0 | 0 | 3.8413 | 1.3201 | 0 | 5.1613
7292 | 2018-10-31 19:01 | 10 | Oktober | 19 | 304 | 0 | 0 | 0 | 0 | 0 | 3.1982 | 1.0124 | 0 | 4.2105
7293 | 2018-10-31 20:01 | 10 | Oktober | 20 | 304 | 0 | 0 | 0 | 0 | 0 | 2.9951 | 0.85001 | 0 | 3.8451
7294 | 2018-10-31 21:01 | 10 | Oktober | 21 | 304 | 0 | 0 | 0 | 0 | 0 | 2.6553 | 0.51988 | 0 | 3.1751
7295 | 2018-10-31 22:01 | 10 | Oktober | 22 | 304 | 0 | 0 | 0 | 0 | 0 | 2.0603 | 0.51988 | 0 | 2.5802
7296 | 2018-10-31 23:01 | 10 | Oktober | 23 | 304 | 0 | 0 | 0 | 0 | 0 | 1.3563 | 0.35753 | 0 | 1.7138
7297 | 2018-11-01 00:01 | 11 | November | 0 | 305 | 0 | 0 | 0 | 0 | 0 | 1.1016 | 0.35753 | 0 | 1.4591
7298 | 2018-11-01 01:01 | 11 | November | 1 | 305 | 0 | 0 | 0 | 0 | 0 | 1.0416 | 0.35753 | 0 | 1.3991
7299 | 2018-11-01 02:01 | 11 | November | 2 | 305 | 0 | 0 | 0 | 0 | 0 | 1.024 | 0.51988 | 0 | 1.5439
7300 | 2018-11-01 03:01 | 11 | November | 3 | 305 | 0 | 0 | 0 | 0 | 0 | 1.0345 | 0.51988 | 0 | 1.5544
7301 | 2018-11-01 04:01 | 11 | November | 4 | 305 | 0 | 0 | 0 | 0 | 0 | 1.1645 | 0.85001 | 0 | 2.0146
7302 | 2018-11-01 05:01 | 11 | November | 5 | 305 | 0 | 0 | 0 | 0 | 0 | 1.8896 | 1.1747 | 0 | 3.0643
7303 | 2018-11-01 06:01 | 11 | November | 6 | 305 | 0 | 0 | 0 | 0 | 0 | 2.5495 | 1.8296 | 0 | 4.3791
7304 | 2018-11-01 07:01 | 11 | November | 7 | 305 | 0.78305 | 0.78305 | 0.78305 | 0 | 0 | 1.8353 | 1.8296 | 0 | 3.6649
7305 | 2018-11-01 08:01 | 11 | November | 8 | 305 | 2.2621 | 2.2621 | 2.2621 | 0 | 0 | 1.2257 | 1.9413 | 0 | 3.167
7306 | 2018-11-01 09:01 | 11 | November | 9 | 305 | 3.8282 | 3.8282 | 3.8282 | 0 | 0 | 0.12062 | 1.5996 | 0 | 1.7202
7307 | 2018-11-01 10:01 | 11 | November | 10 | 305 | 4.8723 | 3.9841 | 4.8723 | 0 | 0 | 0 | 0.54901 | 0 | 0.54901
7308 | 2018-11-01 11:01 | 11 | November | 11 | 305 | 5.5683 | 4.1918 | 5.5683 | 0 | 0 | 0 | 0.38537 | 0 | 0.38537
7309 | 2018-11-01 12:01 | 11 | November | 12 | 305 | 5.3508 | 4.1712 | 5.3508 | 0 | 0 | 0 | 0.90704 | 0 | 0.90704
7310 | 2018-11-01 13:01 | 11 | November | 13 | 305 | 4.7418 | 3.9342 | 4.7418 | 0 | 0 | 0 | 0.79195 | 0 | 0.79195
7311 | 2018-11-01 14:01 | 11 | November | 14 | 305 | 3.6107 | 3.6107 | 3.6107 | 0 | 0 | 0.14681 | 1.2694 | 0 | 1.4162
7312 | 2018-11-01 15:01 | 11 | November | 15 | 305 | 2.0011 | 2.0011 | 2.0011 | 0 | 0 | 1.7631 | 1.2694 | 0 | 3.0326
7313 | 2018-11-01 16:01 | 11 | November | 16 | 305 | 0.087005 | 0.087005 | 0.087005 | 0 | 0 | 4.0704 | 1.5996 | 0 | 5.6699
7314 | 2018-11-01 17:01 | 11 | November | 17 | 305 | 0 | 0 | 0 | 0 | 0 | 4.3228 | 1.4654 | 0 | 5.7883
7315 | 2018-11-01 18:01 | 11 | November | 18 | 305 | 0 | 0 | 0 | 0 | 0 | 4.0951 | 1.3201 | 0 | 5.4152
7316 | 2018-11-01 19:01 | 11 | November | 19 | 305 | 0 | 0 | 0 | 0 | 0 | 3.2011 | 1.0124 | 0 | 4.2135
7317 | 2018-11-01 20:01 | 11 | November | 20 | 305 | 0 | 0 | 0 | 0 | 0 | 2.7438 | 0.85001 | 0 | 3.5938
7318 | 2018-11-01 21:01 | 11 | November | 21 | 305 | 0 | 0 | 0 | 0 | 0 | 2.336 | 0.51988 | 0 | 2.8559
7319 | 2018-11-01 22:01 | 11 | November | 22 | 305 | 0 | 0 | 0 | 0 | 0 | 1.8279 | 0.51988 | 0 | 2.3478
7320 | 2018-11-01 23:01 | 11 | November | 23 | 305 | 0 | 0 | 0 | 0 | 0 | 1.3563 | 1.6518 | 0 | 3.0081
7321 | 2018-11-02 00:01 | 11 | November | 0 | 306 | 0 | 0 | 0 | 0 | 0 | 1.1016 | 2.3444 | 0 | 3.446
7322 | 2018-11-02 01:01 | 11 | November | 1 | 306 | 0 | 0 | 0 | 0 | 0 | 1.0416 | 2.4015 | 0 | 3.4431
7323 | 2018-11-02 02:01 | 11 | November | 2 | 306 | 0 | 0 | 0 | 0 | 0 | 1.024 | 2.5886 | 0 | 3.6126
7324 | 2018-11-02 03:01 | 11 | November | 3 | 306 | 0 | 0 | 0 | 0 | 0 | 1.0345 | 2.6043 | 0 | 3.6388
7325 | 2018-11-02 04:01 | 11 | November | 4 | 306 | 0 | 0 | 0 | 0 | 0 | 1.1645 | 2.8932 | 0 | 4.0578
7326 | 2018-11-02 05:01 | 11 | November | 5 | 306 | 0 | 0 | 0 | 0 | 0 | 1.8896 | 2.9877 | 0 | 4.8772
7327 | 2018-11-02 06:01 | 11 | November | 6 | 306 | 0 | 0 | 0 | 0 | 0 | 2.5495 | 3.3549 | 0 | 5.9045
7328 | 2018-11-02 07:01 | 11 | November | 7 | 306 | 0.73954 | 0.73954 | 0.73954 | 0 | 0 | 1.8788 | 2.5552 | 0 | 4.434
7329 | 2018-11-02 08:01 | 11 | November | 8 | 306 | 2.2621 | 2.2621 | 2.2621 | 0 | 0 | 1.2257 | 2.0151 | 0 | 3.2408
7330 | 2018-11-02 09:01 | 11 | November | 9 | 306 | 3.5672 | 3.5672 | 3.5672 | 0 | 0 | 0.38163 | 1.5996 | 0 | 1.9812
7331 | 2018-11-02 10:01 | 11 | November | 10 | 306 | 4.6113 | 3.9841 | 4.6113 | 0 | 0 | 0 | 0.81002 | 0 | 0.81002
7332 | 2018-11-02 11:01 | 11 | November | 11 | 306 | 5.0898 | 4.1918 | 5.0898 | 0 | 0 | 0 | 0.8639 | 0 | 0.8639
7333 | 2018-11-02 12:01 | 11 | November | 12 | 306 | 4.5243 | 4.1712 | 4.5243 | 0 | 0 | 0 | 1.7336 | 0 | 1.7336
7334 | 2018-11-02 13:01 | 11 | November | 13 | 306 | 3.9587 | 3.9342 | 3.9587 | 0 | 0 | 0 | 1.575 | 0 | 1.575
7335 | 2018-11-02 14:01 | 11 | November | 14 | 306 | 2.6537 | 2.6537 | 2.6537 | 0 | 0 | 1.1039 | 1.2694 | 0 | 2.3733
7336 | 2018-11-02 15:01 | 11 | November | 15 | 306 | 1.2181 | 1.2181 | 1.2181 | 0 | 0 | 2.5462 | 1.2694 | 0 | 3.8156
7337 | 2018-11-02 16:01 | 11 | November | 16 | 306 | 0 | 0 | 0 | 0 | 0 | 6.0146 | 1.5996 | 0 | 7.6141
7338 | 2018-11-02 17:01 | 11 | November | 17 | 306 | 0 | 0 | 0 | 0 | 0 | 4.3228 | 1.4654 | 0 | 5.7883
7339 | 2018-11-02 18:01 | 11 | November | 18 | 306 | 0 | 0 | 0 | 0 | 0 | 4.0951 | 1.3201 | 0 | 5.4152
7340 | 2018-11-02 19:01 | 11 | November | 19 | 306 | 0 | 0 | 0 | 0 | 0 | 3.2011 | 1.0124 | 0 | 4.2135
7341 | 2018-11-02 20:01 | 11 | November | 20 | 306 | 0 | 0 | 0 | 0 | 0 | 2.7438 | 0.85001 | 0 | 3.5938
7342 | 2018-11-02 21:01 | 11 | November | 21 | 306 | 0 | 0 | 0 | 0 | 0 | 2.336 | 0.51988 | 0 | 2.8559
7343 | 2018-11-02 22:01 | 11 | November | 22 | 306 | 0 | 0 | 0 | 0 | 0 | 1.8279 | 1.3548 | 0 | 3.1826
7344 | 2018-11-02 23:01 | 11 | November | 23 | 306 | 0 | 0 | 0 | 0 | 0 | 1.3563 | 2.1716 | 0 | 3.5279
7345 | 2018-11-03 00:01 | 11 | November | 0 | 307 | 0 | 0 | 0 | 0 | 0 | 1.1016 | 2.3851 | 0 | 3.4867
7346 | 2018-11-03 01:01 | 11 | November | 1 | 307 | 0 | 0 | 0 | 0 | 0 | 1.0416 | 2.537 | 0 | 3.5787
7347 | 2018-11-03 02:01 | 11 | November | 2 | 307 | 0 | 0 | 0 | 0 | 0 | 1.024 | 2.6756 | 0 | 3.6996
7348 | 2018-11-03 03:01 | 11 | November | 3 | 307 | 0 | 0 | 0 | 0 | 0 | 1.0345 | 2.7483 | 0 | 3.7828
7349 | 2018-11-03 04:01 | 11 | November | 4 | 307 | 0 | 0 | 0 | 0 | 0 | 1.1645 | 2.7642 | 0 | 3.9288
7350 | 2018-11-03 05:01 | 11 | November | 5 | 307 | 0 | 0 | 0 | 0 | 0 | 1.8896 | 2.7357 | 0 | 4.6252
7351 | 2018-11-03 06:01 | 11 | November | 6 | 307 | 0 | 0 | 0 | 0 | 0 | 2.5495 | 2.761 | 0 | 5.3105
7352 | 2018-11-03 07:01 | 11 | November | 7 | 307 | 0.26102 | 0.26102 | 0.26102 | 0 | 0 | 2.3573 | 1.1747 | 0 | 3.532
7353 | 2018-11-03 08:01 | 11 | November | 8 | 307 | 0.60904 | 0.60904 | 0.60904 | 0 | 0 | 1.8364 | 1.1747 | 0 | 3.0112
7354 | 2018-11-03 09:01 | 11 | November | 9 | 307 | 1.1311 | 1.1311 | 1.1311 | 0 | 0 | 1.1974 | 1.0124 | 0 | 2.2097
7355 | 2018-11-03 10:01 | 11 | November | 10 | 307 | 1.4791 | 1.4791 | 1.4791 | 0 | 0 | 0.88457 | 0.68765 | 0 | 1.5722
7356 | 2018-11-03 11:01 | 11 | November | 11 | 307 | 1.5661 | 1.5661 | 1.5661 | 0 | 0 | 1.0053 | 1.0124 | 0 | 2.0176
7357 | 2018-11-03 12:01 | 11 | November | 12 | 307 | 1.4791 | 1.4791 | 1.4791 | 0 | 0 | 1.0717 | 1.1747 | 0 | 2.2464
7358 | 2018-11-03 13:01 | 11 | November | 13 | 307 | 1.1311 | 1.1311 | 1.1311 | 0 | 0 | 1.1827 | 1.1747 | 0 | 2.3574
7359 | 2018-11-03 14:01 | 11 | November | 14 | 307 | 0.60904 | 0.60904 | 0.60904 | 0 | 0 | 1.5281 | 1.0124 | 0 | 2.5404
7360 | 2018-11-03 15:01 | 11 | November | 15 | 307 | 0.34802 | 0.34802 | 0.34802 | 0 | 0 | 1.7958 | 1.0124 | 0 | 2.8082
7361 | 2018-11-03 16:01 | 11 | November | 16 | 307 | 0 | 0 | 0 | 0 | 0 | 2.5369 | 1.6672 | 0 | 4.2042
7362 | 2018-11-03 17:01 | 11 | November | 17 | 307 | 0 | 0 | 0 | 0 | 0 | 3.1667 | 1.3371 | 0 | 4.5038
7363 | 2018-11-03 18:01 | 11 | November | 18 | 307 | 0 | 0 | 0 | 0 | 0 | 3.517 | 0.85001 | 0 | 4.3671
7364 | 2018-11-03 19:01 | 11 | November | 19 | 307 | 0 | 0 | 0 | 0 | 0 | 3.2011 | 0.85001 | 0 | 4.0511
7365 | 2018-11-03 20:01 | 11 | November | 20 | 307 | 0 | 0 | 0 | 0 | 0 | 2.7438 | 0.51988 | 0 | 3.2637
7366 | 2018-11-03 21:01 | 11 | November | 21 | 307 | 0 | 0 | 0 | 0 | 0 | 2.336 | 0.51988 | 0 | 2.8559
7367 | 2018-11-03 22:01 | 11 | November | 22 | 307 | 0 | 0 | 0 | 0 | 0 | 1.8279 | 0.51988 | 0 | 2.3478
7368 | 2018-11-03 23:01 | 11 | November | 23 | 307 | 0 | 0 | 0 | 0 | 0 | 1.3563 | 0.35753 | 0 | 1.7138
7369 | 2018-11-04 00:01 | 11 | November | 0 | 308 | 0 | 0 | 0 | 0 | 0 | 1.1016 | 0.35753 | 0 | 1.4591
7370 | 2018-11-04 01:01 | 11 | November | 1 | 308 | 0 | 0 | 0 | 0 | 0 | 1.0416 | 0.35753 | 0 | 1.3991
7371 | 2018-11-04 02:01 | 11 | November | 2 | 308 | 0 | 0 | 0 | 0 | 0 | 1.024 | 0.35753 | 0 | 1.3815
7372 | 2018-11-04 03:01 | 11 | November | 3 | 308 | 0 | 0 | 0 | 0 | 0 | 1.0345 | 0.35753 | 0 | 1.392
7373 | 2018-11-04 04:01 | 11 | November | 4 | 308 | 0 | 0 | 0 | 0 | 0 | 1.1645 | 0.35753 | 0 | 1.5221
7374 | 2018-11-04 05:01 | 11 | November | 5 | 308 | 0 | 0 | 0 | 0 | 0 | 1.8896 | 0.35753 | 0 | 2.2471
7375 | 2018-11-04 06:01 | 11 | November | 6 | 308 | 0 | 0 | 0 | 0 | 0 | 2.5495 | 0.35753 | 0 | 2.9071
7376 | 2018-11-04 07:01 | 11 | November | 7 | 308 | 0.087005 | 0.087005 | 0.087005 | 0 | 0 | 2.5313 | 0.51988 | 0 | 3.0512
7377 | 2018-11-04 08:01 | 11 | November | 8 | 308 | 0.26102 | 0.26102 | 0.26102 | 0 | 0 | 2.1845 | 0.68765 | 0 | 2.8721
7378 | 2018-11-04 09:01 | 11 | November | 9 | 308 | 0.60904 | 0.60904 | 0.60904 | 0 | 0 | 1.7194 | 1.1747 | 0 | 2.8941
7379 | 2018-11-04 10:01 | 11 | November | 10 | 308 | 1.1311 | 1.1311 | 1.1311 | 0 | 0 | 1.2326 | 1.1747 | 0 | 2.4073
7380 | 2018-11-04 11:01 | 11 | November | 11 | 308 | 0.78305 | 0.78305 | 0.78305 | 0 | 0 | 1.7883 | 1.4994 | 0 | 3.2877
7381 | 2018-11-04 12:01 | 11 | November | 12 | 308 | 1.0441 | 1.0441 | 1.0441 | 0 | 0 | 1.5067 | 1.4994 | 0 | 3.0062
7382 | 2018-11-04 13:01 | 11 | November | 13 | 308 | 5.4813 | 2.3137 | 3.6508 | 0 | 1.8305 | 0 | 0 | 0 | 0
7383 | 2018-11-04 14:01 | 11 | November | 14 | 308 | 3.9152 | 2.1371 | 3.1495 | 0 | 0.76576 | 0 | 0 | 0 | 0
7384 | 2018-11-04 15:01 | 11 | November | 15 | 308 | 2.1316 | 2.1316 | 2.1316 | 0 | 0 | 0.012186 | 0.85001 | 0 | 0.8622
7385 | 2018-11-04 16:01 | 11 | November | 16 | 308 | 0 | 0 | 0 | 0 | 0 | 2.5369 | 1.0124 | 0 | 3.5493
7386 | 2018-11-04 17:01 | 11 | November | 17 | 308 | 0 | 0 | 0 | 0 | 0 | 3.1667 | 1.1747 | 0 | 4.3414
7387 | 2018-11-04 18:01 | 11 | November | 18 | 308 | 0 | 0 | 0 | 0 | 0 | 3.517 | 1.1747 | 0 | 4.6918
7388 | 2018-11-04 19:01 | 11 | November | 19 | 308 | 0 | 0 | 0 | 0 | 0 | 3.2011 | 0.85001 | 0 | 4.0511
7389 | 2018-11-04 20:01 | 11 | November | 20 | 308 | 0 | 0 | 0 | 0 | 0 | 2.7438 | 0.85001 | 0 | 3.5938
7390 | 2018-11-04 21:01 | 11 | November | 21 | 308 | 0 | 0 | 0 | 0 | 0 | 2.336 | 0.51988 | 0 | 2.8559
7391 | 2018-11-04 22:01 | 11 | November | 22 | 308 | 0 | 0 | 0 | 0 | 0 | 1.8279 | 0.51988 | 0 | 2.3478
7392 | 2018-11-04 23:01 | 11 | November | 23 | 308 | 0 | 0 | 0 | 0 | 0 | 1.3563 | 0.35753 | 0 | 1.7138
7393 | 2018-11-05 00:01 | 11 | November | 0 | 309 | 0 | 0 | 0 | 0 | 0 | 1.1016 | 0.35753 | 0 | 1.4591
7394 | 2018-11-05 01:01 | 11 | November | 1 | 309 | 0 | 0 | 0 | 0 | 0 | 1.0416 | 0.35753 | 0 | 1.3991
7395 | 2018-11-05 02:01 | 11 | November | 2 | 309 | 0 | 0 | 0 | 0 | 0 | 1.024 | 0.51988 | 0 | 1.5439
7396 | 2018-11-05 03:01 | 11 | November | 3 | 309 | 0 | 0 | 0 | 0 | 0 | 1.0345 | 0.51988 | 0 | 1.5544
7397 | 2018-11-05 04:01 | 11 | November | 4 | 309 | 0 | 0 | 0 | 0 | 0 | 1.1645 | 0.85001 | 0 | 2.0146
7398 | 2018-11-05 05:01 | 11 | November | 5 | 309 | 0 | 0 | 0 | 0 | 0 | 1.8896 | 1.1747 | 0 | 3.0643
7399 | 2018-11-05 06:01 | 11 | November | 6 | 309 | 0 | 0 | 0 | 0 | 0 | 2.5495 | 1.8296 | 0 | 4.3791
7400 | 2018-11-05 07:01 | 11 | November | 7 | 309 | 0.087005 | 0.087005 | 0.087005 | 0 | 0 | 2.5313 | 1.8296 | 0 | 4.3609
7401 | 2018-11-05 08:01 | 11 | November | 8 | 309 | 0.26102 | 0.26102 | 0.26102 | 0 | 0 | 3.2268 | 1.9413 | 0 | 5.1681
7402 | 2018-11-05 09:01 | 11 | November | 9 | 309 | 0.52203 | 0.52203 | 0.52203 | 0 | 0 | 3.4268 | 1.5996 | 0 | 5.0264
7403 | 2018-11-05 10:01 | 11 | November | 10 | 309 | 0.87005 | 0.87005 | 0.87005 | 0 | 0 | 3.114 | 1.4372 | 0 | 4.5512
7404 | 2018-11-05 11:01 | 11 | November | 11 | 309 | 1.0441 | 1.0441 | 1.0441 | 0 | 0 | 3.1477 | 1.7619 | 0 | 4.9096
7405 | 2018-11-05 12:01 | 11 | November | 12 | 309 | 1.0441 | 1.0441 | 1.0441 | 0 | 0 | 3.1271 | 2.0866 | 0 | 5.2138
7406 | 2018-11-05 13:01 | 11 | November | 13 | 309 | 5.6118 | 3.9342 | 5.5337 | 0 | 0.078104 | 0 | 0 | 0 | 0
7407 | 2018-11-05 14:01 | 11 | November | 14 | 309 | 4.2632 | 3.7575 | 4.2632 | 0 | 0 | 0 | 0.76371 | 0 | 0.76371
7408 | 2018-11-05 15:01 | 11 | November | 15 | 309 | 2.1751 | 2.1751 | 2.1751 | 0 | 0 | 1.5891 | 1.2694 | 0 | 2.8585
7409 | 2018-11-05 16:01 | 11 | November | 16 | 309 | 0 | 0 | 0 | 0 | 0 | 6.0146 | 1.5996 | 0 | 7.6141
7410 | 2018-11-05 17:01 | 11 | November | 17 | 309 | 0 | 0 | 0 | 0 | 0 | 4.3228 | 1.4654 | 0 | 5.7883
7411 | 2018-11-05 18:01 | 11 | November | 18 | 309 | 0 | 0 | 0 | 0 | 0 | 4.0951 | 1.3201 | 0 | 5.4152
7412 | 2018-11-05 19:01 | 11 | November | 19 | 309 | 0 | 0 | 0 | 0 | 0 | 3.2011 | 1.0124 | 0 | 4.2135
7413 | 2018-11-05 20:01 | 11 | November | 20 | 309 | 0 | 0 | 0 | 0 | 0 | 2.7438 | 0.85001 | 0 | 3.5938
7414 | 2018-11-05 21:01 | 11 | November | 21 | 309 | 0 | 0 | 0 | 0 | 0 | 2.336 | 0.51988 | 0 | 2.8559
7415 | 2018-11-05 22:01 | 11 | November | 22 | 309 | 0 | 0 | 0 | 0 | 0 | 1.8279 | 0.51988 | 0 | 2.3478
7416 | 2018-11-05 23:01 | 11 | November | 23 | 309 | 0 | 0 | 0 | 0 | 0 | 1.3563 | 0.35753 | 0 | 1.7138
7417 | 2018-11-06 00:01 | 11 | November | 0 | 310 | 0 | 0 | 0 | 0 | 0 | 1.2657 | 0.35753 | 0 | 1.6232
7418 | 2018-11-06 01:01 | 11 | November | 1 | 310 | 0 | 0 | 0 | 0 | 0 | 1.0844 | 0.35753 | 0 | 1.4419
7419 | 2018-11-06 02:01 | 11 | November | 2 | 310 | 0 | 0 | 0 | 0 | 0 | 1.0441 | 1.169 | 0 | 2.2132
7420 | 2018-11-06 03:01 | 11 | November | 3 | 310 | 0 | 0 | 0 | 0 | 0 | 1.0236 | 2.2957 | 0 | 3.3192
7421 | 2018-11-06 04:01 | 11 | November | 4 | 310 | 0 | 0 | 0 | 0 | 0 | 1.0504 | 2.6555 | 0 | 3.7059
7422 | 2018-11-06 05:01 | 11 | November | 5 | 310 | 0 | 0 | 0 | 0 | 0 | 1.269 | 2.9315 | 0 | 4.2006
7423 | 2018-11-06 06:01 | 11 | November | 6 | 310 | 0 | 0 | 0 | 0 | 0 | 1.7532 | 3.3981 | 0 | 5.1513
7424 | 2018-11-06 07:01 | 11 | November | 7 | 310 | 0.34802 | 0.34802 | 0.34802 | 0 | 0 | 2.0387 | 2.9933 | 0 | 5.0321
7425 | 2018-11-06 08:01 | 11 | November | 8 | 310 | 1.0441 | 1.0441 | 1.0441 | 0 | 0 | 2.7543 | 2.7366 | 0 | 5.4909
7426 | 2018-11-06 09:01 | 11 | November | 9 | 310 | 1.5661 | 1.5661 | 1.5661 | 0 | 0 | 2.9135 | 2.1275 | 0 | 5.041
7427 | 2018-11-06 10:01 | 11 | November | 10 | 310 | 1.8271 | 1.8271 | 1.8271 | 0 | 0 | 2.7725 | 1.7903 | 0 | 4.5628
7428 | 2018-11-06 11:01 | 11 | November | 11 | 310 | 1.6531 | 1.6531 | 1.6531 | 0 | 0 | 3.1412 | 2.0011 | 0 | 5.1423
7429 | 2018-11-06 12:01 | 11 | November | 12 | 310 | 1.5661 | 1.5661 | 1.5661 | 0 | 0 | 3.2152 | 2.2073 | 0 | 5.4225
7430 | 2018-11-06 13:01 | 11 | November | 13 | 310 | 1.3051 | 1.3051 | 1.3051 | 0 | 0 | 3.2685 | 1.9326 | 0 | 5.2011
7431 | 2018-11-06 14:01 | 11 | November | 14 | 310 | 0.95706 | 0.95706 | 0.95706 | 0 | 0 | 3.4541 | 1.7743 | 0 | 5.2284
7432 | 2018-11-06 15:01 | 11 | November | 15 | 310 | 0.39152 | 0.39152 | 0.39152 | 0 | 0 | 4.036 | 2.0278 | 0 | 6.0639
7433 | 2018-11-06 16:01 | 11 | November | 16 | 310 | 0 | 0 | 0 | 0 | 0 | 6.8848 | 2.3329 | 0 | 9.2177
7434 | 2018-11-06 17:01 | 11 | November | 17 | 310 | 0 | 0 | 0 | 0 | 0 | 5.0482 | 2.0711 | 0 | 7.1193
7435 | 2018-11-06 18:01 | 11 | November | 18 | 310 | 0 | 0 | 0 | 0 | 0 | 4.4824 | 1.7891 | 0 | 6.2714
7436 | 2018-11-06 19:01 | 11 | November | 19 | 310 | 0 | 0 | 0 | 0 | 0 | 3.2636 | 1.7177 | 0 | 4.9813
7437 | 2018-11-06 20:01 | 11 | November | 20 | 310 | 0 | 0 | 0 | 0 | 0 | 2.6284 | 1.9229 | 0 | 4.5513
7438 | 2018-11-06 21:01 | 11 | November | 21 | 310 | 0 | 0 | 0 | 0 | 0 | 2.4337 | 1.7101 | 0 | 4.1438
7439 | 2018-11-06 22:01 | 11 | November | 22 | 310 | 0 | 0 | 0 | 0 | 0 | 2.122 | 2.0344 | 0 | 4.1564
7440 | 2018-11-06 23:01 | 11 | November | 23 | 310 | 0 | 0 | 0 | 0 | 0 | 1.5031 | 2.1582 | 0 | 3.6613
7441 | 2018-11-07 00:01 | 11 | November | 0 | 311 | 0 | 0 | 0 | 0 | 0 | 1.6898 | 2.2146 | 0 | 3.9044
7442 | 2018-11-07 01:01 | 11 | November | 1 | 311 | 0 | 0 | 0 | 0 | 0 | 1.3223 | 2.461 | 0 | 3.7833
7443 | 2018-11-07 02:01 | 11 | November | 2 | 311 | 0 | 0 | 0 | 0 | 0 | 1.1343 | 2.7953 | 0 | 3.9297
7444 | 2018-11-07 03:01 | 11 | November | 3 | 311 | 0 | 0 | 0 | 0 | 0 | 1.0685 | 2.8727 | 0 | 3.9412
7445 | 2018-11-07 04:01 | 11 | November | 4 | 311 | 0 | 0 | 0 | 0 | 0 | 1.0278 | 3.2914 | 0 | 4.3192
7446 | 2018-11-07 05:01 | 11 | November | 5 | 311 | 0 | 0 | 0 | 0 | 0 | 1.0261 | 3.6547 | 0 | 4.6808
7447 | 2018-11-07 06:01 | 11 | November | 6 | 311 | 0 | 0 | 0 | 0 | 0 | 1.0651 | 4.2218 | 0 | 5.2869
7448 | 2018-11-07 07:01 | 11 | November | 7 | 311 | 0.60904 | 0.60904 | 0.60904 | 0 | 0 | 0.60796 | 2.7936 | 0 | 3.4015
7449 | 2018-11-07 08:01 | 11 | November | 8 | 311 | 1.4356 | 1.4356 | 1.4356 | 0 | 0 | 1.4703 | 2.6842 | 0 | 4.1546
7450 | 2018-11-07 09:01 | 11 | November | 9 | 311 | 2.1316 | 2.1316 | 2.1316 | 0 | 0 | 2.191 | 1.5996 | 0 | 3.7906
7451 | 2018-11-07 10:01 | 11 | November | 10 | 311 | 2.0011 | 2.0011 | 2.0011 | 0 | 0 | 2.9203 | 1.4372 | 0 | 4.3575
7452 | 2018-11-07 11:01 | 11 | November | 11 | 311 | 2.3491 | 2.3491 | 2.3491 | 0 | 0 | 3.0522 | 1.7619 | 0 | 4.8142
7453 | 2018-11-07 12:01 | 11 | November | 12 | 311 | 2.0881 | 2.0881 | 2.0881 | 0 | 0 | 3.3791 | 2.0866 | 0 | 5.4658
7454 | 2018-11-07 13:01 | 11 | November | 13 | 311 | 1.9141 | 1.9141 | 1.9141 | 0 | 0 | 2.988 | 1.5996 | 0 | 4.5875
7455 | 2018-11-07 14:01 | 11 | November | 14 | 311 | 1.2181 | 1.2181 | 1.2181 | 0 | 0 | 3.0647 | 1.2694 | 0 | 4.3342
7456 | 2018-11-07 15:01 | 11 | November | 15 | 311 | 0.91355 | 0.91355 | 0.91355 | 0 | 0 | 3.0416 | 1.2694 | 0 | 4.311
7457 | 2018-11-07 16:01 | 11 | November | 16 | 311 | 0 | 0 | 0 | 0 | 0 | 5.6462 | 1.5996 | 0 | 7.2458
7458 | 2018-11-07 17:01 | 11 | November | 17 | 311 | 0 | 0 | 0 | 0 | 0 | 3.6435 | 1.4654 | 0 | 5.109
7459 | 2018-11-07 18:01 | 11 | November | 18 | 311 | 0 | 0 | 0 | 0 | 0 | 3.5807 | 1.3201 | 0 | 4.9008
7460 | 2018-11-07 19:01 | 11 | November | 19 | 311 | 0 | 0 | 0 | 0 | 0 | 3.3362 | 1.0124 | 0 | 4.3486
7461 | 2018-11-07 20:01 | 11 | November | 20 | 311 | 0 | 0 | 0 | 0 | 0 | 3.0652 | 0.85001 | 0 | 3.9152
7462 | 2018-11-07 21:01 | 11 | November | 21 | 311 | 0 | 0 | 0 | 0 | 0 | 2.6523 | 0.51988 | 0 | 3.1722
7463 | 2018-11-07 22:01 | 11 | November | 22 | 311 | 0 | 0 | 0 | 0 | 0 | 2.3037 | 0.51988 | 0 | 2.8235
7464 | 2018-11-07 23:01 | 11 | November | 23 | 311 | 0 | 0 | 0 | 0 | 0 | 1.3563 | 0.35753 | 0 | 1.7138
7465 | 2018-11-08 00:01 | 11 | November | 0 | 312 | 0 | 0 | 0 | 0 | 0 | 1.1016 | 0.35753 | 0 | 1.4591
7466 | 2018-11-08 01:01 | 11 | November | 1 | 312 | 0 | 0 | 0 | 0 | 0 | 1.0416 | 0.6247 | 0 | 1.6663
7467 | 2018-11-08 02:01 | 11 | November | 2 | 312 | 0 | 0 | 0 | 0 | 0 | 1.024 | 2.8319 | 0 | 3.8559
7468 | 2018-11-08 03:01 | 11 | November | 3 | 312 | 0 | 0 | 0 | 0 | 0 | 1.0345 | 2.8668 | 0 | 3.9013
7469 | 2018-11-08 04:01 | 11 | November | 4 | 312 | 0 | 0 | 0 | 0 | 0 | 1.1645 | 3.2141 | 0 | 4.3786
7470 | 2018-11-08 05:01 | 11 | November | 5 | 312 | 0 | 0 | 0 | 0 | 0 | 1.8896 | 3.3358 | 0 | 5.2253
7471 | 2018-11-08 06:01 | 11 | November | 6 | 312 | 0 | 0 | 0 | 0 | 0 | 2.5495 | 3.7133 | 0 | 6.2628
7472 | 2018-11-08 07:01 | 11 | November | 7 | 312 | 0.17401 | 0.17401 | 0.17401 | 0 | 0 | 2.4443 | 3.2999 | 0 | 5.7442
7473 | 2018-11-08 08:01 | 11 | November | 8 | 312 | 0.69604 | 0.69604 | 0.69604 | 0 | 0 | 2.7918 | 3.0316 | 0 | 5.8234
7474 | 2018-11-08 09:01 | 11 | November | 9 | 312 | 1.1311 | 1.1311 | 1.1311 | 0 | 0 | 2.8178 | 2.0035 | 0 | 4.8213
7475 | 2018-11-08 10:01 | 11 | November | 10 | 312 | 1.4791 | 1.4791 | 1.4791 | 0 | 0 | 2.505 | 1.45 | 0 | 3.955
7476 | 2018-11-08 11:01 | 11 | November | 11 | 312 | 1.4356 | 1.4356 | 1.4356 | 0 | 0 | 2.7562 | 1.7619 | 0 | 4.5181
7477 | 2018-11-08 12:01 | 11 | November | 12 | 312 | 1.4791 | 1.4791 | 1.4791 | 0 | 0 | 2.6921 | 2.0866 | 0 | 4.7788
7478 | 2018-11-08 13:01 | 11 | November | 13 | 312 | 1.2181 | 1.2181 | 1.2181 | 0 | 0 | 2.7161 | 1.5996 | 0 | 4.3156
7479 | 2018-11-08 14:01 | 11 | November | 14 | 312 | 0.78305 | 0.78305 | 0.78305 | 0 | 0 | 2.9745 | 1.4842 | 0 | 4.4587
7480 | 2018-11-08 15:01 | 11 | November | 15 | 312 | 0.26102 | 0.26102 | 0.26102 | 0 | 0 | 3.5032 | 2.1999 | 0 | 5.7032
7481 | 2018-11-08 16:01 | 11 | November | 16 | 312 | 0 | 0 | 0 | 0 | 0 | 6.0146 | 2.8819 | 0 | 8.8965
7482 | 2018-11-08 17:01 | 11 | November | 17 | 312 | 0 | 0 | 0 | 0 | 0 | 4.3228 | 2.594 | 0 | 6.9168
7483 | 2018-11-08 18:01 | 11 | November | 18 | 312 | 0 | 0 | 0 | 0 | 0 | 4.0951 | 2.1735 | 0 | 6.2686
7484 | 2018-11-08 19:01 | 11 | November | 19 | 312 | 0 | 0 | 0 | 0 | 0 | 3.2011 | 2.0386 | 0 | 5.2397
7485 | 2018-11-08 20:01 | 11 | November | 20 | 312 | 0 | 0 | 0 | 0 | 0 | 2.7438 | 2.2047 | 0 | 4.9484
7486 | 2018-11-08 21:01 | 11 | November | 21 | 312 | 0 | 0 | 0 | 0 | 0 | 2.336 | 2.0752 | 0 | 4.4111
7487 | 2018-11-08 22:01 | 11 | November | 22 | 312 | 0 | 0 | 0 | 0 | 0 | 1.8279 | 2.4564 | 0 | 4.2843
7488 | 2018-11-08 23:01 | 11 | November | 23 | 312 | 0 | 0 | 0 | 0 | 0 | 1.3563 | 2.5325 | 0 | 3.8888
7489 | 2018-11-09 00:01 | 11 | November | 0 | 313 | 0 | 0 | 0 | 0 | 0 | 1.1016 | 2.6862 | 0 | 3.7878
7490 | 2018-11-09 01:01 | 11 | November | 1 | 313 | 0 | 0 | 0 | 0 | 0 | 1.0416 | 2.7615 | 0 | 3.8031
7491 | 2018-11-09 02:01 | 11 | November | 2 | 313 | 0 | 0 | 0 | 0 | 0 | 1.024 | 2.9863 | 0 | 4.0103
7492 | 2018-11-09 03:01 | 11 | November | 3 | 313 | 0 | 0 | 0 | 0 | 0 | 1.0345 | 3.0211 | 0 | 4.0556
7493 | 2018-11-09 04:01 | 11 | November | 4 | 313 | 0 | 0 | 0 | 0 | 0 | 1.1645 | 3.3497 | 0 | 4.5143
7494 | 2018-11-09 05:01 | 11 | November | 5 | 313 | 0 | 0 | 0 | 0 | 0 | 1.8896 | 3.4727 | 0 | 5.3623
7495 | 2018-11-09 06:01 | 11 | November | 6 | 313 | 0 | 0 | 0 | 0 | 0 | 2.5495 | 3.8519 | 0 | 6.4015
7496 | 2018-11-09 07:01 | 11 | November | 7 | 313 | 0.65254 | 0.65254 | 0.65254 | 0 | 0 | 1.9658 | 3.6013 | 0 | 5.5671
7497 | 2018-11-09 08:01 | 11 | November | 8 | 313 | 2.6537 | 2.6537 | 2.6537 | 0 | 0 | 0.83418 | 3.5343 | 0 | 4.3685
7498 | 2018-11-09 09:01 | 11 | November | 9 | 313 | 4.5243 | 3.9488 | 4.5243 | 0 | 0 | 0 | 2.2088 | 0 | 2.2088
7499 | 2018-11-09 10:01 | 11 | November | 10 | 313 | 5.7423 | 3.9841 | 5.7423 | 0 | 0 | 0 | 0.088197 | 0 | 0.088197
7500 | 2018-11-09 11:01 | 11 | November | 11 | 313 | 5.1333 | 4.1918 | 5.1333 | 0 | 0 | 0 | 1.1182 | 0 | 1.1182
7501 | 2018-11-09 12:01 | 11 | November | 12 | 313 | 3.8282 | 3.8282 | 3.8282 | 0 | 0 | 0.34298 | 2.1462 | 0 | 2.4892
7502 | 2018-11-09 13:01 | 11 | November | 13 | 313 | 1.0441 | 1.0441 | 1.0441 | 0 | 0 | 2.8901 | 1.7655 | 0 | 4.6556
7503 | 2018-11-09 14:01 | 11 | November | 14 | 313 | 1.0441 | 1.0441 | 1.0441 | 0 | 0 | 2.7135 | 2.1359 | 0 | 4.8494
7504 | 2018-11-09 15:01 | 11 | November | 15 | 313 | 1.3486 | 1.3486 | 1.3486 | 0 | 0 | 2.4157 | 2.4733 | 0 | 4.8889
7505 | 2018-11-09 16:01 | 11 | November | 16 | 313 | 0 | 0 | 0 | 0 | 0 | 6.0146 | 3.0492 | 0 | 9.0637
7506 | 2018-11-09 17:01 | 11 | November | 17 | 313 | 0 | 0 | 0 | 0 | 0 | 4.3228 | 2.7527 | 0 | 7.0756
7507 | 2018-11-09 18:01 | 11 | November | 18 | 313 | 0 | 0 | 0 | 0 | 0 | 4.0951 | 2.3343 | 0 | 6.4294
7508 | 2018-11-09 19:01 | 11 | November | 19 | 313 | 0 | 0 | 0 | 0 | 0 | 3.2011 | 2.1608 | 0 | 5.3619
7509 | 2018-11-09 20:01 | 11 | November | 20 | 313 | 0 | 0 | 0 | 0 | 0 | 2.7438 | 2.3064 | 0 | 5.0501
7510 | 2018-11-09 21:01 | 11 | November | 21 | 313 | 0 | 0 | 0 | 0 | 0 | 2.336 | 2.1571 | 0 | 4.4931
7511 | 2018-11-09 22:01 | 11 | November | 22 | 313 | 0 | 0 | 0 | 0 | 0 | 1.8279 | 2.4986 | 0 | 4.3265
7512 | 2018-11-09 23:01 | 11 | November | 23 | 313 | 0 | 0 | 0 | 0 | 0 | 1.3563 | 2.5736 | 0 | 3.9299
7513 | 2018-11-10 00:01 | 11 | November | 0 | 314 | 0 | 0 | 0 | 0 | 0 | 1.1016 | 2.7268 | 0 | 3.8284
7514 | 2018-11-10 01:01 | 11 | November | 1 | 314 | 0 | 0 | 0 | 0 | 0 | 1.0416 | 2.783 | 0 | 3.8247
7515 | 2018-11-10 02:01 | 11 | November | 2 | 314 | 0 | 0 | 0 | 0 | 0 | 1.024 | 2.8454 | 0 | 3.8694
7516 | 2018-11-10 03:01 | 11 | November | 3 | 314 | 0 | 0 | 0 | 0 | 0 | 1.0345 | 2.8613 | 0 | 3.8958
7517 | 2018-11-10 04:01 | 11 | November | 4 | 314 | 0 | 0 | 0 | 0 | 0 | 1.1645 | 2.86 | 0 | 4.0246
7518 | 2018-11-10 05:01 | 11 | November | 5 | 314 | 0 | 0 | 0 | 0 | 0 | 1.8896 | 2.822 | 0 | 4.7116
7519 | 2018-11-10 06:01 | 11 | November | 6 | 314 | 0 | 0 | 0 | 0 | 0 | 2.5495 | 2.8782 | 0 | 5.4277
7520 | 2018-11-10 07:01 | 11 | November | 7 | 314 | 0.17401 | 0.17401 | 0.17401 | 0 | 0 | 2.4443 | 2.9902 | 0 | 5.4345
7521 | 2018-11-10 08:01 | 11 | November | 8 | 314 | 0.43503 | 0.43503 | 0.43503 | 0 | 0 | 2.0104 | 2.9341 | 0 | 4.9446
7522 | 2018-11-10 09:01 | 11 | November | 9 | 314 | 1.6531 | 1.6531 | 1.6531 | 0 | 0 | 0.67532 | 2.6446 | 0 | 3.3199
7523 | 2018-11-10 10:01 | 11 | November | 10 | 314 | 2.3056 | 2.3056 | 2.3056 | 0 | 0 | 0.058027 | 2.1588 | 0 | 2.2168
7524 | 2018-11-10 11:01 | 11 | November | 11 | 314 | 2.5231 | 2.5231 | 2.5231 | 0 | 0 | 0.048199 | 2.3437 | 0 | 2.3919
7525 | 2018-11-10 12:01 | 11 | November | 12 | 314 | 1.9141 | 1.9141 | 1.9141 | 0 | 0 | 0.63668 | 2.4806 | 0 | 3.1172
7526 | 2018-11-10 13:01 | 11 | November | 13 | 314 | 1.5661 | 1.5661 | 1.5661 | 0 | 0 | 0.74764 | 2.5818 | 0 | 3.3294
7527 | 2018-11-10 14:01 | 11 | November | 14 | 314 | 1.0441 | 1.0441 | 1.0441 | 0 | 0 | 1.093 | 2.6804 | 0 | 3.7734
7528 | 2018-11-10 15:01 | 11 | November | 15 | 314 | 0.56553 | 0.56553 | 0.56553 | 0 | 0 | 1.5783 | 2.8677 | 0 | 4.446
7529 | 2018-11-10 16:01 | 11 | November | 16 | 314 | 0 | 0 | 0 | 0 | 0 | 2.5369 | 3.5868 | 0 | 6.1238
7530 | 2018-11-10 17:01 | 11 | November | 17 | 314 | 0 | 0 | 0 | 0 | 0 | 3.1667 | 3.1057 | 0 | 6.2724
7531 | 2018-11-10 18:01 | 11 | November | 18 | 314 | 0 | 0 | 0 | 0 | 0 | 3.517 | 2.2147 | 0 | 5.7317
7532 | 2018-11-10 19:01 | 11 | November | 19 | 314 | 0 | 0 | 0 | 0 | 0 | 3.2011 | 2.3293 | 0 | 5.5304
7533 | 2018-11-10 20:01 | 11 | November | 20 | 314 | 0 | 0 | 0 | 0 | 0 | 2.7438 | 2.2487 | 0 | 4.9925
7534 | 2018-11-10 21:01 | 11 | November | 21 | 314 | 0 | 0 | 0 | 0 | 0 | 2.336 | 2.3909 | 0 | 4.7268
7535 | 2018-11-10 22:01 | 11 | November | 22 | 314 | 0 | 0 | 0 | 0 | 0 | 1.8279 | 2.7115 | 0 | 4.5394
7536 | 2018-11-10 23:01 | 11 | November | 23 | 314 | 0 | 0 | 0 | 0 | 0 | 1.3563 | 2.7285 | 0 | 4.0848
7537 | 2018-11-11 00:01 | 11 | November | 0 | 315 | 0 | 0 | 0 | 0 | 0 | 1.1016 | 2.8243 | 0 | 3.9259
7538 | 2018-11-11 01:01 | 11 | November | 1 | 315 | 0 | 0 | 0 | 0 | 0 | 1.0416 | 2.8235 | 0 | 3.8651
7539 | 2018-11-11 02:01 | 11 | November | 2 | 315 | 0 | 0 | 0 | 0 | 0 | 1.024 | 2.8289 | 0 | 3.8529
7540 | 2018-11-11 03:01 | 11 | November | 3 | 315 | 0 | 0 | 0 | 0 | 0 | 1.0345 | 2.8259 | 0 | 3.8604
7541 | 2018-11-11 04:01 | 11 | November | 4 | 315 | 0 | 0 | 0 | 0 | 0 | 1.1645 | 2.7868 | 0 | 3.9514
7542 | 2018-11-11 05:01 | 11 | November | 5 | 315 | 0 | 0 | 0 | 0 | 0 | 1.8896 | 2.5688 | 0 | 4.4584
7543 | 2018-11-11 06:01 | 11 | November | 6 | 315 | 0 | 0 | 0 | 0 | 0 | 2.5495 | 2.2965 | 0 | 4.846
7544 | 2018-11-11 07:01 | 11 | November | 7 | 315 | 0.087005 | 0.087005 | 0.087005 | 0 | 0 | 2.5313 | 2.2963 | 0 | 4.8276
7545 | 2018-11-11 08:01 | 11 | November | 8 | 315 | 0.60904 | 0.60904 | 0.60904 | 0 | 0 | 1.8364 | 2.5288 | 0 | 4.3653
7546 | 2018-11-11 09:01 | 11 | November | 9 | 315 | 1.0441 | 1.0441 | 1.0441 | 0 | 0 | 1.2844 | 3.0278 | 0 | 4.3121
7547 | 2018-11-11 10:01 | 11 | November | 10 | 315 | 1.2181 | 1.2181 | 1.2181 | 0 | 0 | 1.1456 | 2.9591 | 0 | 4.1047
7548 | 2018-11-11 11:01 | 11 | November | 11 | 315 | 1.1746 | 1.1746 | 1.1746 | 0 | 0 | 1.3968 | 3.1625 | 0 | 4.5593
7549 | 2018-11-11 12:01 | 11 | November | 12 | 315 | 1.3051 | 1.3051 | 1.3051 | 0 | 0 | 1.2457 | 3.1062 | 0 | 4.3519
7550 | 2018-11-11 13:01 | 11 | November | 13 | 315 | 1.1311 | 1.1311 | 1.1311 | 0 | 0 | 1.1827 | 3.0355 | 0 | 4.2182
7551 | 2018-11-11 14:01 | 11 | November | 14 | 315 | 0.69604 | 0.69604 | 0.69604 | 0 | 0 | 1.4411 | 2.8713 | 0 | 4.3124
7552 | 2018-11-11 15:01 | 11 | November | 15 | 315 | 0.17401 | 0.17401 | 0.17401 | 0 | 0 | 1.9698 | 2.7896 | 0 | 4.7594
7553 | 2018-11-11 16:01 | 11 | November | 16 | 315 | 0 | 0 | 0 | 0 | 0 | 2.5369 | 2.8805 | 0 | 5.4175
7554 | 2018-11-11 17:01 | 11 | November | 17 | 315 | 0 | 0 | 0 | 0 | 0 | 3.1667 | 2.8552 | 0 | 6.022
7555 | 2018-11-11 18:01 | 11 | November | 18 | 315 | 0 | 0 | 0 | 0 | 0 | 3.517 | 2.5671 | 0 | 6.0842
7556 | 2018-11-11 19:01 | 11 | November | 19 | 315 | 0 | 0 | 0 | 0 | 0 | 3.2011 | 2.2806 | 0 | 5.4817
7557 | 2018-11-11 20:01 | 11 | November | 20 | 315 | 0 | 0 | 0 | 0 | 0 | 2.7438 | 2.6804 | 0 | 5.4242
7558 | 2018-11-11 21:01 | 11 | November | 21 | 315 | 0 | 0 | 0 | 0 | 0 | 2.336 | 2.226 | 0 | 4.562
7559 | 2018-11-11 22:01 | 11 | November | 22 | 315 | 0 | 0 | 0 | 0 | 0 | 1.8279 | 2.5069 | 0 | 4.3348
7560 | 2018-11-11 23:01 | 11 | November | 23 | 315 | 0 | 0 | 0 | 0 | 0 | 1.3563 | 2.5038 | 0 | 3.8601
7561 | 2018-11-12 00:01 | 11 | November | 0 | 316 | 0 | 0 | 0 | 0 | 0 | 1.1016 | 2.5992 | 0 | 3.7008
7562 | 2018-11-12 01:01 | 11 | November | 1 | 316 | 0 | 0 | 0 | 0 | 0 | 1.0416 | 2.6363 | 0 | 3.6779
7563 | 2018-11-12 02:01 | 11 | November | 2 | 316 | 0 | 0 | 0 | 0 | 0 | 1.024 | 2.7471 | 0 | 3.7711
7564 | 2018-11-12 03:01 | 11 | November | 3 | 316 | 0 | 0 | 0 | 0 | 0 | 1.0345 | 2.744 | 0 | 3.7785
7565 | 2018-11-12 04:01 | 11 | November | 4 | 316 | 0 | 0 | 0 | 0 | 0 | 1.1645 | 3.0164 | 0 | 4.1809
7566 | 2018-11-12 05:01 | 11 | November | 5 | 316 | 0 | 0 | 0 | 0 | 0 | 1.8896 | 3.1244 | 0 | 5.0139
7567 | 2018-11-12 06:01 | 11 | November | 6 | 316 | 0 | 0 | 0 | 0 | 0 | 2.5495 | 3.5085 | 0 | 6.058
7568 | 2018-11-12 07:01 | 11 | November | 7 | 316 | 0.087005 | 0.087005 | 0.087005 | 0 | 0 | 2.5313 | 3.3278 | 0 | 5.8591
7569 | 2018-11-12 08:01 | 11 | November | 8 | 316 | 0.34802 | 0.34802 | 0.34802 | 0 | 0 | 3.1398 | 3.5093 | 0 | 6.6491
7570 | 2018-11-12 09:01 | 11 | November | 9 | 316 | 0.60904 | 0.60904 | 0.60904 | 0 | 0 | 3.3398 | 3.1381 | 0 | 6.4779
7571 | 2018-11-12 10:01 | 11 | November | 10 | 316 | 0.87005 | 0.87005 | 0.87005 | 0 | 0 | 3.114 | 2.9129 | 0 | 6.0269
7572 | 2018-11-12 11:01 | 11 | November | 11 | 316 | 0.87005 | 0.87005 | 0.87005 | 0 | 0 | 3.3217 | 3.1227 | 0 | 6.4445
7573 | 2018-11-12 12:01 | 11 | November | 12 | 316 | 0.78305 | 0.78305 | 0.78305 | 0 | 0 | 3.3882 | 3.4689 | 0 | 6.8571
7574 | 2018-11-12 13:01 | 11 | November | 13 | 316 | 0.78305 | 0.78305 | 0.78305 | 0 | 0 | 3.1511 | 3.0701 | 0 | 6.2212
7575 | 2018-11-12 14:01 | 11 | November | 14 | 316 | 0.43503 | 0.43503 | 0.43503 | 0 | 0 | 3.3225 | 2.8105 | 0 | 6.133
7576 | 2018-11-12 15:01 | 11 | November | 15 | 316 | 0.17401 | 0.17401 | 0.17401 | 0 | 0 | 3.5902 | 2.9101 | 0 | 6.5004
7577 | 2018-11-12 16:01 | 11 | November | 16 | 316 | 0 | 0 | 0 | 0 | 0 | 6.0146 | 3.1695 | 0 | 9.1841
7578 | 2018-11-12 17:01 | 11 | November | 17 | 316 | 0 | 0 | 0 | 0 | 0 | 4.3228 | 2.8301 | 0 | 7.1529
7579 | 2018-11-12 18:01 | 11 | November | 18 | 316 | 0 | 0 | 0 | 0 | 0 | 4.0951 | 2.3606 | 0 | 6.4557
7580 | 2018-11-12 19:01 | 11 | November | 19 | 316 | 0 | 0 | 0 | 0 | 0 | 3.2011 | 2.1664 | 0 | 5.3675
7581 | 2018-11-12 20:01 | 11 | November | 20 | 316 | 0 | 0 | 0 | 0 | 0 | 2.7438 | 2.2885 | 0 | 5.0323
7582 | 2018-11-12 21:01 | 11 | November | 21 | 316 | 0 | 0 | 0 | 0 | 0 | 2.336 | 2.0991 | 0 | 4.4351
7583 | 2018-11-12 22:01 | 11 | November | 22 | 316 | 0 | 0 | 0 | 0 | 0 | 1.8279 | 2.53 | 0 | 4.3579
7584 | 2018-11-12 23:01 | 11 | November | 23 | 316 | 0 | 0 | 0 | 0 | 0 | 1.3563 | 2.431 | 0 | 3.7873
7585 | 2018-11-13 00:01 | 11 | November | 0 | 317 | 0 | 0 | 0 | 0 | 0 | 1.2657 | 2.534 | 0 | 3.7997
7586 | 2018-11-13 01:01 | 11 | November | 1 | 317 | 0 | 0 | 0 | 0 | 0 | 1.0844 | 2.7209 | 0 | 3.8053
7587 | 2018-11-13 02:01 | 11 | November | 2 | 317 | 0 | 0 | 0 | 0 | 0 | 1.0441 | 2.9523 | 0 | 3.9964
7588 | 2018-11-13 03:01 | 11 | November | 3 | 317 | 0 | 0 | 0 | 0 | 0 | 1.0236 | 2.9964 | 0 | 4.02
7589 | 2018-11-13 04:01 | 11 | November | 4 | 317 | 0 | 0 | 0 | 0 | 0 | 1.0504 | 3.3756 | 0 | 4.426
7590 | 2018-11-13 05:01 | 11 | November | 5 | 317 | 0 | 0 | 0 | 0 | 0 | 1.269 | 3.6734 | 0 | 4.9424
7591 | 2018-11-13 06:01 | 11 | November | 6 | 317 | 0 | 0 | 0 | 0 | 0 | 1.7532 | 4.1493 | 0 | 5.9025
7592 | 2018-11-13 07:01 | 11 | November | 7 | 317 | 0.087005 | 0.087005 | 0.087005 | 0 | 0 | 2.2997 | 3.7773 | 0 | 6.077
7593 | 2018-11-13 08:01 | 11 | November | 8 | 317 | 0.34802 | 0.34802 | 0.34802 | 0 | 0 | 3.4503 | 3.4675 | 0 | 6.9178
7594 | 2018-11-13 09:01 | 11 | November | 9 | 317 | 0.60904 | 0.60904 | 0.60904 | 0 | 0 | 3.8705 | 2.7321 | 0 | 6.6027
7595 | 2018-11-13 10:01 | 11 | November | 10 | 317 | 0.87005 | 0.87005 | 0.87005 | 0 | 0 | 3.7295 | 2.5045 | 0 | 6.2341
7596 | 2018-11-13 11:01 | 11 | November | 11 | 317 | 0.87005 | 0.87005 | 0.87005 | 0 | 0 | 3.9242 | 2.7014 | 0 | 6.6256
7597 | 2018-11-13 12:01 | 11 | November | 12 | 317 | 0.87005 | 0.87005 | 0.87005 | 0 | 0 | 3.9112 | 2.8472 | 0 | 6.7584
7598 | 2018-11-13 13:01 | 11 | November | 13 | 317 | 0.69604 | 0.69604 | 0.69604 | 0 | 0 | 3.8775 | 2.7307 | 0 | 6.6083
7599 | 2018-11-13 14:01 | 11 | November | 14 | 317 | 0.34802 | 0.34802 | 0.34802 | 0 | 0 | 4.0632 | 2.7227 | 0 | 6.7859
7600 | 2018-11-13 15:01 | 11 | November | 15 | 317 | 0.17401 | 0.17401 | 0.17401 | 0 | 0 | 4.2535 | 3.0597 | 0 | 7.3132
7601 | 2018-11-13 16:01 | 11 | November | 16 | 317 | 0 | 0 | 0 | 0 | 0 | 6.8848 | 3.2964 | 0 | 10.1811
7602 | 2018-11-13 17:01 | 11 | November | 17 | 317 | 0 | 0 | 0 | 0 | 0 | 5.0482 | 3.0203 | 0 | 8.0685
7603 | 2018-11-13 18:01 | 11 | November | 18 | 317 | 0 | 0 | 0 | 0 | 0 | 4.4824 | 2.6909 | 0 | 7.1733
7604 | 2018-11-13 19:01 | 11 | November | 19 | 317 | 0 | 0 | 0 | 0 | 0 | 3.2636 | 2.6113 | 0 | 5.875
7605 | 2018-11-13 20:01 | 11 | November | 20 | 317 | 0 | 0 | 0 | 0 | 0 | 2.6284 | 2.7657 | 0 | 5.3941
7606 | 2018-11-13 21:01 | 11 | November | 21 | 317 | 0 | 0 | 0 | 0 | 0 | 2.4337 | 2.5315 | 0 | 4.9652
7607 | 2018-11-13 22:01 | 11 | November | 22 | 317 | 0 | 0 | 0 | 0 | 0 | 2.122 | 2.8076 | 0 | 4.9296
7608 | 2018-11-13 23:01 | 11 | November | 23 | 317 | 0 | 0 | 0 | 0 | 0 | 1.5031 | 2.9029 | 0 | 4.4061
7609 | 2018-11-14 00:01 | 11 | November | 0 | 318 | 0 | 0 | 0 | 0 | 0 | 1.6898 | 2.8478 | 0 | 4.5377
7610 | 2018-11-14 01:01 | 11 | November | 1 | 318 | 0 | 0 | 0 | 0 | 0 | 1.3223 | 2.9567 | 0 | 4.279
7611 | 2018-11-14 02:01 | 11 | November | 2 | 318 | 0 | 0 | 0 | 0 | 0 | 1.1343 | 3.1558 | 0 | 4.2901
7612 | 2018-11-14 03:01 | 11 | November | 3 | 318 | 0 | 0 | 0 | 0 | 0 | 1.0685 | 3.1754 | 0 | 4.2438
7613 | 2018-11-14 04:01 | 11 | November | 4 | 318 | 0 | 0 | 0 | 0 | 0 | 1.0278 | 3.5176 | 0 | 4.5454
7614 | 2018-11-14 05:01 | 11 | November | 5 | 318 | 0 | 0 | 0 | 0 | 0 | 1.0261 | 3.8429 | 0 | 4.869
7615 | 2018-11-14 06:01 | 11 | November | 6 | 318 | 0 | 0 | 0 | 0 | 0 | 1.0651 | 4.3947 | 0 | 5.4598
7616 | 2018-11-14 07:01 | 11 | November | 7 | 318 | 0.26102 | 0.26102 | 0.26102 | 0 | 0 | 0.95598 | 4.1909 | 0 | 5.1469
7617 | 2018-11-14 08:01 | 11 | November | 8 | 318 | 1.9576 | 1.9576 | 1.9576 | 0 | 0 | 0.94829 | 4.0854 | 0 | 5.0337
7618 | 2018-11-14 09:01 | 11 | November | 9 | 318 | 3.3932 | 3.3932 | 3.3932 | 0 | 0 | 0.92947 | 3.2928 | 0 | 4.2223
7619 | 2018-11-14 10:01 | 11 | November | 10 | 318 | 4.6113 | 4.6113 | 4.6113 | 0 | 0 | 0.31012 | 2.8207 | 0 | 3.1309
7620 | 2018-11-14 11:01 | 11 | November | 11 | 318 | 5.1768 | 5.1768 | 5.1768 | 0 | 0 | 0.22457 | 2.9752 | 0 | 3.1998
7621 | 2018-11-14 12:01 | 11 | November | 12 | 318 | 5.0898 | 5.0898 | 5.0898 | 0 | 0 | 0.37744 | 3.32 | 0 | 3.6974
7622 | 2018-11-14 13:01 | 11 | November | 13 | 318 | 4.3067 | 4.3067 | 4.3067 | 0 | 0 | 0.59534 | 1.5996 | 0 | 2.1949
7623 | 2018-11-14 14:01 | 11 | November | 14 | 318 | 3.0452 | 3.0452 | 3.0452 | 0 | 0 | 1.2376 | 1.2694 | 0 | 2.5071
7624 | 2018-11-14 15:01 | 11 | November | 15 | 318 | 1.3921 | 1.3921 | 1.3921 | 0 | 0 | 2.563 | 1.2694 | 0 | 3.8325
7625 | 2018-11-14 16:01 | 11 | November | 16 | 318 | 0 | 0 | 0 | 0 | 0 | 5.6462 | 1.5996 | 0 | 7.2458
7626 | 2018-11-14 17:01 | 11 | November | 17 | 318 | 0 | 0 | 0 | 0 | 0 | 3.6435 | 1.4654 | 0 | 5.109
7627 | 2018-11-14 18:01 | 11 | November | 18 | 318 | 0 | 0 | 0 | 0 | 0 | 3.5807 | 1.3201 | 0 | 4.9008
7628 | 2018-11-14 19:01 | 11 | November | 19 | 318 | 0 | 0 | 0 | 0 | 0 | 3.3362 | 1.0124 | 0 | 4.3486
7629 | 2018-11-14 20:01 | 11 | November | 20 | 318 | 0 | 0 | 0 | 0 | 0 | 3.0652 | 0.85001 | 0 | 3.9152
7630 | 2018-11-14 21:01 | 11 | November | 21 | 318 | 0 | 0 | 0 | 0 | 0 | 2.6523 | 1.8695 | 0 | 4.5218
7631 | 2018-11-14 22:01 | 11 | November | 22 | 318 | 0 | 0 | 0 | 0 | 0 | 2.3037 | 2.1704 | 0 | 4.474
7632 | 2018-11-14 23:01 | 11 | November | 23 | 318 | 0 | 0 | 0 | 0 | 0 | 1.3563 | 2.3421 | 0 | 3.6984
7633 | 2018-11-15 00:01 | 11 | November | 0 | 319 | 0 | 0 | 0 | 0 | 0 | 1.1016 | 2.4741 | 0 | 3.5757
7634 | 2018-11-15 01:01 | 11 | November | 1 | 319 | 0 | 0 | 0 | 0 | 0 | 1.0416 | 2.5488 | 0 | 3.5904
7635 | 2018-11-15 02:01 | 11 | November | 2 | 319 | 0 | 0 | 0 | 0 | 0 | 1.024 | 2.7543 | 0 | 3.7783
7636 | 2018-11-15 03:01 | 11 | November | 3 | 319 | 0 | 0 | 0 | 0 | 0 | 1.0345 | 2.7893 | 0 | 3.8238
7637 | 2018-11-15 04:01 | 11 | November | 4 | 319 | 0 | 0 | 0 | 0 | 0 | 1.1645 | 3.1003 | 0 | 4.2649
7638 | 2018-11-15 05:01 | 11 | November | 5 | 319 | 0 | 0 | 0 | 0 | 0 | 1.8896 | 3.2311 | 0 | 5.1207
7639 | 2018-11-15 06:01 | 11 | November | 6 | 319 | 0 | 0 | 0 | 0 | 0 | 2.5495 | 3.639 | 0 | 6.1886
7640 | 2018-11-15 07:01 | 11 | November | 7 | 319 | 0.17401 | 0.17401 | 0.17401 | 0 | 0 | 2.4443 | 3.4576 | 0 | 5.902
7641 | 2018-11-15 08:01 | 11 | November | 8 | 319 | 1.8271 | 1.8271 | 1.8271 | 0 | 0 | 1.6607 | 3.4006 | 0 | 5.0614
7642 | 2018-11-15 09:01 | 11 | November | 9 | 319 | 2.8712 | 2.8712 | 2.8712 | 0 | 0 | 1.0777 | 2.551 | 0 | 3.6286
7643 | 2018-11-15 10:01 | 11 | November | 10 | 319 | 2.4796 | 2.4796 | 2.4796 | 0 | 0 | 1.5044 | 2.0818 | 0 | 3.5863
7644 | 2018-11-15 11:01 | 11 | November | 11 | 319 | 5.3508 | 4.1918 | 5.3508 | 0 | 0 | 0 | 1.4179 | 0 | 1.4179
7645 | 2018-11-15 12:01 | 11 | November | 12 | 319 | 2.2621 | 2.2621 | 2.2621 | 0 | 0 | 1.9091 | 3.3017 | 0 | 5.2108
7646 | 2018-11-15 13:01 | 11 | November | 13 | 319 | 3.2627 | 3.2627 | 3.2627 | 0 | 0 | 0.67146 | 1.5996 | 0 | 2.271
7647 | 2018-11-15 14:01 | 11 | November | 14 | 319 | 0.69604 | 0.69604 | 0.69604 | 0 | 0 | 3.0615 | 1.2694 | 0 | 4.3309
7648 | 2018-11-15 15:01 | 11 | November | 15 | 319 | 0.087005 | 0.087005 | 0.087005 | 0 | 0 | 3.6772 | 1.2694 | 0 | 4.9467
7649 | 2018-11-15 16:01 | 11 | November | 16 | 319 | 0 | 0 | 0 | 0 | 0 | 6.0146 | 1.5996 | 0 | 7.6141
7650 | 2018-11-15 17:01 | 11 | November | 17 | 319 | 0 | 0 | 0 | 0 | 0 | 4.3228 | 1.4654 | 0 | 5.7883
7651 | 2018-11-15 18:01 | 11 | November | 18 | 319 | 0 | 0 | 0 | 0 | 0 | 4.0951 | 1.3201 | 0 | 5.4152
7652 | 2018-11-15 19:01 | 11 | November | 19 | 319 | 0 | 0 | 0 | 0 | 0 | 3.2011 | 1.0124 | 0 | 4.2135
7653 | 2018-11-15 20:01 | 11 | November | 20 | 319 | 0 | 0 | 0 | 0 | 0 | 2.7438 | 0.85001 | 0 | 3.5938
7654 | 2018-11-15 21:01 | 11 | November | 21 | 319 | 0 | 0 | 0 | 0 | 0 | 2.336 | 0.51988 | 0 | 2.8559
7655 | 2018-11-15 22:01 | 11 | November | 22 | 319 | 0 | 0 | 0 | 0 | 0 | 1.8279 | 1.9649 | 0 | 3.7928
7656 | 2018-11-15 23:01 | 11 | November | 23 | 319 | 0 | 0 | 0 | 0 | 0 | 1.3563 | 2.2122 | 0 | 3.5685
7657 | 2018-11-16 00:01 | 11 | November | 0 | 320 | 0 | 0 | 0 | 0 | 0 | 1.1016 | 2.3248 | 0 | 3.4264
7658 | 2018-11-16 01:01 | 11 | November | 1 | 320 | 0 | 0 | 0 | 0 | 0 | 1.0416 | 2.3804 | 0 | 3.422
7659 | 2018-11-16 02:01 | 11 | November | 2 | 320 | 0 | 0 | 0 | 0 | 0 | 1.024 | 2.567 | 0 | 3.5909
7660 | 2018-11-16 03:01 | 11 | November | 3 | 320 | 0 | 0 | 0 | 0 | 0 | 1.0345 | 2.583 | 0 | 3.6174
7661 | 2018-11-16 04:01 | 11 | November | 4 | 320 | 0 | 0 | 0 | 0 | 0 | 1.1645 | 2.8752 | 0 | 4.0397
7662 | 2018-11-16 05:01 | 11 | November | 5 | 320 | 0 | 0 | 0 | 0 | 0 | 1.8896 | 3.0073 | 0 | 4.8968
7663 | 2018-11-16 06:01 | 11 | November | 6 | 320 | 0 | 0 | 0 | 0 | 0 | 2.5495 | 3.3978 | 0 | 5.9473
7664 | 2018-11-16 07:01 | 11 | November | 7 | 320 | 0 | 0 | 0 | 0 | 0 | 2.6183 | 3.205 | 0 | 5.8234
7665 | 2018-11-16 08:01 | 11 | November | 8 | 320 | 0.26102 | 0.26102 | 0.26102 | 0 | 0 | 3.2268 | 2.9949 | 0 | 6.2217
7666 | 2018-11-16 09:01 | 11 | November | 9 | 320 | 0.52203 | 0.52203 | 0.52203 | 0 | 0 | 3.4268 | 2.1942 | 0 | 5.621
7667 | 2018-11-16 10:01 | 11 | November | 10 | 320 | 0.69604 | 0.69604 | 0.69604 | 0 | 0 | 3.288 | 1.6509 | 0 | 4.939
7668 | 2018-11-16 11:01 | 11 | November | 11 | 320 | 0.69604 | 0.69604 | 0.69604 | 0 | 0 | 3.4957 | 2.054 | 0 | 5.5497
7669 | 2018-11-16 12:01 | 11 | November | 12 | 320 | 0.69604 | 0.69604 | 0.69604 | 0 | 0 | 3.4752 | 2.5168 | 0 | 5.992
7670 | 2018-11-16 13:01 | 11 | November | 13 | 320 | 0.60904 | 0.60904 | 0.60904 | 0 | 0 | 3.3251 | 2.4151 | 0 | 5.7403
7671 | 2018-11-16 14:01 | 11 | November | 14 | 320 | 0.34802 | 0.34802 | 0.34802 | 0 | 0 | 3.4095 | 2.3229 | 0 | 5.7324
7672 | 2018-11-16 15:01 | 11 | November | 15 | 320 | 0.087005 | 0.087005 | 0.087005 | 0 | 0 | 3.6772 | 2.4565 | 0 | 6.1337
7673 | 2018-11-16 16:01 | 11 | November | 16 | 320 | 0 | 0 | 0 | 0 | 0 | 6.0146 | 2.8869 | 0 | 8.9015
7674 | 2018-11-16 17:01 | 11 | November | 17 | 320 | 0 | 0 | 0 | 0 | 0 | 4.3228 | 2.5907 | 0 | 6.9135
7675 | 2018-11-16 18:01 | 11 | November | 18 | 320 | 0 | 0 | 0 | 0 | 0 | 4.0951 | 2.1668 | 0 | 6.2619
7676 | 2018-11-16 19:01 | 11 | November | 19 | 320 | 0 | 0 | 0 | 0 | 0 | 3.2011 | 2.0083 | 0 | 5.2094
7677 | 2018-11-16 20:01 | 11 | November | 20 | 320 | 0 | 0 | 0 | 0 | 0 | 2.7438 | 2.1626 | 0 | 4.9064
7678 | 2018-11-16 21:01 | 11 | November | 21 | 320 | 0 | 0 | 0 | 0 | 0 | 2.336 | 1.9703 | 0 | 4.3063
7679 | 2018-11-16 22:01 | 11 | November | 22 | 320 | 0 | 0 | 0 | 0 | 0 | 1.8279 | 2.3183 | 0 | 4.1462
7680 | 2018-11-16 23:01 | 11 | November | 23 | 320 | 0 | 0 | 0 | 0 | 0 | 1.3563 | 2.367 | 0 | 3.7233
7681 | 2018-11-17 00:01 | 11 | November | 0 | 321 | 0 | 0 | 0 | 0 | 0 | 1.1016 | 2.574 | 0 | 3.6756
7682 | 2018-11-17 01:01 | 11 | November | 1 | 321 | 0 | 0 | 0 | 0 | 0 | 1.0416 | 2.7243 | 0 | 3.766
7683 | 2018-11-17 02:01 | 11 | November | 2 | 321 | 0 | 0 | 0 | 0 | 0 | 1.024 | 2.8814 | 0 | 3.9054
7684 | 2018-11-17 03:01 | 11 | November | 3 | 321 | 0 | 0 | 0 | 0 | 0 | 1.0345 | 2.9543 | 0 | 3.9888
7685 | 2018-11-17 04:01 | 11 | November | 4 | 321 | 0 | 0 | 0 | 0 | 0 | 1.1645 | 2.9926 | 0 | 4.1571
7686 | 2018-11-17 05:01 | 11 | November | 5 | 321 | 0 | 0 | 0 | 0 | 0 | 1.8896 | 2.9825 | 0 | 4.8721
7687 | 2018-11-17 06:01 | 11 | November | 6 | 321 | 0 | 0 | 0 | 0 | 0 | 2.5495 | 3.1068 | 0 | 5.6563
7688 | 2018-11-17 07:01 | 11 | November | 7 | 321 | 0 | 0 | 0 | 0 | 0 | 2.6183 | 3.3085 | 0 | 5.9269
7689 | 2018-11-17 08:01 | 11 | November | 8 | 321 | 0.82655 | 0.82655 | 0.82655 | 0 | 0 | 1.6189 | 3.1801 | 0 | 4.799
7690 | 2018-11-17 09:01 | 11 | November | 9 | 321 | 0.26102 | 0.26102 | 0.26102 | 0 | 0 | 2.0674 | 2.7657 | 0 | 4.8331
7691 | 2018-11-17 10:01 | 11 | November | 10 | 321 | 2.1316 | 2.1316 | 2.1316 | 0 | 0 | 0.23204 | 2.4417 | 0 | 2.6738
7692 | 2018-11-17 11:01 | 11 | November | 11 | 321 | 2.6972 | 2.5713 | 2.6972 | 0 | 0 | 0 | 2.5628 | 0 | 2.5628
7693 | 2018-11-17 12:01 | 11 | November | 12 | 321 | 2.6102 | 2.5508 | 2.6102 | 0 | 0 | 0 | 2.698 | 0 | 2.698
7694 | 2018-11-17 13:01 | 11 | November | 13 | 321 | 4.0892 | 2.3137 | 4.0892 | 0 | 0 | 0 | 1.1391 | 0 | 1.1391
7695 | 2018-11-17 14:01 | 11 | November | 14 | 321 | 2.6102 | 2.1371 | 2.6102 | 0 | 0 | 0 | 2.5478 | 0 | 2.5478
7696 | 2018-11-17 15:01 | 11 | November | 15 | 321 | 0.34802 | 0.34802 | 0.34802 | 0 | 0 | 1.7958 | 3.2919 | 0 | 5.0877
7697 | 2018-11-17 16:01 | 11 | November | 16 | 321 | 0 | 0 | 0 | 0 | 0 | 2.5369 | 3.9465 | 0 | 6.4834
7698 | 2018-11-17 17:01 | 11 | November | 17 | 321 | 0 | 0 | 0 | 0 | 0 | 3.1667 | 3.4746 | 0 | 6.6413
7699 | 2018-11-17 18:01 | 11 | November | 18 | 321 | 0 | 0 | 0 | 0 | 0 | 3.517 | 2.7677 | 0 | 6.2847
7700 | 2018-11-17 19:01 | 11 | November | 19 | 321 | 0 | 0 | 0 | 0 | 0 | 3.2011 | 2.8974 | 0 | 6.0985
7701 | 2018-11-17 20:01 | 11 | November | 20 | 321 | 0 | 0 | 0 | 0 | 0 | 2.7438 | 2.8825 | 0 | 5.6263
7702 | 2018-11-17 21:01 | 11 | November | 21 | 321 | 0 | 0 | 0 | 0 | 0 | 2.336 | 3.0766 | 0 | 5.4126
7703 | 2018-11-17 22:01 | 11 | November | 22 | 321 | 0 | 0 | 0 | 0 | 0 | 1.8279 | 3.4419 | 0 | 5.2698
7704 | 2018-11-17 23:01 | 11 | November | 23 | 321 | 0 | 0 | 0 | 0 | 0 | 1.3563 | 3.5275 | 0 | 4.8838
7705 | 2018-11-18 00:01 | 11 | November | 0 | 322 | 0 | 0 | 0 | 0 | 0 | 1.1016 | 3.6392 | 0 | 4.7408
7706 | 2018-11-18 01:01 | 11 | November | 1 | 322 | 0 | 0 | 0 | 0 | 0 | 1.0416 | 3.7135 | 0 | 4.7551
7707 | 2018-11-18 02:01 | 11 | November | 2 | 322 | 0 | 0 | 0 | 0 | 0 | 1.024 | 3.7567 | 0 | 4.7807
7708 | 2018-11-18 03:01 | 11 | November | 3 | 322 | 0 | 0 | 0 | 0 | 0 | 1.0345 | 3.7727 | 0 | 4.8072
7709 | 2018-11-18 04:01 | 11 | November | 4 | 322 | 0 | 0 | 0 | 0 | 0 | 1.1645 | 3.7542 | 0 | 4.9188
7710 | 2018-11-18 05:01 | 11 | November | 5 | 322 | 0 | 0 | 0 | 0 | 0 | 1.8896 | 3.5641 | 0 | 5.4536
7711 | 2018-11-18 06:01 | 11 | November | 6 | 322 | 0 | 0 | 0 | 0 | 0 | 2.5495 | 3.3218 | 0 | 5.8713
7712 | 2018-11-18 07:01 | 11 | November | 7 | 322 | 0 | 0 | 0 | 0 | 0 | 2.6183 | 3.252 | 0 | 5.8703
7713 | 2018-11-18 08:01 | 11 | November | 8 | 322 | 0.69604 | 0.69604 | 0.69604 | 0 | 0 | 1.7494 | 2.6202 | 0 | 4.3696
7714 | 2018-11-18 09:01 | 11 | November | 9 | 322 | 1.4791 | 1.4791 | 1.4791 | 0 | 0 | 0.84933 | 1.7719 | 0 | 2.6212
7715 | 2018-11-18 10:01 | 11 | November | 10 | 322 | 2.0881 | 2.0881 | 2.0881 | 0 | 0 | 0.27554 | 1.5989 | 0 | 1.8744
7716 | 2018-11-18 11:01 | 11 | November | 11 | 322 | 2.1751 | 2.1751 | 2.1751 | 0 | 0 | 0.39622 | 1.8409 | 0 | 2.2371
7717 | 2018-11-18 12:01 | 11 | November | 12 | 322 | 2.0881 | 2.0881 | 2.0881 | 0 | 0 | 0.46267 | 1.4994 | 0 | 1.9621
7718 | 2018-11-18 13:01 | 11 | November | 13 | 322 | 2.0011 | 2.0011 | 2.0011 | 0 | 0 | 0.31262 | 1.3371 | 0 | 1.6497
7719 | 2018-11-18 14:01 | 11 | November | 14 | 322 | 1.3051 | 1.3051 | 1.3051 | 0 | 0 | 0.83202 | 1.0124 | 0 | 1.8444
7720 | 2018-11-18 15:01 | 11 | November | 15 | 322 | 0.60904 | 0.60904 | 0.60904 | 0 | 0 | 1.5348 | 0.85001 | 0 | 2.3848
7721 | 2018-11-18 16:01 | 11 | November | 16 | 322 | 0 | 0 | 0 | 0 | 0 | 2.5369 | 1.0124 | 0 | 3.5493
7722 | 2018-11-18 17:01 | 11 | November | 17 | 322 | 0 | 0 | 0 | 0 | 0 | 3.1667 | 2.708 | 0 | 5.8747
7723 | 2018-11-18 18:01 | 11 | November | 18 | 322 | 0 | 0 | 0 | 0 | 0 | 3.517 | 2.8918 | 0 | 6.4088
7724 | 2018-11-18 19:01 | 11 | November | 19 | 322 | 0 | 0 | 0 | 0 | 0 | 3.2011 | 2.7722 | 0 | 5.9733
7725 | 2018-11-18 20:01 | 11 | November | 20 | 322 | 0 | 0 | 0 | 0 | 0 | 2.7438 | 3.105 | 0 | 5.8488
7726 | 2018-11-18 21:01 | 11 | November | 21 | 322 | 0 | 0 | 0 | 0 | 0 | 2.336 | 3.0062 | 0 | 5.3422
7727 | 2018-11-18 22:01 | 11 | November | 22 | 322 | 0 | 0 | 0 | 0 | 0 | 1.8279 | 3.3888 | 0 | 5.2167
7728 | 2018-11-18 23:01 | 11 | November | 23 | 322 | 0 | 0 | 0 | 0 | 0 | 1.3563 | 3.5114 | 0 | 4.8676
7729 | 2018-11-19 00:01 | 11 | November | 0 | 323 | 0 | 0 | 0 | 0 | 0 | 1.1016 | 3.6985 | 0 | 4.8001
7730 | 2018-11-19 01:01 | 11 | November | 1 | 323 | 0 | 0 | 0 | 0 | 0 | 1.0416 | 3.8677 | 0 | 4.9093
7731 | 2018-11-19 02:01 | 11 | November | 2 | 323 | 0 | 0 | 0 | 0 | 0 | 1.024 | 4.168 | 0 | 5.192
7732 | 2018-11-19 03:01 | 11 | November | 3 | 323 | 0 | 0 | 0 | 0 | 0 | 1.0345 | 4.241 | 0 | 5.2755
7733 | 2018-11-19 04:01 | 11 | November | 4 | 323 | 0 | 0 | 0 | 0 | 0 | 1.1645 | 4.6098 | 0 | 5.7744
7734 | 2018-11-19 05:01 | 11 | November | 5 | 323 | 0 | 0 | 0 | 0 | 0 | 1.8896 | 4.7835 | 0 | 6.6731
7735 | 2018-11-19 06:01 | 11 | November | 6 | 323 | 0 | 0 | 0 | 0 | 0 | 2.5495 | 5.2355 | 0 | 7.7851
7736 | 2018-11-19 07:01 | 11 | November | 7 | 323 | 0.17401 | 0.17401 | 0.17401 | 0 | 0 | 2.4443 | 5.1011 | 0 | 7.5454
7737 | 2018-11-19 08:01 | 11 | November | 8 | 323 | 1.4356 | 1.4356 | 1.4356 | 0 | 0 | 2.0523 | 4.7075 | 0 | 6.7597
7738 | 2018-11-19 09:01 | 11 | November | 9 | 323 | 2.5231 | 2.5231 | 2.5231 | 0 | 0 | 1.4257 | 4.1263 | 0 | 5.5519
7739 | 2018-11-19 10:01 | 11 | November | 10 | 323 | 3.0887 | 3.0887 | 3.0887 | 0 | 0 | 0.8954 | 4.067 | 0 | 4.9624
7740 | 2018-11-19 11:01 | 11 | November | 11 | 323 | 6.2644 | 4.1918 | 6.2644 | 0 | 0 | 0 | 1.502 | 0 | 1.502
7741 | 2018-11-19 12:01 | 11 | November | 12 | 323 | 3.2627 | 3.2627 | 3.2627 | 0 | 0 | 0.90852 | 4.3287 | 0 | 5.2372
7742 | 2018-11-19 13:01 | 11 | November | 13 | 323 | 2.2621 | 2.2621 | 2.2621 | 0 | 0 | 1.672 | 4.3817 | 0 | 6.0537
7743 | 2018-11-19 14:01 | 11 | November | 14 | 323 | 1.7836 | 1.7836 | 1.7836 | 0 | 0 | 1.9739 | 4.5383 | 0 | 6.5122
7744 | 2018-11-19 15:01 | 11 | November | 15 | 323 | 0.43503 | 0.43503 | 0.43503 | 0 | 0 | 3.3292 | 4.4703 | 0 | 7.7995
7745 | 2018-11-19 16:01 | 11 | November | 16 | 323 | 0 | 0 | 0 | 0 | 0 | 6.0146 | 4.9896 | 0 | 11.0042
7746 | 2018-11-19 17:01 | 11 | November | 17 | 323 | 0 | 0 | 0 | 0 | 0 | 4.3228 | 4.6403 | 0 | 8.9631
7747 | 2018-11-19 18:01 | 11 | November | 18 | 323 | 0 | 0 | 0 | 0 | 0 | 4.0951 | 4.1838 | 0 | 8.2789
7748 | 2018-11-19 19:01 | 11 | November | 19 | 323 | 0 | 0 | 0 | 0 | 0 | 3.2011 | 3.9478 | 0 | 7.149
7749 | 2018-11-19 20:01 | 11 | November | 20 | 323 | 0 | 0 | 0 | 0 | 0 | 2.7438 | 4.0221 | 0 | 6.7658
7750 | 2018-11-19 21:01 | 11 | November | 21 | 323 | 0 | 0 | 0 | 0 | 0 | 2.336 | 3.8088 | 0 | 6.1447
7751 | 2018-11-19 22:01 | 11 | November | 22 | 323 | 0 | 0 | 0 | 0 | 0 | 1.8279 | 4.0948 | 0 | 5.9227
7752 | 2018-11-19 23:01 | 11 | November | 23 | 323 | 0 | 0 | 0 | 0 | 0 | 1.3563 | 4.0835 | 0 | 5.4398
7753 | 2018-11-20 00:01 | 11 | November | 0 | 324 | 0 | 0 | 0 | 0 | 0 | 1.2657 | 4.0716 | 0 | 5.3372
7754 | 2018-11-20 01:01 | 11 | November | 1 | 324 | 0 | 0 | 0 | 0 | 0 | 1.0844 | 4.0475 | 0 | 5.1319
7755 | 2018-11-20 02:01 | 11 | November | 2 | 324 | 0 | 0 | 0 | 0 | 0 | 1.0441 | 4.1645 | 0 | 5.2087
7756 | 2018-11-20 03:01 | 11 | November | 3 | 324 | 0 | 0 | 0 | 0 | 0 | 1.0236 | 4.1326 | 0 | 5.1561
7757 | 2018-11-20 04:01 | 11 | November | 4 | 324 | 0 | 0 | 0 | 0 | 0 | 1.0504 | 4.4172 | 0 | 5.4676
7758 | 2018-11-20 05:01 | 11 | November | 5 | 324 | 0 | 0 | 0 | 0 | 0 | 1.269 | 4.6606 | 0 | 5.9296
7759 | 2018-11-20 06:01 | 11 | November | 6 | 324 | 0 | 0 | 0 | 0 | 0 | 1.7532 | 5.0693 | 0 | 6.8225
7760 | 2018-11-20 07:01 | 11 | November | 7 | 324 | 0 | 0 | 0 | 0 | 0 | 2.3867 | 4.5876 | 0 | 6.9743
7761 | 2018-11-20 08:01 | 11 | November | 8 | 324 | 0.34802 | 0.34802 | 0.34802 | 0 | 0 | 3.4503 | 3.6904 | 0 | 7.1407
7762 | 2018-11-20 09:01 | 11 | November | 9 | 324 | 1.3921 | 1.3921 | 1.3921 | 0 | 0 | 3.0875 | 3.3821 | 0 | 6.4696
7763 | 2018-11-20 10:01 | 11 | November | 10 | 324 | 1.9141 | 1.9141 | 1.9141 | 0 | 0 | 2.6855 | 2.9647 | 0 | 5.6501
7764 | 2018-11-20 11:01 | 11 | November | 11 | 324 | 2.1751 | 2.1751 | 2.1751 | 0 | 0 | 2.6191 | 2.957 | 0 | 5.5762
7765 | 2018-11-20 12:01 | 11 | November | 12 | 324 | 4.0892 | 4.0892 | 4.0892 | 0 | 0 | 0.69202 | 2.7318 | 0 | 3.4239
7766 | 2018-11-20 13:01 | 11 | November | 13 | 324 | 2.9582 | 2.9582 | 2.9582 | 0 | 0 | 1.6154 | 2.1988 | 0 | 3.8142
7767 | 2018-11-20 14:01 | 11 | November | 14 | 324 | 1.0441 | 1.0441 | 1.0441 | 0 | 0 | 3.3671 | 1.4743 | 0 | 4.8415
7768 | 2018-11-20 15:01 | 11 | November | 15 | 324 | 0.52203 | 0.52203 | 0.52203 | 0 | 0 | 3.9055 | 1.4448 | 0 | 5.3504
7769 | 2018-11-20 16:01 | 11 | November | 16 | 324 | 0 | 0 | 0 | 0 | 0 | 6.8848 | 3.5134 | 0 | 10.3981
7770 | 2018-11-20 17:01 | 11 | November | 17 | 324 | 0 | 0 | 0 | 0 | 0 | 5.0482 | 3.2445 | 0 | 8.2927
7771 | 2018-11-20 18:01 | 11 | November | 18 | 324 | 0 | 0 | 0 | 0 | 0 | 4.4824 | 2.943 | 0 | 7.4254
7772 | 2018-11-20 19:01 | 11 | November | 19 | 324 | 0 | 0 | 0 | 0 | 0 | 3.2636 | 2.8558 | 0 | 6.1194
7773 | 2018-11-20 20:01 | 11 | November | 20 | 324 | 0 | 0 | 0 | 0 | 0 | 2.6284 | 3.0362 | 0 | 5.6646
7774 | 2018-11-20 21:01 | 11 | November | 21 | 324 | 0 | 0 | 0 | 0 | 0 | 2.4337 | 2.7996 | 0 | 5.2333
7775 | 2018-11-20 22:01 | 11 | November | 22 | 324 | 0 | 0 | 0 | 0 | 0 | 2.122 | 3.0851 | 0 | 5.2071
7776 | 2018-11-20 23:01 | 11 | November | 23 | 324 | 0 | 0 | 0 | 0 | 0 | 1.5031 | 3.1716 | 0 | 4.6748
7777 | 2018-11-21 00:01 | 11 | November | 0 | 325 | 0 | 0 | 0 | 0 | 0 | 1.6898 | 3.2136 | 0 | 4.9034
7778 | 2018-11-21 01:01 | 11 | November | 1 | 325 | 0 | 0 | 0 | 0 | 0 | 1.3223 | 3.413 | 0 | 4.7353
7779 | 2018-11-21 02:01 | 11 | November | 2 | 325 | 0 | 0 | 0 | 0 | 0 | 1.1343 | 3.7237 | 0 | 4.858
7780 | 2018-11-21 03:01 | 11 | November | 3 | 325 | 0 | 0 | 0 | 0 | 0 | 1.0685 | 3.7994 | 0 | 4.8679
7781 | 2018-11-21 04:01 | 11 | November | 4 | 325 | 0 | 0 | 0 | 0 | 0 | 1.0278 | 4.1792 | 0 | 5.2069
7782 | 2018-11-21 05:01 | 11 | November | 5 | 325 | 0 | 0 | 0 | 0 | 0 | 1.0261 | 4.5424 | 0 | 5.5685
7783 | 2018-11-21 06:01 | 11 | November | 6 | 325 | 0 | 0 | 0 | 0 | 0 | 1.0651 | 5.1545 | 0 | 6.2196
7784 | 2018-11-21 07:01 | 11 | November | 7 | 325 | 0 | 0 | 0 | 0 | 0 | 1.217 | 4.9478 | 0 | 6.1648
7785 | 2018-11-21 08:01 | 11 | November | 8 | 325 | 0.17401 | 0.17401 | 0.17401 | 0 | 0 | 2.7319 | 1.9639 | 0 | 4.6958
7786 | 2018-11-21 09:01 | 11 | November | 9 | 325 | 0.34802 | 0.34802 | 0.34802 | 0 | 0 | 3.9746 | 1.5996 | 0 | 5.5742
7787 | 2018-11-21 10:01 | 11 | November | 10 | 325 | 0.52203 | 0.52203 | 0.52203 | 0 | 0 | 4.3994 | 1.4372 | 0 | 5.8366
7788 | 2018-11-21 11:01 | 11 | November | 11 | 325 | 0.60904 | 0.60904 | 0.60904 | 0 | 0 | 4.7923 | 1.7619 | 0 | 6.5543
7789 | 2018-11-21 12:01 | 11 | November | 12 | 325 | 0.52203 | 0.52203 | 0.52203 | 0 | 0 | 4.9452 | 2.0866 | 0 | 7.0318
7790 | 2018-11-21 13:01 | 11 | November | 13 | 325 | 0.43503 | 0.43503 | 0.43503 | 0 | 0 | 4.4671 | 1.5996 | 0 | 6.0666
7791 | 2018-11-21 14:01 | 11 | November | 14 | 325 | 0.26102 | 0.26102 | 0.26102 | 0 | 0 | 4.0218 | 1.2694 | 0 | 5.2912
7792 | 2018-11-21 15:01 | 11 | November | 15 | 325 | 0.087005 | 0.087005 | 0.087005 | 0 | 0 | 3.8681 | 1.2694 | 0 | 5.1376
7793 | 2018-11-21 16:01 | 11 | November | 16 | 325 | 0 | 0 | 0 | 0 | 0 | 5.6462 | 1.5996 | 0 | 7.2458
7794 | 2018-11-21 17:01 | 11 | November | 17 | 325 | 0 | 0 | 0 | 0 | 0 | 3.6435 | 1.4654 | 0 | 5.109
7795 | 2018-11-21 18:01 | 11 | November | 18 | 325 | 0 | 0 | 0 | 0 | 0 | 3.5807 | 3.0533 | 0 | 6.634
7796 | 2018-11-21 19:01 | 11 | November | 19 | 325 | 0 | 0 | 0 | 0 | 0 | 3.3362 | 2.9376 | 0 | 6.2738
7797 | 2018-11-21 20:01 | 11 | November | 20 | 325 | 0 | 0 | 0 | 0 | 0 | 3.0652 | 3.0134 | 0 | 6.0786
7798 | 2018-11-21 21:01 | 11 | November | 21 | 325 | 0 | 0 | 0 | 0 | 0 | 2.6523 | 2.8761 | 0 | 5.5284
7799 | 2018-11-21 22:01 | 11 | November | 22 | 325 | 0 | 0 | 0 | 0 | 0 | 2.3037 | 3.1898 | 0 | 5.4934
7800 | 2018-11-21 23:01 | 11 | November | 23 | 325 | 0 | 0 | 0 | 0 | 0 | 1.3563 | 3.4059 | 0 | 4.7622
7801 | 2018-11-22 00:01 | 11 | November | 0 | 326 | 0 | 0 | 0 | 0 | 0 | 1.1016 | 3.5348 | 0 | 4.6364
7802 | 2018-11-22 01:01 | 11 | November | 1 | 326 | 0 | 0 | 0 | 0 | 0 | 1.0416 | 3.6088 | 0 | 4.6504
7803 | 2018-11-22 02:01 | 11 | November | 2 | 326 | 0 | 0 | 0 | 0 | 0 | 1.024 | 3.8332 | 0 | 4.8571
7804 | 2018-11-22 03:01 | 11 | November | 3 | 326 | 0 | 0 | 0 | 0 | 0 | 1.0345 | 3.8682 | 0 | 4.9027
7805 | 2018-11-22 04:01 | 11 | November | 4 | 326 | 0 | 0 | 0 | 0 | 0 | 1.1645 | 4.1807 | 0 | 5.3453
7806 | 2018-11-22 05:01 | 11 | November | 5 | 326 | 0 | 0 | 0 | 0 | 0 | 1.8896 | 4.32 | 0 | 6.2096
7807 | 2018-11-22 06:01 | 11 | November | 6 | 326 | 0 | 0 | 0 | 0 | 0 | 2.5495 | 4.7385 | 0 | 7.288
7808 | 2018-11-22 07:01 | 11 | November | 7 | 326 | 0 | 0 | 0 | 0 | 0 | 2.6183 | 4.6093 | 0 | 7.2276
7809 | 2018-11-22 08:01 | 11 | November | 8 | 326 | 0.17401 | 0.17401 | 0.17401 | 0 | 0 | 3.3138 | 4.7329 | 0 | 8.0467
7810 | 2018-11-22 09:01 | 11 | November | 9 | 326 | 0.26102 | 0.26102 | 0.26102 | 0 | 0 | 3.6878 | 3.8178 | 0 | 7.5056
7811 | 2018-11-22 10:01 | 11 | November | 10 | 326 | 0.34802 | 0.34802 | 0.34802 | 0 | 0 | 3.6361 | 2.7961 | 0 | 6.4321
7812 | 2018-11-22 11:01 | 11 | November | 11 | 326 | 0.43503 | 0.43503 | 0.43503 | 0 | 0 | 3.7567 | 2.539 | 0 | 6.2957
7813 | 2018-11-22 12:01 | 11 | November | 12 | 326 | 0.34802 | 0.34802 | 0.34802 | 0 | 0 | 3.8232 | 3.1877 | 0 | 7.0109
7814 | 2018-11-22 13:01 | 11 | November | 13 | 326 | 0.26102 | 0.26102 | 0.26102 | 0 | 0 | 3.6731 | 3.3565 | 0 | 7.0296
7815 | 2018-11-22 14:01 | 11 | November | 14 | 326 | 0.17401 | 0.17401 | 0.17401 | 0 | 0 | 3.5835 | 3.472 | 0 | 7.0555
7816 | 2018-11-22 15:01 | 11 | November | 15 | 326 | 0.087005 | 0.087005 | 0.087005 | 0 | 0 | 5.5344 | 3.8745 | 0 | 9.4089
7817 | 2018-11-22 16:01 | 11 | November | 16 | 326 | 0 | 0 | 0 | 0 | 0 | 6.0146 | 4.2072 | 0 | 10.2217
7818 | 2018-11-22 17:01 | 11 | November | 17 | 326 | 0 | 0 | 0 | 0 | 0 | 4.3228 | 3.8994 | 0 | 8.2223
7819 | 2018-11-22 18:01 | 11 | November | 18 | 326 | 0 | 0 | 0 | 0 | 0 | 4.0951 | 3.4863 | 0 | 7.5814
7820 | 2018-11-22 19:01 | 11 | November | 19 | 326 | 0 | 0 | 0 | 0 | 0 | 3.2011 | 3.3056 | 0 | 6.5068
7821 | 2018-11-22 20:01 | 11 | November | 20 | 326 | 0 | 0 | 0 | 0 | 0 | 2.7438 | 3.4138 | 0 | 6.1576
7822 | 2018-11-22 21:01 | 11 | November | 21 | 326 | 0 | 0 | 0 | 0 | 0 | 2.336 | 3.2365 | 0 | 5.5724
7823 | 2018-11-22 22:01 | 11 | November | 22 | 326 | 0 | 0 | 0 | 0 | 0 | 1.8279 | 3.5556 | 0 | 5.3835
7824 | 2018-11-22 23:01 | 11 | November | 23 | 326 | 0 | 0 | 0 | 0 | 0 | 1.3563 | 3.6173 | 0 | 4.9736
7825 | 2018-11-23 00:01 | 11 | November | 0 | 327 | 0 | 0 | 0 | 0 | 0 | 1.1016 | 3.7269 | 0 | 4.8285
7826 | 2018-11-23 01:01 | 11 | November | 1 | 327 | 0 | 0 | 0 | 0 | 0 | 1.0416 | 3.7628 | 0 | 4.8044
7827 | 2018-11-23 02:01 | 11 | November | 2 | 327 | 0 | 0 | 0 | 0 | 0 | 1.024 | 3.9682 | 0 | 4.9922
7828 | 2018-11-23 03:01 | 11 | November | 3 | 327 | 0 | 0 | 0 | 0 | 0 | 1.0345 | 3.9843 | 0 | 5.0188
7829 | 2018-11-23 04:01 | 11 | November | 4 | 327 | 0 | 0 | 0 | 0 | 0 | 1.1645 | 4.297 | 0 | 5.4616
7830 | 2018-11-23 05:01 | 11 | November | 5 | 327 | 0 | 0 | 0 | 0 | 0 | 1.8896 | 4.4185 | 0 | 6.308
7831 | 2018-11-23 06:01 | 11 | November | 6 | 327 | 0 | 0 | 0 | 0 | 0 | 2.5495 | 4.8194 | 0 | 7.3689
7832 | 2018-11-23 07:01 | 11 | November | 7 | 327 | 0 | 0 | 0 | 0 | 0 | 2.6183 | 4.6039 | 0 | 7.2222
7833 | 2018-11-23 08:01 | 11 | November | 8 | 327 | 0.34802 | 0.34802 | 0.34802 | 0 | 0 | 3.1398 | 3.0844 | 0 | 6.2242
7834 | 2018-11-23 09:01 | 11 | November | 9 | 327 | 0.78305 | 0.78305 | 0.78305 | 0 | 0 | 3.1658 | 1.7216 | 0 | 4.8874
7835 | 2018-11-23 10:01 | 11 | November | 10 | 327 | 1.0441 | 1.0441 | 1.0441 | 0 | 0 | 2.94 | 1.4372 | 0 | 4.3772
7836 | 2018-11-23 11:01 | 11 | November | 11 | 327 | 1.1311 | 1.1311 | 1.1311 | 0 | 0 | 3.0607 | 1.7619 | 0 | 4.8226
7837 | 2018-11-23 12:01 | 11 | November | 12 | 327 | 1.3051 | 1.3051 | 1.3051 | 0 | 0 | 2.8661 | 2.0866 | 0 | 4.9528
7838 | 2018-11-23 13:01 | 11 | November | 13 | 327 | 0.78305 | 0.78305 | 0.78305 | 0 | 0 | 3.1511 | 2.5538 | 0 | 5.7049
7839 | 2018-11-23 14:01 | 11 | November | 14 | 327 | 0.52203 | 0.52203 | 0.52203 | 0 | 0 | 3.2355 | 3.6425 | 0 | 6.878
7840 | 2018-11-23 15:01 | 11 | November | 15 | 327 | 0.17401 | 0.17401 | 0.17401 | 0 | 0 | 5.4474 | 3.8247 | 0 | 9.2722
7841 | 2018-11-23 16:01 | 11 | November | 16 | 327 | 0 | 0 | 0 | 0 | 0 | 6.0146 | 4.174 | 0 | 10.1885
7842 | 2018-11-23 17:01 | 11 | November | 17 | 327 | 0 | 0 | 0 | 0 | 0 | 4.3228 | 3.8484 | 0 | 8.1713
7843 | 2018-11-23 18:01 | 11 | November | 18 | 327 | 0 | 0 | 0 | 0 | 0 | 4.0951 | 3.418 | 0 | 7.5131
7844 | 2018-11-23 19:01 | 11 | November | 19 | 327 | 0 | 0 | 0 | 0 | 0 | 3.2011 | 3.2179 | 0 | 6.419
7845 | 2018-11-23 20:01 | 11 | November | 20 | 327 | 0 | 0 | 0 | 0 | 0 | 2.7438 | 3.2868 | 0 | 6.0306
7846 | 2018-11-23 21:01 | 11 | November | 21 | 327 | 0 | 0 | 0 | 0 | 0 | 2.336 | 3.0898 | 0 | 5.4258
7847 | 2018-11-23 22:01 | 11 | November | 22 | 327 | 0 | 0 | 0 | 0 | 0 | 1.8279 | 3.3884 | 0 | 5.2163
7848 | 2018-11-23 23:01 | 11 | November | 23 | 327 | 0 | 0 | 0 | 0 | 0 | 1.3563 | 3.4113 | 0 | 4.7675
7849 | 2018-11-24 00:01 | 11 | November | 0 | 328 | 0 | 0 | 0 | 0 | 0 | 1.1016 | 3.5394 | 0 | 4.641
7850 | 2018-11-24 01:01 | 11 | November | 1 | 328 | 0 | 0 | 0 | 0 | 0 | 1.0416 | 3.5942 | 0 | 4.6358
7851 | 2018-11-24 02:01 | 11 | November | 2 | 328 | 0 | 0 | 0 | 0 | 0 | 1.024 | 3.6562 | 0 | 4.6801
7852 | 2018-11-24 03:01 | 11 | November | 3 | 328 | 0 | 0 | 0 | 0 | 0 | 1.0345 | 3.6723 | 0 | 4.7068
7853 | 2018-11-24 04:01 | 11 | November | 4 | 328 | 0 | 0 | 0 | 0 | 0 | 1.1645 | 3.6551 | 0 | 4.8196
7854 | 2018-11-24 05:01 | 11 | November | 5 | 328 | 0 | 0 | 0 | 0 | 0 | 1.8896 | 3.6153 | 0 | 5.5049
7855 | 2018-11-24 06:01 | 11 | November | 6 | 328 | 0 | 0 | 0 | 0 | 0 | 2.5495 | 3.7119 | 0 | 6.2615
7856 | 2018-11-24 07:01 | 11 | November | 7 | 328 | 0 | 0 | 0 | 0 | 0 | 2.6183 | 3.8278 | 0 | 6.4461
7857 | 2018-11-24 08:01 | 11 | November | 8 | 328 | 0.34802 | 0.34802 | 0.34802 | 0 | 0 | 2.0975 | 1.1747 | 0 | 3.2722
7858 | 2018-11-24 09:01 | 11 | November | 9 | 328 | 0.60904 | 0.60904 | 0.60904 | 0 | 0 | 1.7194 | 1.0124 | 0 | 2.7317
7859 | 2018-11-24 10:01 | 11 | November | 10 | 328 | 0.87005 | 0.87005 | 0.87005 | 0 | 0 | 1.4936 | 0.68765 | 0 | 2.1813
7860 | 2018-11-24 11:01 | 11 | November | 11 | 328 | 0.95706 | 0.95706 | 0.95706 | 0 | 0 | 1.6143 | 1.0124 | 0 | 2.6267
7861 | 2018-11-24 12:01 | 11 | November | 12 | 328 | 0.87005 | 0.87005 | 0.87005 | 0 | 0 | 1.6807 | 1.1747 | 0 | 2.8555
7862 | 2018-11-24 13:01 | 11 | November | 13 | 328 | 0.69604 | 0.69604 | 0.69604 | 0 | 0 | 1.6177 | 1.1747 | 0 | 2.7924
7863 | 2018-11-24 14:01 | 11 | November | 14 | 328 | 0.43503 | 0.43503 | 0.43503 | 0 | 0 | 1.7021 | 1.0124 | 0 | 2.7144
7864 | 2018-11-24 15:01 | 11 | November | 15 | 328 | 0.17401 | 0.17401 | 0.17401 | 0 | 0 | 1.9698 | 1.0124 | 0 | 2.9822
7865 | 2018-11-24 16:01 | 11 | November | 16 | 328 | 0 | 0 | 0 | 0 | 0 | 2.5369 | 1.6672 | 0 | 4.2042
7866 | 2018-11-24 17:01 | 11 | November | 17 | 328 | 0 | 0 | 0 | 0 | 0 | 3.1667 | 1.3371 | 0 | 4.5038
7867 | 2018-11-24 18:01 | 11 | November | 18 | 328 | 0 | 0 | 0 | 0 | 0 | 3.517 | 0.85001 | 0 | 4.3671
7868 | 2018-11-24 19:01 | 11 | November | 19 | 328 | 0 | 0 | 0 | 0 | 0 | 3.2011 | 0.85001 | 0 | 4.0511
7869 | 2018-11-24 20:01 | 11 | November | 20 | 328 | 0 | 0 | 0 | 0 | 0 | 2.7438 | 0.51988 | 0 | 3.2637
7870 | 2018-11-24 21:01 | 11 | November | 21 | 328 | 0 | 0 | 0 | 0 | 0 | 2.336 | 0.51988 | 0 | 2.8559
7871 | 2018-11-24 22:01 | 11 | November | 22 | 328 | 0 | 0 | 0 | 0 | 0 | 1.8279 | 0.89409 | 0 | 2.722
7872 | 2018-11-24 23:01 | 11 | November | 23 | 328 | 0 | 0 | 0 | 0 | 0 | 1.3563 | 3.0723 | 0 | 4.4286
7873 | 2018-11-25 00:01 | 11 | November | 0 | 329 | 0 | 0 | 0 | 0 | 0 | 1.1016 | 3.257 | 0 | 4.3586
7874 | 2018-11-25 01:01 | 11 | November | 1 | 329 | 0 | 0 | 0 | 0 | 0 | 1.0416 | 3.3876 | 0 | 4.4292
7875 | 2018-11-25 02:01 | 11 | November | 2 | 329 | 0 | 0 | 0 | 0 | 0 | 1.024 | 3.5065 | 0 | 4.5304
7876 | 2018-11-25 03:01 | 11 | November | 3 | 329 | 0 | 0 | 0 | 0 | 0 | 1.0345 | 3.5606 | 0 | 4.595
7877 | 2018-11-25 04:01 | 11 | November | 4 | 329 | 0 | 0 | 0 | 0 | 0 | 1.1645 | 3.5815 | 0 | 4.746
7878 | 2018-11-25 05:01 | 11 | November | 5 | 329 | 0 | 0 | 0 | 0 | 0 | 1.8896 | 3.8899 | 0 | 5.7795
7879 | 2018-11-25 06:01 | 11 | November | 6 | 329 | 0 | 0 | 0 | 0 | 0 | 2.5495 | 3.6933 | 0 | 6.2429
7880 | 2018-11-25 07:01 | 11 | November | 7 | 329 | 0 | 0 | 0 | 0 | 0 | 2.6183 | 3.7272 | 0 | 6.3455
7881 | 2018-11-25 08:01 | 11 | November | 8 | 329 | 0.78305 | 0.78305 | 0.78305 | 0 | 0 | 1.6624 | 3.6528 | 0 | 5.3152
7882 | 2018-11-25 09:01 | 11 | November | 9 | 329 | 1.7401 | 1.7401 | 1.7401 | 0 | 0 | 0.58832 | 3.8436 | 0 | 4.4319
7883 | 2018-11-25 10:01 | 11 | November | 10 | 329 | 2.8277 | 2.3637 | 2.8277 | 0 | 0 | 0 | 3.1023 | 0 | 3.1023
7884 | 2018-11-25 11:01 | 11 | November | 11 | 329 | 2.3491 | 2.3491 | 2.3491 | 0 | 0 | 0.22221 | 3.7175 | 0 | 3.9397
7885 | 2018-11-25 12:01 | 11 | November | 12 | 329 | 3.4367 | 2.5508 | 3.4367 | 0 | 0 | 0 | 2.9189 | 0 | 2.9189
7886 | 2018-11-25 13:01 | 11 | November | 13 | 329 | 2.4796 | 2.3137 | 2.4796 | 0 | 0 | 0 | 3.686 | 0 | 3.686
7887 | 2018-11-25 14:01 | 11 | November | 14 | 329 | 1.4356 | 1.4356 | 1.4356 | 0 | 0 | 0.70151 | 3.7922 | 0 | 4.4938
7888 | 2018-11-25 15:01 | 11 | November | 15 | 329 | 0.87005 | 0.87005 | 0.87005 | 0 | 0 | 1.2738 | 3.9805 | 0 | 5.2543
7889 | 2018-11-25 16:01 | 11 | November | 16 | 329 | 0 | 0 | 0 | 0 | 0 | 2.5369 | 4.2358 | 0 | 6.7727
7890 | 2018-11-25 17:01 | 11 | November | 17 | 329 | 0 | 0 | 0 | 0 | 0 | 3.1667 | 4.277 | 0 | 7.4437
7891 | 2018-11-25 18:01 | 11 | November | 18 | 329 | 0 | 0 | 0 | 0 | 0 | 3.517 | 4.0414 | 0 | 7.5585
7892 | 2018-11-25 19:01 | 11 | November | 19 | 329 | 0 | 0 | 0 | 0 | 0 | 3.2011 | 3.8913 | 0 | 7.0924
7893 | 2018-11-25 20:01 | 11 | November | 20 | 329 | 0 | 0 | 0 | 0 | 0 | 2.7438 | 4.2069 | 0 | 6.9507
7894 | 2018-11-25 21:01 | 11 | November | 21 | 329 | 0 | 0 | 0 | 0 | 0 | 2.336 | 4.0766 | 0 | 6.4126
7895 | 2018-11-25 22:01 | 11 | November | 22 | 329 | 0 | 0 | 0 | 0 | 0 | 1.8279 | 4.44 | 0 | 6.2679
7896 | 2018-11-25 23:01 | 11 | November | 23 | 329 | 0 | 0 | 0 | 0 | 0 | 1.3563 | 4.529 | 0 | 5.8853
7897 | 2018-11-26 00:01 | 11 | November | 0 | 330 | 0 | 0 | 0 | 0 | 0 | 1.1016 | 4.6646 | 0 | 5.7662
7898 | 2018-11-26 01:01 | 11 | November | 1 | 330 | 0 | 0 | 0 | 0 | 0 | 1.0416 | 4.7464 | 0 | 5.788
7899 | 2018-11-26 02:01 | 11 | November | 2 | 330 | 0 | 0 | 0 | 0 | 0 | 1.024 | 5.0006 | 0 | 6.0246
7900 | 2018-11-26 03:01 | 11 | November | 3 | 330 | 0 | 0 | 0 | 0 | 0 | 1.0345 | 5.0413 | 0 | 6.0758
7901 | 2018-11-26 04:01 | 11 | November | 4 | 330 | 0 | 0 | 0 | 0 | 0 | 1.1645 | 5.4008 | 0 | 6.5654
7902 | 2018-11-26 05:01 | 11 | November | 5 | 330 | 0 | 0 | 0 | 0 | 0 | 1.8896 | 5.5474 | 0 | 7.4369
7903 | 2018-11-26 06:01 | 11 | November | 6 | 330 | 0 | 0 | 0 | 0 | 0 | 2.5495 | 6.152 | 0 | 8.7016
7904 | 2018-11-26 07:01 | 11 | November | 7 | 330 | 0.087005 | 0.087005 | 0.087005 | 0 | 0 | 2.5313 | 5.9796 | 0 | 8.511
7905 | 2018-11-26 08:01 | 11 | November | 8 | 330 | 1.8706 | 1.8706 | 1.8706 | 0 | 0 | 1.6172 | 2.2671 | 0 | 3.8844
7906 | 2018-11-26 09:01 | 11 | November | 9 | 330 | 3.2192 | 3.2192 | 3.2192 | 0 | 0 | 0.72965 | 1.5996 | 0 | 2.3292
7907 | 2018-11-26 10:01 | 11 | November | 10 | 330 | 4.5678 | 3.9841 | 4.5678 | 0 | 0 | 0 | 0.85353 | 0 | 0.85353
7908 | 2018-11-26 11:01 | 11 | November | 11 | 330 | 5.4378 | 4.1918 | 5.4378 | 0 | 0 | 0 | 0.51588 | 0 | 0.51588
7909 | 2018-11-26 12:01 | 11 | November | 12 | 330 | 5.5248 | 4.1712 | 5.5248 | 0 | 0 | 0 | 0.73303 | 0 | 0.73303
7910 | 2018-11-26 13:01 | 11 | November | 13 | 330 | 4.6548 | 3.9342 | 4.6548 | 0 | 0 | 0 | 0.87895 | 0 | 0.87895
7911 | 2018-11-26 14:01 | 11 | November | 14 | 330 | 3.2192 | 3.2192 | 3.2192 | 0 | 0 | 0.53833 | 1.2694 | 0 | 1.8078
7912 | 2018-11-26 15:01 | 11 | November | 15 | 330 | 1.3921 | 1.3921 | 1.3921 | 0 | 0 | 2.3721 | 1.2694 | 0 | 3.6416
7913 | 2018-11-26 16:01 | 11 | November | 16 | 330 | 0 | 0 | 0 | 0 | 0 | 6.0146 | 1.5996 | 0 | 7.6141
7914 | 2018-11-26 17:01 | 11 | November | 17 | 330 | 0 | 0 | 0 | 0 | 0 | 4.3228 | 3.3904 | 0 | 7.7132
7915 | 2018-11-26 18:01 | 11 | November | 18 | 330 | 0 | 0 | 0 | 0 | 0 | 4.0951 | 3.8957 | 0 | 7.9908
7916 | 2018-11-26 19:01 | 11 | November | 19 | 330 | 0 | 0 | 0 | 0 | 0 | 3.2011 | 3.7511 | 0 | 6.9522
7917 | 2018-11-26 20:01 | 11 | November | 20 | 330 | 0 | 0 | 0 | 0 | 0 | 2.7438 | 3.8921 | 0 | 6.6359
7918 | 2018-11-26 21:01 | 11 | November | 21 | 330 | 0 | 0 | 0 | 0 | 0 | 2.336 | 3.7692 | 0 | 6.1051
7919 | 2018-11-26 22:01 | 11 | November | 22 | 330 | 0 | 0 | 0 | 0 | 0 | 1.8279 | 4.1201 | 0 | 5.948
7920 | 2018-11-26 23:01 | 11 | November | 23 | 330 | 0 | 0 | 0 | 0 | 0 | 1.3563 | 4.1971 | 0 | 5.5534
7921 | 2018-11-27 00:01 | 11 | November | 0 | 331 | 0 | 0 | 0 | 0 | 0 | 1.2657 | 4.2411 | 0 | 5.5068
7922 | 2018-11-27 01:01 | 11 | November | 1 | 331 | 0 | 0 | 0 | 0 | 0 | 1.0844 | 4.3289 | 0 | 5.4133
7923 | 2018-11-27 02:01 | 11 | November | 2 | 331 | 0 | 0 | 0 | 0 | 0 | 1.0441 | 4.5404 | 0 | 5.5845
7924 | 2018-11-27 03:01 | 11 | November | 3 | 331 | 0 | 0 | 0 | 0 | 0 | 1.0236 | 4.5651 | 0 | 5.5887
7925 | 2018-11-27 04:01 | 11 | November | 4 | 331 | 0 | 0 | 0 | 0 | 0 | 1.0504 | 4.9069 | 0 | 5.9573
7926 | 2018-11-27 05:01 | 11 | November | 5 | 331 | 0 | 0 | 0 | 0 | 0 | 1.269 | 5.1717 | 0 | 6.4408
7927 | 2018-11-27 06:01 | 11 | November | 6 | 331 | 0 | 0 | 0 | 0 | 0 | 1.7532 | 6.3886 | 0 | 8.1418
7928 | 2018-11-27 07:01 | 11 | November | 7 | 331 | 0.087005 | 0.087005 | 0.087005 | 0 | 0 | 2.2997 | 6.1153 | 0 | 8.415
7929 | 2018-11-27 08:01 | 11 | November | 8 | 331 | 1.8706 | 1.8706 | 1.8706 | 0 | 0 | 1.9277 | 5.2357 | 0 | 7.1634
7930 | 2018-11-27 09:01 | 11 | November | 9 | 331 | 3.1322 | 3.1322 | 3.1322 | 0 | 0 | 1.3474 | 4.5472 | 0 | 5.8946
7931 | 2018-11-27 10:01 | 11 | November | 10 | 331 | 4.6113 | 4.5996 | 4.6113 | 0 | 0 | 0 | 4.2314 | 0 | 4.2314
7932 | 2018-11-27 11:01 | 11 | November | 11 | 331 | 5.6118 | 4.7943 | 5.6118 | 0 | 0 | 0 | 3.6521 | 0 | 3.6521
7933 | 2018-11-27 12:01 | 11 | November | 12 | 331 | 5.5683 | 4.7813 | 5.5683 | 0 | 0 | 0 | 4.0281 | 0 | 4.0281
7934 | 2018-11-27 13:01 | 11 | November | 13 | 331 | 4.6983 | 4.5736 | 4.6983 | 0 | 0 | 0 | 4.3713 | 0 | 4.3713
7935 | 2018-11-27 14:01 | 11 | November | 14 | 331 | 3.2192 | 3.2192 | 3.2192 | 0 | 0 | 1.192 | 4.3826 | 0 | 5.5746
7936 | 2018-11-27 15:01 | 11 | November | 15 | 331 | 1.4356 | 1.4356 | 1.4356 | 0 | 0 | 2.992 | 4.56 | 0 | 7.552
7937 | 2018-11-27 16:01 | 11 | November | 16 | 331 | 0 | 0 | 0 | 0 | 0 | 6.8848 | 4.846 | 0 | 11.7308
7938 | 2018-11-27 17:01 | 11 | November | 17 | 331 | 0 | 0 | 0 | 0 | 0 | 5.0482 | 4.5458 | 0 | 9.594
7939 | 2018-11-27 18:01 | 11 | November | 18 | 331 | 0 | 0 | 0 | 0 | 0 | 4.4824 | 4.2145 | 0 | 8.6968
7940 | 2018-11-27 19:01 | 11 | November | 19 | 331 | 0 | 0 | 0 | 0 | 0 | 3.2636 | 4.1582 | 0 | 7.4218
7941 | 2018-11-27 20:01 | 11 | November | 20 | 331 | 0 | 0 | 0 | 0 | 0 | 2.6284 | 4.4427 | 0 | 7.0711
7942 | 2018-11-27 21:01 | 11 | November | 21 | 331 | 0 | 0 | 0 | 0 | 0 | 2.4337 | 4.5165 | 0 | 6.9502
7943 | 2018-11-27 22:01 | 11 | November | 22 | 331 | 0 | 0 | 0 | 0 | 0 | 2.122 | 4.7363 | 0 | 6.8583
7944 | 2018-11-27 23:01 | 11 | November | 23 | 331 | 0 | 0 | 0 | 0 | 0 | 1.5031 | 4.7769 | 0 | 6.28
7945 | 2018-11-28 00:01 | 11 | November | 0 | 332 | 0 | 0 | 0 | 0 | 0 | 1.6898 | 4.726 | 0 | 6.4158
7946 | 2018-11-28 01:01 | 11 | November | 1 | 332 | 0 | 0 | 0 | 0 | 0 | 1.3223 | 4.8048 | 0 | 6.1271
7947 | 2018-11-28 02:01 | 11 | November | 2 | 332 | 0 | 0 | 0 | 0 | 0 | 1.1343 | 4.9969 | 0 | 6.1312
7948 | 2018-11-28 03:01 | 11 | November | 3 | 332 | 0 | 0 | 0 | 0 | 0 | 1.0685 | 4.9932 | 0 | 6.0617
7949 | 2018-11-28 04:01 | 11 | November | 4 | 332 | 0 | 0 | 0 | 0 | 0 | 1.0278 | 5.3128 | 0 | 6.3406
7950 | 2018-11-28 05:01 | 11 | November | 5 | 332 | 0 | 0 | 0 | 0 | 0 | 1.0261 | 5.6164 | 0 | 6.6425
7951 | 2018-11-28 06:01 | 11 | November | 6 | 332 | 0 | 0 | 0 | 0 | 0 | 1.0651 | 6.3423 | 0 | 7.4074
7952 | 2018-11-28 07:01 | 11 | November | 7 | 332 | 0.087005 | 0.087005 | 0.087005 | 0 | 0 | 1.13 | 6.1669 | 0 | 7.2969
7953 | 2018-11-28 08:01 | 11 | November | 8 | 332 | 1.8706 | 1.8706 | 1.8706 | 0 | 0 | 1.0353 | 5.0288 | 0 | 6.0641
7954 | 2018-11-28 09:01 | 11 | November | 9 | 332 | 3.2192 | 3.2192 | 3.2192 | 0 | 0 | 1.1035 | 4.5319 | 0 | 5.6354
7955 | 2018-11-28 10:01 | 11 | November | 10 | 332 | 4.8288 | 4.8288 | 4.8288 | 0 | 0 | 0.092607 | 3.5599 | 0 | 3.6525
7956 | 2018-11-28 11:01 | 11 | November | 11 | 332 | 5.6988 | 5.4014 | 5.6988 | 0 | 0 | 0 | 2.9746 | 0 | 2.9746
7957 | 2018-11-28 12:01 | 11 | November | 12 | 332 | 5.7423 | 5.4672 | 5.7423 | 0 | 0 | 0 | 3.1018 | 0 | 3.1018
7958 | 2018-11-28 13:01 | 11 | November | 13 | 332 | 4.8723 | 4.8723 | 4.8723 | 0 | 0 | 0.029805 | 2.1867 | 0 | 2.2165
7959 | 2018-11-28 14:01 | 11 | November | 14 | 332 | 3.0887 | 3.0887 | 3.0887 | 0 | 0 | 1.1941 | 1.7051 | 0 | 2.8993
7960 | 2018-11-28 15:01 | 11 | November | 15 | 332 | 0.43503 | 0.43503 | 0.43503 | 0 | 0 | 3.5201 | 2.3928 | 0 | 5.9129
7961 | 2018-11-28 16:01 | 11 | November | 16 | 332 | 0 | 0 | 0 | 0 | 0 | 5.6462 | 4.4487 | 0 | 10.0949
7962 | 2018-11-28 17:01 | 11 | November | 17 | 332 | 0 | 0 | 0 | 0 | 0 | 3.6435 | 4.2135 | 0 | 7.857
7963 | 2018-11-28 18:01 | 11 | November | 18 | 332 | 0 | 0 | 0 | 0 | 0 | 3.5807 | 3.7653 | 0 | 7.346
7964 | 2018-11-28 19:01 | 11 | November | 19 | 332 | 0 | 0 | 0 | 0 | 0 | 3.3362 | 3.3861 | 0 | 6.7223
7965 | 2018-11-28 20:01 | 11 | November | 20 | 332 | 0 | 0 | 0 | 0 | 0 | 3.0652 | 3.436 | 0 | 6.5012
7966 | 2018-11-28 21:01 | 11 | November | 21 | 332 | 0 | 0 | 0 | 0 | 0 | 2.6523 | 3.2374 | 0 | 5.8897
7967 | 2018-11-28 22:01 | 11 | November | 22 | 332 | 0 | 0 | 0 | 0 | 0 | 2.3037 | 3.5041 | 0 | 5.8077
7968 | 2018-11-28 23:01 | 11 | November | 23 | 332 | 0 | 0 | 0 | 0 | 0 | 1.3563 | 3.6518 | 0 | 5.0081
7969 | 2018-11-29 00:01 | 11 | November | 0 | 333 | 0 | 0 | 0 | 0 | 0 | 1.1016 | 3.797 | 0 | 4.8986
7970 | 2018-11-29 01:01 | 11 | November | 1 | 333 | 0 | 0 | 0 | 0 | 0 | 1.0416 | 3.8703 | 0 | 4.9119
7971 | 2018-11-29 02:01 | 11 | November | 2 | 333 | 0 | 0 | 0 | 0 | 0 | 1.024 | 4.1135 | 0 | 5.1374
7972 | 2018-11-29 03:01 | 11 | November | 3 | 333 | 0 | 0 | 0 | 0 | 0 | 1.0345 | 4.1486 | 0 | 5.1831
7973 | 2018-11-29 04:01 | 11 | November | 4 | 333 | 0 | 0 | 0 | 0 | 0 | 1.1645 | 4.9317 | 0 | 6.0962
7974 | 2018-11-29 05:01 | 11 | November | 5 | 333 | 0 | 0 | 0 | 0 | 0 | 1.8896 | 5.1887 | 0 | 7.0783
7975 | 2018-11-29 06:01 | 11 | November | 6 | 333 | 0 | 0 | 0 | 0 | 0 | 2.5495 | 5.785 | 0 | 8.3346
7976 | 2018-11-29 07:01 | 11 | November | 7 | 333 | 0 | 0 | 0 | 0 | 0 | 2.6183 | 5.648 | 0 | 8.2664
7977 | 2018-11-29 08:01 | 11 | November | 8 | 333 | 0.60904 | 0.60904 | 0.60904 | 0 | 0 | 2.8788 | 2.5325 | 0 | 5.4113
7978 | 2018-11-29 09:01 | 11 | November | 9 | 333 | 1.3486 | 1.3486 | 1.3486 | 0 | 0 | 2.6003 | 2.3085 | 0 | 4.9087
7979 | 2018-11-29 10:01 | 11 | November | 10 | 333 | 1.7401 | 1.7401 | 1.7401 | 0 | 0 | 2.244 | 3.6518 | 0 | 5.8958
7980 | 2018-11-29 11:01 | 11 | November | 11 | 333 | 2.0881 | 2.0881 | 2.0881 | 0 | 0 | 2.1036 | 4.4292 | 0 | 6.5328
7981 | 2018-11-29 12:01 | 11 | November | 12 | 333 | 2.0011 | 2.0011 | 2.0011 | 0 | 0 | 2.1701 | 3.7992 | 0 | 5.9693
7982 | 2018-11-29 13:01 | 11 | November | 13 | 333 | 1.3921 | 1.3921 | 1.3921 | 0 | 0 | 2.5421 | 2.2827 | 0 | 4.8247
7983 | 2018-11-29 14:01 | 11 | November | 14 | 333 | 0.69604 | 0.69604 | 0.69604 | 0 | 0 | 3.0615 | 1.7769 | 0 | 4.8384
7984 | 2018-11-29 15:01 | 11 | November | 15 | 333 | 0.087005 | 0.087005 | 0.087005 | 0 | 0 | 3.6772 | 4.0762 | 0 | 7.7534
7985 | 2018-11-29 16:01 | 11 | November | 16 | 333 | 0 | 0 | 0 | 0 | 0 | 6.0146 | 4.4287 | 0 | 10.4433
7986 | 2018-11-29 17:01 | 11 | November | 17 | 333 | 0 | 0 | 0 | 0 | 0 | 4.3228 | 4.0909 | 0 | 8.4138
7987 | 2018-11-29 18:01 | 11 | November | 18 | 333 | 0 | 0 | 0 | 0 | 0 | 4.0951 | 3.6512 | 0 | 7.7463
7988 | 2018-11-29 19:01 | 11 | November | 19 | 333 | 0 | 0 | 0 | 0 | 0 | 3.2011 | 3.4293 | 0 | 6.6304
7989 | 2018-11-29 20:01 | 11 | November | 20 | 333 | 0 | 0 | 0 | 0 | 0 | 2.7438 | 3.4908 | 0 | 6.2346
7990 | 2018-11-29 21:01 | 11 | November | 21 | 333 | 0 | 0 | 0 | 0 | 0 | 2.336 | 3.2712 | 0 | 5.6071
7991 | 2018-11-29 22:01 | 11 | November | 22 | 333 | 0 | 0 | 0 | 0 | 0 | 1.8279 | 3.5418 | 0 | 5.3697
7992 | 2018-11-29 23:01 | 11 | November | 23 | 333 | 0 | 0 | 0 | 0 | 0 | 1.3563 | 3.5403 | 0 | 4.8966
7993 | 2018-11-30 00:01 | 11 | November | 0 | 334 | 0 | 0 | 0 | 0 | 0 | 1.1016 | 3.5524 | 0 | 4.654
7994 | 2018-11-30 01:01 | 11 | November | 1 | 334 | 0 | 0 | 0 | 0 | 0 | 1.0416 | 3.5307 | 0 | 4.5723
7995 | 2018-11-30 02:01 | 11 | November | 2 | 334 | 0 | 0 | 0 | 0 | 0 | 1.024 | 3.641 | 0 | 4.665
7996 | 2018-11-30 03:01 | 11 | November | 3 | 334 | 0 | 0 | 0 | 0 | 0 | 1.0345 | 3.6192 | 0 | 4.6537
7997 | 2018-11-30 04:01 | 11 | November | 4 | 334 | 0 | 0 | 0 | 0 | 0 | 1.1645 | 3.8764 | 0 | 5.0409
7998 | 2018-11-30 05:01 | 11 | November | 5 | 334 | 0 | 0 | 0 | 0 | 0 | 1.8896 | 4.0542 | 0 | 5.9437
7999 | 2018-11-30 06:01 | 11 | November | 6 | 334 | 0 | 0 | 0 | 0 | 0 | 2.5495 | 4.9388 | 0 | 7.4884
8000 | 2018-11-30 07:01 | 11 | November | 7 | 334 | 0 | 0 | 0 | 0 | 0 | 2.6183 | 4.7911 | 0 | 7.4094
8001 | 2018-11-30 08:01 | 11 | November | 8 | 334 | 0.52203 | 0.52203 | 0.52203 | 0 | 0 | 2.9658 | 4.1677 | 0 | 7.1335
8002 | 2018-11-30 09:01 | 11 | November | 9 | 334 | 1.3486 | 1.3486 | 1.3486 | 0 | 0 | 2.6003 | 3.5148 | 0 | 6.1151
8003 | 2018-11-30 10:01 | 11 | November | 10 | 334 | 1.9141 | 1.9141 | 1.9141 | 0 | 0 | 2.07 | 3.0399 | 0 | 5.1098
8004 | 2018-11-30 11:01 | 11 | November | 11 | 334 | 2.0011 | 2.0011 | 2.0011 | 0 | 0 | 2.1906 | 3.1231 | 0 | 5.3137
8005 | 2018-11-30 12:01 | 11 | November | 12 | 334 | 1.8706 | 1.8706 | 1.8706 | 0 | 0 | 2.3006 | 3.3445 | 0 | 5.6451
8006 | 2018-11-30 13:01 | 11 | November | 13 | 334 | 1.3051 | 1.3051 | 1.3051 | 0 | 0 | 2.6291 | 3.0032 | 0 | 5.6323
8007 | 2018-11-30 14:01 | 11 | November | 14 | 334 | 0.78305 | 0.78305 | 0.78305 | 0 | 0 | 2.9745 | 2.9923 | 0 | 5.9667
8008 | 2018-11-30 15:01 | 11 | November | 15 | 334 | 0.087005 | 0.087005 | 0.087005 | 0 | 0 | 3.6772 | 3.3655 | 0 | 7.0428
8009 | 2018-11-30 16:01 | 11 | November | 16 | 334 | 0 | 0 | 0 | 0 | 0 | 6.0146 | 3.6549 | 0 | 9.6694
8010 | 2018-11-30 17:01 | 11 | November | 17 | 334 | 0 | 0 | 0 | 0 | 0 | 4.3228 | 3.3182 | 0 | 7.641
8011 | 2018-11-30 18:01 | 11 | November | 18 | 334 | 0 | 0 | 0 | 0 | 0 | 4.0951 | 2.88 | 0 | 6.9751
8012 | 2018-11-30 19:01 | 11 | November | 19 | 334 | 0 | 0 | 0 | 0 | 0 | 3.2011 | 2.6766 | 0 | 5.8777
8013 | 2018-11-30 20:01 | 11 | November | 20 | 334 | 0 | 0 | 0 | 0 | 0 | 2.7438 | 2.7559 | 0 | 5.4997
8014 | 2018-11-30 21:01 | 11 | November | 21 | 334 | 0 | 0 | 0 | 0 | 0 | 2.336 | 2.5357 | 0 | 4.8717
8015 | 2018-11-30 22:01 | 11 | November | 22 | 334 | 0 | 0 | 0 | 0 | 0 | 1.8279 | 2.8239 | 0 | 4.6518
8016 | 2018-11-30 23:01 | 11 | November | 23 | 334 | 0 | 0 | 0 | 0 | 0 | 1.3563 | 2.8406 | 0 | 4.1969
8017 | 2018-12-01 00:01 | 12 | Dezember | 0 | 335 | 0 | 0 | 0 | 0 | 0 | 1.1016 | 2.9471 | 0 | 4.0487
8018 | 2018-12-01 01:01 | 12 | Dezember | 1 | 335 | 0 | 0 | 0 | 0 | 0 | 1.0416 | 3.0203 | 0 | 4.0619
8019 | 2018-12-01 02:01 | 12 | Dezember | 2 | 335 | 0 | 0 | 0 | 0 | 0 | 1.024 | 3.063 | 0 | 4.087
8020 | 2018-12-01 03:01 | 12 | Dezember | 3 | 335 | 0 | 0 | 0 | 0 | 0 | 1.0345 | 3.4842 | 0 | 4.5187
8021 | 2018-12-01 04:01 | 12 | Dezember | 4 | 335 | 0 | 0 | 0 | 0 | 0 | 1.1645 | 3.4868 | 0 | 4.6514
8022 | 2018-12-01 05:01 | 12 | Dezember | 5 | 335 | 0 | 0 | 0 | 0 | 0 | 1.8896 | 3.4762 | 0 | 5.3658
8023 | 2018-12-01 06:01 | 12 | Dezember | 6 | 335 | 0 | 0 | 0 | 0 | 0 | 2.5495 | 3.5849 | 0 | 6.1345
8024 | 2018-12-01 07:01 | 12 | Dezember | 7 | 335 | 0.087005 | 0.087005 | 0.087005 | 0 | 0 | 2.5313 | 3.7849 | 0 | 6.3163
8025 | 2018-12-01 08:01 | 12 | Dezember | 8 | 335 | 0.43503 | 0.43503 | 0.43503 | 0 | 0 | 2.0104 | 3.4445 | 0 | 5.4549
8026 | 2018-12-01 09:01 | 12 | Dezember | 9 | 335 | 2.9582 | 2.3284 | 2.9582 | 0 | 0 | 0 | 2.1869 | 0 | 2.1869
8027 | 2018-12-01 10:01 | 12 | Dezember | 10 | 335 | 1.3921 | 1.3921 | 1.3921 | 0 | 0 | 0.97158 | 2.1394 | 0 | 3.111
8028 | 2018-12-01 11:01 | 12 | Dezember | 11 | 335 | 0.87005 | 0.87005 | 0.87005 | 0 | 0 | 1.7013 | 2.2375 | 0 | 3.9388
8029 | 2018-12-01 12:01 | 12 | Dezember | 12 | 335 | 3.6107 | 2.5508 | 3.6107 | 0 | 0 | 0 | 1.1522 | 0 | 1.1522
8030 | 2018-12-01 13:01 | 12 | Dezember | 13 | 335 | 3.6542 | 2.3137 | 3.6542 | 0 | 0 | 0 | 1.0826 | 0 | 1.0826
8031 | 2018-12-01 14:01 | 12 | Dezember | 14 | 335 | 1.6096 | 1.6096 | 1.6096 | 0 | 0 | 0.5275 | 2.6746 | 0 | 3.2021
8032 | 2018-12-01 15:01 | 12 | Dezember | 15 | 335 | 0.78305 | 0.78305 | 0.78305 | 0 | 0 | 1.3608 | 3.3503 | 0 | 4.7111
8033 | 2018-12-01 16:01 | 12 | Dezember | 16 | 335 | 0 | 0 | 0 | 0 | 0 | 2.5369 | 3.9842 | 0 | 6.5211
8034 | 2018-12-01 17:01 | 12 | Dezember | 17 | 335 | 0 | 0 | 0 | 0 | 0 | 3.1667 | 3.496 | 0 | 6.6627
8035 | 2018-12-01 18:01 | 12 | Dezember | 18 | 335 | 0 | 0 | 0 | 0 | 0 | 3.517 | 2.7393 | 0 | 6.2564
8036 | 2018-12-01 19:01 | 12 | Dezember | 19 | 335 | 0 | 0 | 0 | 0 | 0 | 3.2011 | 2.8677 | 0 | 6.0688
8037 | 2018-12-01 20:01 | 12 | Dezember | 20 | 335 | 0 | 0 | 0 | 0 | 0 | 2.7438 | 2.8025 | 0 | 5.5463
8038 | 2018-12-01 21:01 | 12 | Dezember | 21 | 335 | 0 | 0 | 0 | 0 | 0 | 2.336 | 2.9336 | 0 | 5.2696
8039 | 2018-12-01 22:01 | 12 | Dezember | 22 | 335 | 0 | 0 | 0 | 0 | 0 | 1.8279 | 3.2449 | 0 | 5.0728
8040 | 2018-12-01 23:01 | 12 | Dezember | 23 | 335 | 0 | 0 | 0 | 0 | 0 | 1.3563 | 3.2636 | 0 | 4.6198
8041 | 2018-12-02 00:01 | 12 | Dezember | 0 | 336 | 0 | 0 | 0 | 0 | 0 | 1.1016 | 3.3535 | 0 | 4.4551
8042 | 2018-12-02 01:01 | 12 | Dezember | 1 | 336 | 0 | 0 | 0 | 0 | 0 | 1.0416 | 3.3697 | 0 | 4.4113
8043 | 2018-12-02 02:01 | 12 | Dezember | 2 | 336 | 0 | 0 | 0 | 0 | 0 | 1.024 | 3.3527 | 0 | 4.3767
8044 | 2018-12-02 03:01 | 12 | Dezember | 3 | 336 | 0 | 0 | 0 | 0 | 0 | 1.0345 | 3.3283 | 0 | 4.3628
8045 | 2018-12-02 04:01 | 12 | Dezember | 4 | 336 | 0 | 0 | 0 | 0 | 0 | 1.1645 | 3.2719 | 0 | 4.4364
8046 | 2018-12-02 05:01 | 12 | Dezember | 5 | 336 | 0 | 0 | 0 | 0 | 0 | 1.8896 | 3.0565 | 0 | 4.9461
8047 | 2018-12-02 06:01 | 12 | Dezember | 6 | 336 | 0 | 0 | 0 | 0 | 0 | 2.5495 | 2.7929 | 0 | 5.3424
8048 | 2018-12-02 07:01 | 12 | Dezember | 7 | 336 | 0 | 0 | 0 | 0 | 0 | 2.6183 | 2.8094 | 0 | 5.4277
8049 | 2018-12-02 08:01 | 12 | Dezember | 8 | 336 | 0.087005 | 0.087005 | 0.087005 | 0 | 0 | 2.3585 | 0.68765 | 0 | 3.0461
8050 | 2018-12-02 09:01 | 12 | Dezember | 9 | 336 | 0.34802 | 0.34802 | 0.34802 | 0 | 0 | 1.9804 | 1.1747 | 0 | 3.1551
8051 | 2018-12-02 10:01 | 12 | Dezember | 10 | 336 | 0.60904 | 0.60904 | 0.60904 | 0 | 0 | 1.7546 | 1.1747 | 0 | 2.9294
8052 | 2018-12-02 11:01 | 12 | Dezember | 11 | 336 | 1.3921 | 1.3921 | 1.3921 | 0 | 0 | 1.1793 | 1.4994 | 0 | 2.6787
8053 | 2018-12-02 12:01 | 12 | Dezember | 12 | 336 | 0.87005 | 0.87005 | 0.87005 | 0 | 0 | 1.6807 | 1.4994 | 0 | 3.1802
8054 | 2018-12-02 13:01 | 12 | Dezember | 13 | 336 | 3.5237 | 2.3137 | 3.5237 | 0 | 0 | 0 | 0.12711 | 0 | 0.12711
8055 | 2018-12-02 14:01 | 12 | Dezember | 14 | 336 | 2.2621 | 2.1371 | 2.2621 | 0 | 0 | 0 | 0.88733 | 0 | 0.88733
8056 | 2018-12-02 15:01 | 12 | Dezember | 15 | 336 | 0.34802 | 0.34802 | 0.34802 | 0 | 0 | 1.7958 | 0.85001 | 0 | 2.6458
8057 | 2018-12-02 16:01 | 12 | Dezember | 16 | 336 | 0 | 0 | 0 | 0 | 0 | 2.5369 | 1.0124 | 0 | 3.5493
8058 | 2018-12-02 17:01 | 12 | Dezember | 17 | 336 | 0 | 0 | 0 | 0 | 0 | 3.1667 | 1.1747 | 0 | 4.3414
8059 | 2018-12-02 18:01 | 12 | Dezember | 18 | 336 | 0 | 0 | 0 | 0 | 0 | 3.517 | 1.1747 | 0 | 4.6918
8060 | 2018-12-02 19:01 | 12 | Dezember | 19 | 336 | 0 | 0 | 0 | 0 | 0 | 3.2011 | 1.0893 | 0 | 4.2904
8061 | 2018-12-02 20:01 | 12 | Dezember | 20 | 336 | 0 | 0 | 0 | 0 | 0 | 2.7438 | 2.1079 | 0 | 4.8517
8062 | 2018-12-02 21:01 | 12 | Dezember | 21 | 336 | 0 | 0 | 0 | 0 | 0 | 2.336 | 2.1563 | 0 | 4.4923
8063 | 2018-12-02 22:01 | 12 | Dezember | 22 | 336 | 0 | 0 | 0 | 0 | 0 | 1.8279 | 2.488 | 0 | 4.3158
8064 | 2018-12-02 23:01 | 12 | Dezember | 23 | 336 | 0 | 0 | 0 | 0 | 0 | 1.3563 | 2.5492 | 0 | 3.9055
8065 | 2018-12-03 00:01 | 12 | Dezember | 0 | 337 | 0 | 0 | 0 | 0 | 0 | 1.1016 | 2.7909 | 0 | 3.8925
8066 | 2018-12-03 01:01 | 12 | Dezember | 1 | 337 | 0 | 0 | 0 | 0 | 0 | 1.0416 | 3.0025 | 0 | 4.0441
8067 | 2018-12-03 02:01 | 12 | Dezember | 2 | 337 | 0 | 0 | 0 | 0 | 0 | 1.024 | 3.3651 | 0 | 4.3891
8068 | 2018-12-03 03:01 | 12 | Dezember | 3 | 337 | 0 | 0 | 0 | 0 | 0 | 1.0345 | 3.471 | 0 | 4.5055
8069 | 2018-12-03 04:01 | 12 | Dezember | 4 | 337 | 0 | 0 | 0 | 0 | 0 | 1.1645 | 3.8536 | 0 | 5.0181
8070 | 2018-12-03 05:01 | 12 | Dezember | 5 | 337 | 0 | 0 | 0 | 0 | 0 | 1.8896 | 4.0725 | 0 | 5.962
8071 | 2018-12-03 06:01 | 12 | Dezember | 6 | 337 | 0 | 0 | 0 | 0 | 0 | 2.5495 | 4.6608 | 0 | 7.2103
8072 | 2018-12-03 07:01 | 12 | Dezember | 7 | 337 | 0 | 0 | 0 | 0 | 0 | 2.6183 | 4.5372 | 0 | 7.1556
8073 | 2018-12-03 08:01 | 12 | Dezember | 8 | 337 | 0.17401 | 0.17401 | 0.17401 | 0 | 0 | 3.3138 | 3.2091 | 0 | 6.523
8074 | 2018-12-03 09:01 | 12 | Dezember | 9 | 337 | 0.43503 | 0.43503 | 0.43503 | 0 | 0 | 3.5138 | 2.6777 | 0 | 6.1915
8075 | 2018-12-03 10:01 | 12 | Dezember | 10 | 337 | 0.60904 | 0.60904 | 0.60904 | 0 | 0 | 3.375 | 1.4372 | 0 | 4.8123
8076 | 2018-12-03 11:01 | 12 | Dezember | 11 | 337 | 0.69604 | 0.69604 | 0.69604 | 0 | 0 | 3.4957 | 2.2819 | 0 | 5.7776
8077 | 2018-12-03 12:01 | 12 | Dezember | 12 | 337 | 0.69604 | 0.69604 | 0.69604 | 0 | 0 | 3.4752 | 2.8929 | 0 | 6.368
8078 | 2018-12-03 13:01 | 12 | Dezember | 13 | 337 | 0.60904 | 0.60904 | 0.60904 | 0 | 0 | 3.3251 | 2.3458 | 0 | 5.6709
8079 | 2018-12-03 14:01 | 12 | Dezember | 14 | 337 | 0.34802 | 0.34802 | 0.34802 | 0 | 0 | 3.4095 | 2.8586 | 0 | 6.2681
8080 | 2018-12-03 15:01 | 12 | Dezember | 15 | 337 | 0.087005 | 0.087005 | 0.087005 | 0 | 0 | 5.5344 | 3.3153 | 0 | 8.8497
8081 | 2018-12-03 16:01 | 12 | Dezember | 16 | 337 | 0 | 0 | 0 | 0 | 0 | 6.0146 | 3.6292 | 0 | 9.6437
8082 | 2018-12-03 17:01 | 12 | Dezember | 17 | 337 | 0 | 0 | 0 | 0 | 0 | 4.3228 | 3.3904 | 0 | 7.7132
8083 | 2018-12-03 18:01 | 12 | Dezember | 18 | 337 | 0 | 0 | 0 | 0 | 0 | 4.0951 | 3.0326 | 0 | 7.1277
8084 | 2018-12-03 19:01 | 12 | Dezember | 19 | 337 | 0 | 0 | 0 | 0 | 0 | 3.2011 | 2.8848 | 0 | 6.0859
8085 | 2018-12-03 20:01 | 12 | Dezember | 20 | 337 | 0 | 0 | 0 | 0 | 0 | 2.7438 | 3.0176 | 0 | 5.7614
8086 | 2018-12-03 21:01 | 12 | Dezember | 21 | 337 | 0 | 0 | 0 | 0 | 0 | 2.336 | 2.8907 | 0 | 5.2266
8087 | 2018-12-03 22:01 | 12 | Dezember | 22 | 337 | 0 | 0 | 0 | 0 | 0 | 1.8279 | 3.2318 | 0 | 5.0596
8088 | 2018-12-03 23:01 | 12 | Dezember | 23 | 337 | 0 | 0 | 0 | 0 | 0 | 1.3563 | 3.3029 | 0 | 4.6592
8089 | 2018-12-04 00:01 | 12 | Dezember | 0 | 338 | 0 | 0 | 0 | 0 | 0 | 1.2657 | 3.365 | 0 | 4.6307
8090 | 2018-12-04 01:01 | 12 | Dezember | 1 | 338 | 0 | 0 | 0 | 0 | 0 | 1.0844 | 3.4321 | 0 | 4.5165
8091 | 2018-12-04 02:01 | 12 | Dezember | 2 | 338 | 0 | 0 | 0 | 0 | 0 | 1.0441 | 3.6431 | 0 | 4.6872
8092 | 2018-12-04 03:01 | 12 | Dezember | 3 | 338 | 0 | 0 | 0 | 0 | 0 | 1.0236 | 3.6486 | 0 | 4.6722
8093 | 2018-12-04 04:01 | 12 | Dezember | 4 | 338 | 0 | 0 | 0 | 0 | 0 | 1.0504 | 3.9907 | 0 | 5.0411
8094 | 2018-12-04 05:01 | 12 | Dezember | 5 | 338 | 0 | 0 | 0 | 0 | 0 | 1.269 | 4.2577 | 0 | 5.5267
8095 | 2018-12-04 06:01 | 12 | Dezember | 6 | 338 | 0 | 0 | 0 | 0 | 0 | 1.7532 | 4.7384 | 0 | 6.4916
8096 | 2018-12-04 07:01 | 12 | Dezember | 7 | 338 | 0 | 0 | 0 | 0 | 0 | 2.3867 | 4.7602 | 0 | 7.1469
8097 | 2018-12-04 08:01 | 12 | Dezember | 8 | 338 | 1.0876 | 1.0876 | 1.0876 | 0 | 0 | 2.7108 | 4.3549 | 0 | 7.0656
8098 | 2018-12-04 09:01 | 12 | Dezember | 9 | 338 | 2.1751 | 2.1751 | 2.1751 | 0 | 0 | 2.3045 | 3.7755 | 0 | 6.08
8099 | 2018-12-04 10:01 | 12 | Dezember | 10 | 338 | 3.9152 | 3.9152 | 3.9152 | 0 | 0 | 0.68435 | 3.3719 | 0 | 4.0563
8100 | 2018-12-04 11:01 | 12 | Dezember | 11 | 338 | 4.3503 | 4.3503 | 4.3503 | 0 | 0 | 0.44401 | 3.5276 | 0 | 3.9717
8101 | 2018-12-04 12:01 | 12 | Dezember | 12 | 338 | 3.7412 | 3.7412 | 3.7412 | 0 | 0 | 1.04 | 3.8061 | 0 | 4.8462
8102 | 2018-12-04 13:01 | 12 | Dezember | 13 | 338 | 3.9152 | 3.9152 | 3.9152 | 0 | 0 | 0.65834 | 3.5014 | 0 | 4.1597
8103 | 2018-12-04 14:01 | 12 | Dezember | 14 | 338 | 2.5666 | 2.5666 | 2.5666 | 0 | 0 | 1.8445 | 3.3023 | 0 | 5.1469
8104 | 2018-12-04 15:01 | 12 | Dezember | 15 | 338 | 0.17401 | 0.17401 | 0.17401 | 0 | 0 | 6.1108 | 3.5801 | 0 | 9.6908
8105 | 2018-12-04 16:01 | 12 | Dezember | 16 | 338 | 0 | 0 | 0 | 0 | 0 | 6.8848 | 3.8019 | 0 | 10.6866
8106 | 2018-12-04 17:01 | 12 | Dezember | 17 | 338 | 0 | 0 | 0 | 0 | 0 | 5.0482 | 3.5454 | 0 | 8.5937
8107 | 2018-12-04 18:01 | 12 | Dezember | 18 | 338 | 0 | 0 | 0 | 0 | 0 | 4.4824 | 3.3162 | 0 | 7.7986
8108 | 2018-12-04 19:01 | 12 | Dezember | 19 | 338 | 0 | 0 | 0 | 0 | 0 | 3.2636 | 3.1778 | 0 | 6.4415
8109 | 2018-12-04 20:01 | 12 | Dezember | 20 | 338 | 0 | 0 | 0 | 0 | 0 | 2.6284 | 3.2996 | 0 | 5.928
8110 | 2018-12-04 21:01 | 12 | Dezember | 21 | 338 | 0 | 0 | 0 | 0 | 0 | 2.4337 | 3.059 | 0 | 5.4927
8111 | 2018-12-04 22:01 | 12 | Dezember | 22 | 338 | 0 | 0 | 0 | 0 | 0 | 2.122 | 3.309 | 0 | 5.431
8112 | 2018-12-04 23:01 | 12 | Dezember | 23 | 338 | 0 | 0 | 0 | 0 | 0 | 1.5031 | 3.3803 | 0 | 4.8834
8113 | 2018-12-05 00:01 | 12 | Dezember | 0 | 339 | 0 | 0 | 0 | 0 | 0 | 1.6898 | 3.3881 | 0 | 5.078
8114 | 2018-12-05 01:01 | 12 | Dezember | 1 | 339 | 0 | 0 | 0 | 0 | 0 | 1.3223 | 3.523 | 0 | 4.8453
8115 | 2018-12-05 02:01 | 12 | Dezember | 2 | 339 | 0 | 0 | 0 | 0 | 0 | 1.1343 | 3.773 | 0 | 4.9073
8116 | 2018-12-05 03:01 | 12 | Dezember | 3 | 339 | 0 | 0 | 0 | 0 | 0 | 1.0685 | 4.2402 | 0 | 5.3086
8117 | 2018-12-05 04:01 | 12 | Dezember | 4 | 339 | 0 | 0 | 0 | 0 | 0 | 1.0278 | 4.6543 | 0 | 5.6821
8118 | 2018-12-05 05:01 | 12 | Dezember | 5 | 339 | 0 | 0 | 0 | 0 | 0 | 1.0261 | 5.0013 | 0 | 6.0274
8119 | 2018-12-05 06:01 | 12 | Dezember | 6 | 339 | 0 | 0 | 0 | 0 | 0 | 1.0651 | 5.7311 | 0 | 6.7962
8120 | 2018-12-05 07:01 | 12 | Dezember | 7 | 339 | 0 | 0 | 0 | 0 | 0 | 1.217 | 5.5941 | 0 | 6.8111
8121 | 2018-12-05 08:01 | 12 | Dezember | 8 | 339 | 0.43503 | 0.43503 | 0.43503 | 0 | 0 | 2.4709 | 4.8427 | 0 | 7.3136
8122 | 2018-12-05 09:01 | 12 | Dezember | 9 | 339 | 1.1311 | 1.1311 | 1.1311 | 0 | 0 | 3.1916 | 4.0359 | 0 | 7.2275
8123 | 2018-12-05 10:01 | 12 | Dezember | 10 | 339 | 0.60904 | 0.60904 | 0.60904 | 0 | 0 | 4.3124 | 3.4677 | 0 | 7.78
8124 | 2018-12-05 11:01 | 12 | Dezember | 11 | 339 | 1.3051 | 1.3051 | 1.3051 | 0 | 0 | 4.0963 | 3.5337 | 0 | 7.63
8125 | 2018-12-05 12:01 | 12 | Dezember | 12 | 339 | 0.52203 | 0.52203 | 0.52203 | 0 | 0 | 4.9452 | 3.8273 | 0 | 8.7725
8126 | 2018-12-05 13:01 | 12 | Dezember | 13 | 339 | 3.3497 | 3.3497 | 3.3497 | 0 | 0 | 1.5524 | 3.6203 | 0 | 5.1727
8127 | 2018-12-05 14:01 | 12 | Dezember | 14 | 339 | 2.2621 | 2.2621 | 2.2621 | 0 | 0 | 2.0207 | 3.6079 | 0 | 5.6286
8128 | 2018-12-05 15:01 | 12 | Dezember | 15 | 339 | 0.34802 | 0.34802 | 0.34802 | 0 | 0 | 5.4643 | 3.9871 | 0 | 9.4514
8129 | 2018-12-05 16:01 | 12 | Dezember | 16 | 339 | 0 | 0 | 0 | 0 | 0 | 5.6462 | 4.36 | 0 | 10.0062
8130 | 2018-12-05 17:01 | 12 | Dezember | 17 | 339 | 0 | 0 | 0 | 0 | 0 | 3.6435 | 4.1668 | 0 | 7.8104
8131 | 2018-12-05 18:01 | 12 | Dezember | 18 | 339 | 0 | 0 | 0 | 0 | 0 | 3.5807 | 3.7495 | 0 | 7.3302
8132 | 2018-12-05 19:01 | 12 | Dezember | 19 | 339 | 0 | 0 | 0 | 0 | 0 | 3.3362 | 3.3924 | 0 | 6.7286
8133 | 2018-12-05 20:01 | 12 | Dezember | 20 | 339 | 0 | 0 | 0 | 0 | 0 | 3.0652 | 3.4552 | 0 | 6.5204
8134 | 2018-12-05 21:01 | 12 | Dezember | 21 | 339 | 0 | 0 | 0 | 0 | 0 | 2.6523 | 3.2906 | 0 | 5.9429
8135 | 2018-12-05 22:01 | 12 | Dezember | 22 | 339 | 0 | 0 | 0 | 0 | 0 | 2.3037 | 3.5493 | 0 | 5.853
8136 | 2018-12-05 23:01 | 12 | Dezember | 23 | 339 | 0 | 0 | 0 | 0 | 0 | 1.3563 | 3.7248 | 0 | 5.0811
8137 | 2018-12-06 00:01 | 12 | Dezember | 0 | 340 | 0 | 0 | 0 | 0 | 0 | 1.1016 | 4.0076 | 0 | 5.1092
8138 | 2018-12-06 01:01 | 12 | Dezember | 1 | 340 | 0 | 0 | 0 | 0 | 0 | 1.0416 | 4.5727 | 0 | 5.6143
8139 | 2018-12-06 02:01 | 12 | Dezember | 2 | 340 | 0 | 0 | 0 | 0 | 0 | 1.024 | 4.8701 | 0 | 5.8941
8140 | 2018-12-06 03:01 | 12 | Dezember | 3 | 340 | 0 | 0 | 0 | 0 | 0 | 1.0345 | 4.9543 | 0 | 5.9888
8141 | 2018-12-06 04:01 | 12 | Dezember | 4 | 340 | 0 | 0 | 0 | 0 | 0 | 1.1645 | 5.3156 | 0 | 6.4802
8142 | 2018-12-06 05:01 | 12 | Dezember | 5 | 340 | 0 | 0 | 0 | 0 | 0 | 1.8896 | 5.4939 | 0 | 7.3834
8143 | 2018-12-06 06:01 | 12 | Dezember | 6 | 340 | 0 | 0 | 0 | 0 | 0 | 2.5495 | 6.1274 | 0 | 8.6769
8144 | 2018-12-06 07:01 | 12 | Dezember | 7 | 340 | 0.087005 | 0.087005 | 0.087005 | 0 | 0 | 2.5313 | 6.0056 | 0 | 8.5369
8145 | 2018-12-06 08:01 | 12 | Dezember | 8 | 340 | 1.0441 | 1.0441 | 1.0441 | 0 | 0 | 2.4438 | 5.3088 | 0 | 7.7526
8146 | 2018-12-06 09:01 | 12 | Dezember | 9 | 340 | 3.1757 | 3.1757 | 3.1757 | 0 | 0 | 0.77315 | 4.5544 | 0 | 5.3275
8147 | 2018-12-06 10:01 | 12 | Dezember | 10 | 340 | 3.3497 | 3.3497 | 3.3497 | 0 | 0 | 0.63439 | 1.7009 | 0 | 2.3353
8148 | 2018-12-06 11:01 | 12 | Dezember | 11 | 340 | 3.1322 | 3.1322 | 3.1322 | 0 | 0 | 1.0596 | 2.95 | 0 | 4.0096
8149 | 2018-12-06 12:01 | 12 | Dezember | 12 | 340 | 1.7401 | 1.7401 | 1.7401 | 0 | 0 | 2.4311 | 2.6061 | 0 | 5.0372
8150 | 2018-12-06 13:01 | 12 | Dezember | 13 | 340 | 0.34802 | 0.34802 | 0.34802 | 0 | 0 | 3.5861 | 3.6858 | 0 | 7.2719
8151 | 2018-12-06 14:01 | 12 | Dezember | 14 | 340 | 0.60904 | 0.60904 | 0.60904 | 0 | 0 | 3.1485 | 3.4598 | 0 | 6.6082
8152 | 2018-12-06 15:01 | 12 | Dezember | 15 | 340 | 0.087005 | 0.087005 | 0.087005 | 0 | 0 | 5.5344 | 4.3501 | 0 | 9.8846
8153 | 2018-12-06 16:01 | 12 | Dezember | 16 | 340 | 0 | 0 | 0 | 0 | 0 | 6.0146 | 4.6275 | 0 | 10.6421
8154 | 2018-12-06 17:01 | 12 | Dezember | 17 | 340 | 0 | 0 | 0 | 0 | 0 | 4.3228 | 4.3537 | 0 | 8.6765
8155 | 2018-12-06 18:01 | 12 | Dezember | 18 | 340 | 0 | 0 | 0 | 0 | 0 | 4.0951 | 3.962 | 0 | 8.0571
8156 | 2018-12-06 19:01 | 12 | Dezember | 19 | 340 | 0 | 0 | 0 | 0 | 0 | 3.2011 | 3.7751 | 0 | 6.9762
8157 | 2018-12-06 20:01 | 12 | Dezember | 20 | 340 | 0 | 0 | 0 | 0 | 0 | 2.7438 | 3.8668 | 0 | 6.6106
8158 | 2018-12-06 21:01 | 12 | Dezember | 21 | 340 | 0 | 0 | 0 | 0 | 0 | 2.336 | 3.6813 | 0 | 6.0173
8159 | 2018-12-06 22:01 | 12 | Dezember | 22 | 340 | 0 | 0 | 0 | 0 | 0 | 1.8279 | 3.9806 | 0 | 5.8085
8160 | 2018-12-06 23:01 | 12 | Dezember | 23 | 340 | 0 | 0 | 0 | 0 | 0 | 1.3563 | 4.0116 | 0 | 5.3679
8161 | 2018-12-07 00:01 | 12 | Dezember | 0 | 341 | 0 | 0 | 0 | 0 | 0 | 1.1016 | 4.0971 | 0 | 5.1988
8162 | 2018-12-07 01:01 | 12 | Dezember | 1 | 341 | 0 | 0 | 0 | 0 | 0 | 1.0416 | 4.1129 | 0 | 5.1545
8163 | 2018-12-07 02:01 | 12 | Dezember | 2 | 341 | 0 | 0 | 0 | 0 | 0 | 1.024 | 4.6562 | 0 | 5.6802
8164 | 2018-12-07 03:01 | 12 | Dezember | 3 | 341 | 0 | 0 | 0 | 0 | 0 | 1.0345 | 4.8476 | 0 | 5.8821
8165 | 2018-12-07 04:01 | 12 | Dezember | 4 | 341 | 0 | 0 | 0 | 0 | 0 | 1.1645 | 5.1439 | 0 | 6.3085
8166 | 2018-12-07 05:01 | 12 | Dezember | 5 | 341 | 0 | 0 | 0 | 0 | 0 | 1.8896 | 5.2796 | 0 | 7.1692
8167 | 2018-12-07 06:01 | 12 | Dezember | 6 | 341 | 0 | 0 | 0 | 0 | 0 | 2.5495 | 5.8403 | 0 | 8.3899
8168 | 2018-12-07 07:01 | 12 | Dezember | 7 | 341 | 0 | 0 | 0 | 0 | 0 | 2.6183 | 5.7264 | 0 | 8.3447
8169 | 2018-12-07 08:01 | 12 | Dezember | 8 | 341 | 1.0876 | 1.0876 | 1.0876 | 0 | 0 | 2.4003 | 4.825 | 0 | 7.2253
8170 | 2018-12-07 09:01 | 12 | Dezember | 9 | 341 | 2.0011 | 2.0011 | 2.0011 | 0 | 0 | 1.9477 | 2.5169 | 0 | 4.4646
8171 | 2018-12-07 10:01 | 12 | Dezember | 10 | 341 | 2.7842 | 2.7842 | 2.7842 | 0 | 0 | 1.1999 | 3.4978 | 0 | 4.6977
8172 | 2018-12-07 11:01 | 12 | Dezember | 11 | 341 | 3.2627 | 3.2627 | 3.2627 | 0 | 0 | 0.92908 | 3.6907 | 0 | 4.6198
8173 | 2018-12-07 12:01 | 12 | Dezember | 12 | 341 | 3.1757 | 3.1757 | 3.1757 | 0 | 0 | 0.99552 | 3.7611 | 0 | 4.7566
8174 | 2018-12-07 13:01 | 12 | Dezember | 13 | 341 | 2.4361 | 2.4361 | 2.4361 | 0 | 0 | 1.498 | 2.4613 | 0 | 3.9593
8175 | 2018-12-07 14:01 | 12 | Dezember | 14 | 341 | 1.5226 | 1.5226 | 1.5226 | 0 | 0 | 2.2349 | 3.8133 | 0 | 6.0482
8176 | 2018-12-07 15:01 | 12 | Dezember | 15 | 341 | 0.17401 | 0.17401 | 0.17401 | 0 | 0 | 5.4474 | 4.1066 | 0 | 9.5541
8177 | 2018-12-07 16:01 | 12 | Dezember | 16 | 341 | 0 | 0 | 0 | 0 | 0 | 6.0146 | 4.3465 | 0 | 10.3611
8178 | 2018-12-07 17:01 | 12 | Dezember | 17 | 341 | 0 | 0 | 0 | 0 | 0 | 4.3228 | 4.0167 | 0 | 8.3395
8179 | 2018-12-07 18:01 | 12 | Dezember | 18 | 341 | 0 | 0 | 0 | 0 | 0 | 4.0951 | 3.5884 | 0 | 7.6835
8180 | 2018-12-07 19:01 | 12 | Dezember | 19 | 341 | 0 | 0 | 0 | 0 | 0 | 3.2011 | 3.3631 | 0 | 6.5642
8181 | 2018-12-07 20:01 | 12 | Dezember | 20 | 341 | 0 | 0 | 0 | 0 | 0 | 2.7438 | 3.3969 | 0 | 6.1407
8182 | 2018-12-07 21:01 | 12 | Dezember | 21 | 341 | 0 | 0 | 0 | 0 | 0 | 2.336 | 3.173 | 0 | 5.5089
8183 | 2018-12-07 22:01 | 12 | Dezember | 22 | 341 | 0 | 0 | 0 | 0 | 0 | 1.8279 | 3.4331 | 0 | 5.261
8184 | 2018-12-07 23:01 | 12 | Dezember | 23 | 341 | 0 | 0 | 0 | 0 | 0 | 1.3563 | 3.4254 | 0 | 4.7817
8185 | 2018-12-08 00:01 | 12 | Dezember | 0 | 342 | 0 | 0 | 0 | 0 | 0 | 1.1016 | 3.5408 | 0 | 4.6425
8186 | 2018-12-08 01:01 | 12 | Dezember | 1 | 342 | 0 | 0 | 0 | 0 | 0 | 1.0416 | 3.99 | 0 | 5.0316
8187 | 2018-12-08 02:01 | 12 | Dezember | 2 | 342 | 0 | 0 | 0 | 0 | 0 | 1.024 | 3.9947 | 0 | 5.0187
8188 | 2018-12-08 03:01 | 12 | Dezember | 3 | 342 | 0 | 0 | 0 | 0 | 0 | 1.0345 | 4.1006 | 0 | 5.1351
8189 | 2018-12-08 04:01 | 12 | Dezember | 4 | 342 | 0 | 0 | 0 | 0 | 0 | 1.1645 | 3.98 | 0 | 5.1446
8190 | 2018-12-08 05:01 | 12 | Dezember | 5 | 342 | 0 | 0 | 0 | 0 | 0 | 1.8896 | 3.9326 | 0 | 5.8221
8191 | 2018-12-08 06:01 | 12 | Dezember | 6 | 342 | 0 | 0 | 0 | 0 | 0 | 2.5495 | 4.0059 | 0 | 6.5555
8192 | 2018-12-08 07:01 | 12 | Dezember | 7 | 342 | 0 | 0 | 0 | 0 | 0 | 2.6183 | 4.2172 | 0 | 6.8356
8193 | 2018-12-08 08:01 | 12 | Dezember | 8 | 342 | 0.34802 | 0.34802 | 0.34802 | 0 | 0 | 2.0975 | 4.1032 | 0 | 6.2006
8194 | 2018-12-08 09:01 | 12 | Dezember | 9 | 342 | 0.78305 | 0.78305 | 0.78305 | 0 | 0 | 1.5454 | 3.7263 | 0 | 5.2716
8195 | 2018-12-08 10:01 | 12 | Dezember | 10 | 342 | 0.87005 | 0.87005 | 0.87005 | 0 | 0 | 1.4936 | 3.1742 | 0 | 4.6678
8196 | 2018-12-08 11:01 | 12 | Dezember | 11 | 342 | 0.95706 | 0.95706 | 0.95706 | 0 | 0 | 1.6143 | 3.2412 | 0 | 4.8555
8197 | 2018-12-08 12:01 | 12 | Dezember | 12 | 342 | 0.95706 | 0.95706 | 0.95706 | 0 | 0 | 1.5937 | 3.2537 | 0 | 4.8474
8198 | 2018-12-08 13:01 | 12 | Dezember | 13 | 342 | 0.78305 | 0.78305 | 0.78305 | 0 | 0 | 1.5307 | 3.3851 | 0 | 4.9157
8199 | 2018-12-08 14:01 | 12 | Dezember | 14 | 342 | 0.52203 | 0.52203 | 0.52203 | 0 | 0 | 1.6151 | 3.5088 | 0 | 5.1239
8200 | 2018-12-08 15:01 | 12 | Dezember | 15 | 342 | 0.087005 | 0.087005 | 0.087005 | 0 | 0 | 2.0568 | 3.8323 | 0 | 5.8891
8201 | 2018-12-08 16:01 | 12 | Dezember | 16 | 342 | 0 | 0 | 0 | 0 | 0 | 2.5369 | 4.4472 | 0 | 6.9841
8202 | 2018-12-08 17:01 | 12 | Dezember | 17 | 342 | 0 | 0 | 0 | 0 | 0 | 3.1667 | 3.944 | 0 | 7.1107
8203 | 2018-12-08 18:01 | 12 | Dezember | 18 | 342 | 0 | 0 | 0 | 0 | 0 | 3.517 | 3.2187 | 0 | 6.7357
8204 | 2018-12-08 19:01 | 12 | Dezember | 19 | 342 | 0 | 0 | 0 | 0 | 0 | 3.2011 | 3.3225 | 0 | 6.5236
8205 | 2018-12-08 20:01 | 12 | Dezember | 20 | 342 | 0 | 0 | 0 | 0 | 0 | 2.7438 | 3.2499 | 0 | 5.9937
8206 | 2018-12-08 21:01 | 12 | Dezember | 21 | 342 | 0 | 0 | 0 | 0 | 0 | 2.336 | 3.3774 | 0 | 5.7133
8207 | 2018-12-08 22:01 | 12 | Dezember | 22 | 342 | 0 | 0 | 0 | 0 | 0 | 1.8279 | 3.6798 | 0 | 5.5076
8208 | 2018-12-08 23:01 | 12 | Dezember | 23 | 342 | 0 | 0 | 0 | 0 | 0 | 1.3563 | 3.6931 | 0 | 5.0494
8209 | 2018-12-09 00:01 | 12 | Dezember | 0 | 343 | 0 | 0 | 0 | 0 | 0 | 1.1016 | 3.8242 | 0 | 4.9258
8210 | 2018-12-09 01:01 | 12 | Dezember | 1 | 343 | 0 | 0 | 0 | 0 | 0 | 1.0416 | 3.8832 | 0 | 4.9249
8211 | 2018-12-09 02:01 | 12 | Dezember | 2 | 343 | 0 | 0 | 0 | 0 | 0 | 1.024 | 3.9313 | 0 | 4.9553
8212 | 2018-12-09 03:01 | 12 | Dezember | 3 | 343 | 0 | 0 | 0 | 0 | 0 | 1.0345 | 3.9721 | 0 | 5.0066
8213 | 2018-12-09 04:01 | 12 | Dezember | 4 | 343 | 0 | 0 | 0 | 0 | 0 | 1.1645 | 3.9603 | 0 | 5.1249
8214 | 2018-12-09 05:01 | 12 | Dezember | 5 | 343 | 0 | 0 | 0 | 0 | 0 | 1.8896 | 3.7948 | 0 | 5.6843
8215 | 2018-12-09 06:01 | 12 | Dezember | 6 | 343 | 0 | 0 | 0 | 0 | 0 | 2.5495 | 3.5826 | 0 | 6.1321
8216 | 2018-12-09 07:01 | 12 | Dezember | 7 | 343 | 0 | 0 | 0 | 0 | 0 | 2.6183 | 3.6029 | 0 | 6.2213
8217 | 2018-12-09 08:01 | 12 | Dezember | 8 | 343 | 0.34802 | 0.34802 | 0.34802 | 0 | 0 | 2.0975 | 0.68765 | 0 | 2.7851
8218 | 2018-12-09 09:01 | 12 | Dezember | 9 | 343 | 0.52203 | 0.52203 | 0.52203 | 0 | 0 | 1.8064 | 1.1747 | 0 | 2.9811
8219 | 2018-12-09 10:01 | 12 | Dezember | 10 | 343 | 0.87005 | 0.87005 | 0.87005 | 0 | 0 | 1.4936 | 1.1747 | 0 | 2.6683
8220 | 2018-12-09 11:01 | 12 | Dezember | 11 | 343 | 1.3921 | 1.3921 | 1.3921 | 0 | 0 | 1.1793 | 1.4994 | 0 | 2.6787
8221 | 2018-12-09 12:01 | 12 | Dezember | 12 | 343 | 1.4791 | 1.4791 | 1.4791 | 0 | 0 | 1.0717 | 1.4994 | 0 | 2.5711
8222 | 2018-12-09 13:01 | 12 | Dezember | 13 | 343 | 1.4791 | 1.4791 | 1.4791 | 0 | 0 | 0.83465 | 1.7991 | 0 | 2.6338
8223 | 2018-12-09 14:01 | 12 | Dezember | 14 | 343 | 0.95706 | 0.95706 | 0.95706 | 0 | 0 | 1.18 | 1.0124 | 0 | 2.1924
8224 | 2018-12-09 15:01 | 12 | Dezember | 15 | 343 | 0.17401 | 0.17401 | 0.17401 | 0 | 0 | 1.9698 | 2.3367 | 0 | 4.3065
8225 | 2018-12-09 16:01 | 12 | Dezember | 16 | 343 | 0 | 0 | 0 | 0 | 0 | 2.5369 | 3.0453 | 0 | 5.5822
8226 | 2018-12-09 17:01 | 12 | Dezember | 17 | 343 | 0 | 0 | 0 | 0 | 0 | 3.1667 | 3.3657 | 0 | 6.5324
8227 | 2018-12-09 18:01 | 12 | Dezember | 18 | 343 | 0 | 0 | 0 | 0 | 0 | 3.517 | 3.0931 | 0 | 6.6101
8228 | 2018-12-09 19:01 | 12 | Dezember | 19 | 343 | 0 | 0 | 0 | 0 | 0 | 3.2011 | 2.85 | 0 | 6.0511
8229 | 2018-12-09 20:01 | 12 | Dezember | 20 | 343 | 0 | 0 | 0 | 0 | 0 | 2.7438 | 3.0632 | 0 | 5.807
8230 | 2018-12-09 21:01 | 12 | Dezember | 21 | 343 | 0 | 0 | 0 | 0 | 0 | 2.336 | 2.8383 | 0 | 5.1743
8231 | 2018-12-09 22:01 | 12 | Dezember | 22 | 343 | 0 | 0 | 0 | 0 | 0 | 1.8279 | 3.1178 | 0 | 4.9457
8232 | 2018-12-09 23:01 | 12 | Dezember | 23 | 343 | 0 | 0 | 0 | 0 | 0 | 1.3563 | 3.1087 | 0 | 4.465
8233 | 2018-12-10 00:01 | 12 | Dezember | 0 | 344 | 0 | 0 | 0 | 0 | 0 | 1.1016 | 3.1527 | 0 | 4.2543
8234 | 2018-12-10 01:01 | 12 | Dezember | 1 | 344 | 0 | 0 | 0 | 0 | 0 | 1.0416 | 3.1682 | 0 | 4.2098
8235 | 2018-12-10 02:01 | 12 | Dezember | 2 | 344 | 0 | 0 | 0 | 0 | 0 | 1.024 | 3.4003 | 0 | 4.4243
8236 | 2018-12-10 03:01 | 12 | Dezember | 3 | 344 | 0 | 0 | 0 | 0 | 0 | 1.0345 | 3.2891 | 0 | 4.3236
8237 | 2018-12-10 04:01 | 12 | Dezember | 4 | 344 | 0 | 0 | 0 | 0 | 0 | 1.1645 | 3.5858 | 0 | 4.7503
8238 | 2018-12-10 05:01 | 12 | Dezember | 5 | 344 | 0 | 0 | 0 | 0 | 0 | 1.8896 | 3.7024 | 0 | 5.5919
8239 | 2018-12-10 06:01 | 12 | Dezember | 6 | 344 | 0 | 0 | 0 | 0 | 0 | 2.5495 | 4.2405 | 0 | 6.7901
8240 | 2018-12-10 07:01 | 12 | Dezember | 7 | 344 | 0 | 0 | 0 | 0 | 0 | 2.6183 | 4.0834 | 0 | 6.7017
8241 | 2018-12-10 08:01 | 12 | Dezember | 8 | 344 | 0.34802 | 0.34802 | 0.34802 | 0 | 0 | 3.1398 | 3.6665 | 0 | 6.8064
8242 | 2018-12-10 09:01 | 12 | Dezember | 9 | 344 | 0.95706 | 0.95706 | 0.95706 | 0 | 0 | 2.9918 | 3.0979 | 0 | 6.0897
8243 | 2018-12-10 10:01 | 12 | Dezember | 10 | 344 | 1.3921 | 1.3921 | 1.3921 | 0 | 0 | 2.592 | 2.6966 | 0 | 5.2886
8244 | 2018-12-10 11:01 | 12 | Dezember | 11 | 344 | 1.6531 | 1.6531 | 1.6531 | 0 | 0 | 2.5387 | 2.8922 | 0 | 5.4309
8245 | 2018-12-10 12:01 | 12 | Dezember | 12 | 344 | 1.5661 | 1.5661 | 1.5661 | 0 | 0 | 2.6051 | 3.0981 | 0 | 5.7032
8246 | 2018-12-10 13:01 | 12 | Dezember | 13 | 344 | 1.2181 | 1.2181 | 1.2181 | 0 | 0 | 2.7161 | 2.7097 | 0 | 5.4257
8247 | 2018-12-10 14:01 | 12 | Dezember | 14 | 344 | 0.60904 | 0.60904 | 0.60904 | 0 | 0 | 3.1485 | 2.6661 | 0 | 5.8146
8248 | 2018-12-10 15:01 | 12 | Dezember | 15 | 344 | 0.087005 | 0.087005 | 0.087005 | 0 | 0 | 5.5344 | 2.9013 | 0 | 8.4357
8249 | 2018-12-10 16:01 | 12 | Dezember | 16 | 344 | 0 | 0 | 0 | 0 | 0 | 6.0146 | 3.1805 | 0 | 9.195
8250 | 2018-12-10 17:01 | 12 | Dezember | 17 | 344 | 0 | 0 | 0 | 0 | 0 | 4.3228 | 2.8912 | 0 | 7.214
8251 | 2018-12-10 18:01 | 12 | Dezember | 18 | 344 | 0 | 0 | 0 | 0 | 0 | 4.0951 | 2.5046 | 0 | 6.5997
8252 | 2018-12-10 19:01 | 12 | Dezember | 19 | 344 | 0 | 0 | 0 | 0 | 0 | 3.2011 | 2.3162 | 0 | 5.5173
8253 | 2018-12-10 20:01 | 12 | Dezember | 20 | 344 | 0 | 0 | 0 | 0 | 0 | 2.7438 | 2.404 | 0 | 5.1478
8254 | 2018-12-10 21:01 | 12 | Dezember | 21 | 344 | 0 | 0 | 0 | 0 | 0 | 2.336 | 2.2166 | 0 | 4.5526
8255 | 2018-12-10 22:01 | 12 | Dezember | 22 | 344 | 0 | 0 | 0 | 0 | 0 | 1.8279 | 2.5112 | 0 | 4.3391
8256 | 2018-12-10 23:01 | 12 | Dezember | 23 | 344 | 0 | 0 | 0 | 0 | 0 | 1.3563 | 2.5394 | 0 | 3.8956
8257 | 2018-12-11 00:01 | 12 | Dezember | 0 | 345 | 0 | 0 | 0 | 0 | 0 | 1.2657 | 2.6955 | 0 | 3.9612
8258 | 2018-12-11 01:01 | 12 | Dezember | 1 | 345 | 0 | 0 | 0 | 0 | 0 | 1.0844 | 2.8749 | 0 | 3.9593
8259 | 2018-12-11 02:01 | 12 | Dezember | 2 | 345 | 0 | 0 | 0 | 0 | 0 | 1.0441 | 3.1805 | 0 | 4.2246
8260 | 2018-12-11 03:01 | 12 | Dezember | 3 | 345 | 0 | 0 | 0 | 0 | 0 | 1.0236 | 3.2617 | 0 | 4.2853
8261 | 2018-12-11 04:01 | 12 | Dezember | 4 | 345 | 0 | 0 | 0 | 0 | 0 | 1.0504 | 3.7761 | 0 | 4.8265
8262 | 2018-12-11 05:01 | 12 | Dezember | 5 | 345 | 0 | 0 | 0 | 0 | 0 | 1.269 | 4.3854 | 0 | 5.6544
8263 | 2018-12-11 06:01 | 12 | Dezember | 6 | 345 | 0 | 0 | 0 | 0 | 0 | 1.7532 | 5.0296 | 0 | 6.7828
8264 | 2018-12-11 07:01 | 12 | Dezember | 7 | 345 | 0 | 0 | 0 | 0 | 0 | 2.3867 | 4.7731 | 0 | 7.1598
8265 | 2018-12-11 08:01 | 12 | Dezember | 8 | 345 | 0.17401 | 0.17401 | 0.17401 | 0 | 0 | 3.6243 | 2.6417 | 0 | 6.266
8266 | 2018-12-11 09:01 | 12 | Dezember | 9 | 345 | 0.26102 | 0.26102 | 0.26102 | 0 | 0 | 4.2186 | 2.6437 | 0 | 6.8622
8267 | 2018-12-11 10:01 | 12 | Dezember | 10 | 345 | 0.43503 | 0.43503 | 0.43503 | 0 | 0 | 4.1646 | 1.4372 | 0 | 5.6018
8268 | 2018-12-11 11:01 | 12 | Dezember | 11 | 345 | 0.52203 | 0.52203 | 0.52203 | 0 | 0 | 4.2722 | 1.7619 | 0 | 6.0342
8269 | 2018-12-11 12:01 | 12 | Dezember | 12 | 345 | 0.52203 | 0.52203 | 0.52203 | 0 | 0 | 4.2592 | 2.0866 | 0 | 6.3459
8270 | 2018-12-11 13:01 | 12 | Dezember | 13 | 345 | 0.43503 | 0.43503 | 0.43503 | 0 | 0 | 4.1385 | 1.5996 | 0 | 5.7381
8271 | 2018-12-11 14:01 | 12 | Dezember | 14 | 345 | 0.26102 | 0.26102 | 0.26102 | 0 | 0 | 4.1502 | 1.2694 | 0 | 5.4196
8272 | 2018-12-11 15:01 | 12 | Dezember | 15 | 345 | 0 | 0 | 0 | 0 | 0 | 4.4276 | 1.2694 | 0 | 5.697
8273 | 2018-12-11 16:01 | 12 | Dezember | 16 | 345 | 0 | 0 | 0 | 0 | 0 | 6.8848 | 1.5996 | 0 | 8.4843
8274 | 2018-12-11 17:01 | 12 | Dezember | 17 | 345 | 0 | 0 | 0 | 0 | 0 | 5.0482 | 1.4654 | 0 | 6.5137
8275 | 2018-12-11 18:01 | 12 | Dezember | 18 | 345 | 0 | 0 | 0 | 0 | 0 | 4.4824 | 1.3201 | 0 | 5.8024
8276 | 2018-12-11 19:01 | 12 | Dezember | 19 | 345 | 0 | 0 | 0 | 0 | 0 | 3.2636 | 1.283 | 0 | 4.5466
8277 | 2018-12-11 20:01 | 12 | Dezember | 20 | 345 | 0 | 0 | 0 | 0 | 0 | 2.6284 | 2.6463 | 0 | 5.2747
8278 | 2018-12-11 21:01 | 12 | Dezember | 21 | 345 | 0 | 0 | 0 | 0 | 0 | 2.4337 | 2.4609 | 0 | 4.8947
8279 | 2018-12-11 22:01 | 12 | Dezember | 22 | 345 | 0 | 0 | 0 | 0 | 0 | 2.122 | 2.7422 | 0 | 4.8642
8280 | 2018-12-11 23:01 | 12 | Dezember | 23 | 345 | 0 | 0 | 0 | 0 | 0 | 1.5031 | 2.8453 | 0 | 4.3485
8281 | 2018-12-12 00:01 | 12 | Dezember | 0 | 346 | 0 | 0 | 0 | 0 | 0 | 1.6898 | 2.8547 | 0 | 4.5445
8282 | 2018-12-12 01:01 | 12 | Dezember | 1 | 346 | 0 | 0 | 0 | 0 | 0 | 1.3223 | 3.0055 | 0 | 4.3278
8283 | 2018-12-12 02:01 | 12 | Dezember | 2 | 346 | 0 | 0 | 0 | 0 | 0 | 1.1343 | 3.2728 | 0 | 4.4072
8284 | 2018-12-12 03:01 | 12 | Dezember | 3 | 346 | 0 | 0 | 0 | 0 | 0 | 1.0685 | 3.3087 | 0 | 4.3772
8285 | 2018-12-12 04:01 | 12 | Dezember | 4 | 346 | 0 | 0 | 0 | 0 | 0 | 1.0278 | 3.6872 | 0 | 4.715
8286 | 2018-12-12 05:01 | 12 | Dezember | 5 | 346 | 0 | 0 | 0 | 0 | 0 | 1.0261 | 4.0314 | 0 | 5.0575
8287 | 2018-12-12 06:01 | 12 | Dezember | 6 | 346 | 0 | 0 | 0 | 0 | 0 | 1.0651 | 4.6326 | 0 | 5.6977
8288 | 2018-12-12 07:01 | 12 | Dezember | 7 | 346 | 0 | 0 | 0 | 0 | 0 | 1.217 | 4.4999 | 0 | 5.7169
8289 | 2018-12-12 08:01 | 12 | Dezember | 8 | 346 | 0.26102 | 0.26102 | 0.26102 | 0 | 0 | 2.6449 | 4.4404 | 0 | 7.0853
8290 | 2018-12-12 09:01 | 12 | Dezember | 9 | 346 | 0.60904 | 0.60904 | 0.60904 | 0 | 0 | 3.7136 | 3.7613 | 0 | 7.475
8291 | 2018-12-12 10:01 | 12 | Dezember | 10 | 346 | 1.0441 | 1.0441 | 1.0441 | 0 | 0 | 3.8773 | 3.2706 | 0 | 7.1479
8292 | 2018-12-12 11:01 | 12 | Dezember | 11 | 346 | 1.3051 | 1.3051 | 1.3051 | 0 | 0 | 4.0963 | 3.4071 | 0 | 7.5034
8293 | 2018-12-12 12:01 | 12 | Dezember | 12 | 346 | 1.3051 | 1.3051 | 1.3051 | 0 | 0 | 4.1622 | 3.6724 | 0 | 7.8346
8294 | 2018-12-12 13:01 | 12 | Dezember | 13 | 346 | 1.0441 | 1.0441 | 1.0441 | 0 | 0 | 3.858 | 3.3938 | 0 | 7.2518
8295 | 2018-12-12 14:01 | 12 | Dezember | 14 | 346 | 0.43503 | 0.43503 | 0.43503 | 0 | 0 | 3.8478 | 3.3609 | 0 | 7.2087
8296 | 2018-12-12 15:01 | 12 | Dezember | 15 | 346 | 0 | 0 | 0 | 0 | 0 | 5.8123 | 3.6365 | 0 | 9.4488
8297 | 2018-12-12 16:01 | 12 | Dezember | 16 | 346 | 0 | 0 | 0 | 0 | 0 | 5.6462 | 4.0399 | 0 | 9.6861
8298 | 2018-12-12 17:01 | 12 | Dezember | 17 | 346 | 0 | 0 | 0 | 0 | 0 | 3.6435 | 3.8693 | 0 | 7.5129
8299 | 2018-12-12 18:01 | 12 | Dezember | 18 | 346 | 0 | 0 | 0 | 0 | 0 | 3.5807 | 3.4242 | 0 | 7.0049
8300 | 2018-12-12 19:01 | 12 | Dezember | 19 | 346 | 0 | 0 | 0 | 0 | 0 | 3.3362 | 3.0697 | 0 | 6.406
8301 | 2018-12-12 20:01 | 12 | Dezember | 20 | 346 | 0 | 0 | 0 | 0 | 0 | 3.0652 | 3.0894 | 0 | 6.1546
8302 | 2018-12-12 21:01 | 12 | Dezember | 21 | 346 | 0 | 0 | 0 | 0 | 0 | 2.6523 | 3.0352 | 0 | 5.6876
8303 | 2018-12-12 22:01 | 12 | Dezember | 22 | 346 | 0 | 0 | 0 | 0 | 0 | 2.3037 | 3.1733 | 0 | 5.4769
8304 | 2018-12-12 23:01 | 12 | Dezember | 23 | 346 | 0 | 0 | 0 | 0 | 0 | 1.3563 | 3.3211 | 0 | 4.6774
8305 | 2018-12-13 00:01 | 12 | Dezember | 0 | 347 | 0 | 0 | 0 | 0 | 0 | 1.1016 | 3.4618 | 0 | 4.5635
8306 | 2018-12-13 01:01 | 12 | Dezember | 1 | 347 | 0 | 0 | 0 | 0 | 0 | 1.0416 | 3.5531 | 0 | 4.5947
8307 | 2018-12-13 02:01 | 12 | Dezember | 2 | 347 | 0 | 0 | 0 | 0 | 0 | 1.024 | 3.8148 | 0 | 4.8388
8308 | 2018-12-13 03:01 | 12 | Dezember | 3 | 347 | 0 | 0 | 0 | 0 | 0 | 1.0345 | 3.8502 | 0 | 4.8847
8309 | 2018-12-13 04:01 | 12 | Dezember | 4 | 347 | 0 | 0 | 0 | 0 | 0 | 1.1645 | 4.538 | 0 | 5.7026
8310 | 2018-12-13 05:01 | 12 | Dezember | 5 | 347 | 0 | 0 | 0 | 0 | 0 | 1.8896 | 4.8616 | 0 | 6.7512
8311 | 2018-12-13 06:01 | 12 | Dezember | 6 | 347 | 0 | 0 | 0 | 0 | 0 | 2.5495 | 5.4588 | 0 | 8.0083
8312 | 2018-12-13 07:01 | 12 | Dezember | 7 | 347 | 0 | 0 | 0 | 0 | 0 | 2.6183 | 5.3477 | 0 | 7.9661
8313 | 2018-12-13 08:01 | 12 | Dezember | 8 | 347 | 0.26102 | 0.26102 | 0.26102 | 0 | 0 | 3.2268 | 3.74 | 0 | 6.9669
8314 | 2018-12-13 09:01 | 12 | Dezember | 9 | 347 | 0.43503 | 0.43503 | 0.43503 | 0 | 0 | 3.5138 | 3.387 | 0 | 6.9008
8315 | 2018-12-13 10:01 | 12 | Dezember | 10 | 347 | 0.78305 | 0.78305 | 0.78305 | 0 | 0 | 3.201 | 4.0527 | 0 | 7.2537
8316 | 2018-12-13 11:01 | 12 | Dezember | 11 | 347 | 0.87005 | 0.87005 | 0.87005 | 0 | 0 | 3.3217 | 4.1096 | 0 | 7.4313
8317 | 2018-12-13 12:01 | 12 | Dezember | 12 | 347 | 0.95706 | 0.95706 | 0.95706 | 0 | 0 | 3.2142 | 3.7178 | 0 | 6.932
8318 | 2018-12-13 13:01 | 12 | Dezember | 13 | 347 | 0.78305 | 0.78305 | 0.78305 | 0 | 0 | 3.1511 | 1.5996 | 0 | 4.7507
8319 | 2018-12-13 14:01 | 12 | Dezember | 14 | 347 | 0.52203 | 0.52203 | 0.52203 | 0 | 0 | 3.2355 | 1.2694 | 0 | 4.5049
8320 | 2018-12-13 15:01 | 12 | Dezember | 15 | 347 | 0.087005 | 0.087005 | 0.087005 | 0 | 0 | 3.6772 | 1.2694 | 0 | 4.9467
8321 | 2018-12-13 16:01 | 12 | Dezember | 16 | 347 | 0 | 0 | 0 | 0 | 0 | 6.0146 | 2.833 | 0 | 8.8476
8322 | 2018-12-13 17:01 | 12 | Dezember | 17 | 347 | 0 | 0 | 0 | 0 | 0 | 4.3228 | 3.7383 | 0 | 8.0611
8323 | 2018-12-13 18:01 | 12 | Dezember | 18 | 347 | 0 | 0 | 0 | 0 | 0 | 4.0951 | 3.3743 | 0 | 7.4694
8324 | 2018-12-13 19:01 | 12 | Dezember | 19 | 347 | 0 | 0 | 0 | 0 | 0 | 3.2011 | 3.2037 | 0 | 6.4048
8325 | 2018-12-13 20:01 | 12 | Dezember | 20 | 347 | 0 | 0 | 0 | 0 | 0 | 2.7438 | 3.3268 | 0 | 6.0706
8326 | 2018-12-13 21:01 | 12 | Dezember | 21 | 347 | 0 | 0 | 0 | 0 | 0 | 2.336 | 3.1571 | 0 | 5.4931
8327 | 2018-12-13 22:01 | 12 | Dezember | 22 | 347 | 0 | 0 | 0 | 0 | 0 | 1.8279 | 3.4674 | 0 | 5.2953
8328 | 2018-12-13 23:01 | 12 | Dezember | 23 | 347 | 0 | 0 | 0 | 0 | 0 | 1.3563 | 3.5127 | 0 | 4.8689
8329 | 2018-12-14 00:01 | 12 | Dezember | 0 | 348 | 0 | 0 | 0 | 0 | 0 | 1.1016 | 3.6341 | 0 | 4.7358
8330 | 2018-12-14 01:01 | 12 | Dezember | 1 | 348 | 0 | 0 | 0 | 0 | 0 | 1.0416 | 3.6873 | 0 | 4.729
8331 | 2018-12-14 02:01 | 12 | Dezember | 2 | 348 | 0 | 0 | 0 | 0 | 0 | 1.024 | 3.9176 | 0 | 4.9416
8332 | 2018-12-14 03:01 | 12 | Dezember | 3 | 348 | 0 | 0 | 0 | 0 | 0 | 1.0345 | 4.4255 | 0 | 5.4599
8333 | 2018-12-14 04:01 | 12 | Dezember | 4 | 348 | 0 | 0 | 0 | 0 | 0 | 1.1645 | 4.7445 | 0 | 5.909
8334 | 2018-12-14 05:01 | 12 | Dezember | 5 | 348 | 0 | 0 | 0 | 0 | 0 | 1.8896 | 4.9076 | 0 | 6.7971
8335 | 2018-12-14 06:01 | 12 | Dezember | 6 | 348 | 0 | 0 | 0 | 0 | 0 | 2.5495 | 5.4843 | 0 | 8.0339
8336 | 2018-12-14 07:01 | 12 | Dezember | 7 | 348 | 0 | 0 | 0 | 0 | 0 | 2.6183 | 5.3738 | 0 | 7.9921
8337 | 2018-12-14 08:01 | 12 | Dezember | 8 | 348 | 0.17401 | 0.17401 | 0.17401 | 0 | 0 | 3.3138 | 4.7734 | 0 | 8.0872
8338 | 2018-12-14 09:01 | 12 | Dezember | 9 | 348 | 0.60904 | 0.60904 | 0.60904 | 0 | 0 | 3.3398 | 4.237 | 0 | 7.5768
8339 | 2018-12-14 10:01 | 12 | Dezember | 10 | 348 | 0.78305 | 0.78305 | 0.78305 | 0 | 0 | 3.201 | 3.883 | 0 | 7.084
8340 | 2018-12-14 11:01 | 12 | Dezember | 11 | 348 | 0.78305 | 0.78305 | 0.78305 | 0 | 0 | 3.4087 | 4.0449 | 0 | 7.4536
8341 | 2018-12-14 12:01 | 12 | Dezember | 12 | 348 | 0.95706 | 0.95706 | 0.95706 | 0 | 0 | 3.2142 | 4.3237 | 0 | 7.5379
8342 | 2018-12-14 13:01 | 12 | Dezember | 13 | 348 | 4.1762 | 3.9342 | 4.1762 | 0 | 0 | 0 | 3.7348 | 0 | 3.7348
8343 | 2018-12-14 14:01 | 12 | Dezember | 14 | 348 | 2.8277 | 2.8277 | 2.8277 | 0 | 0 | 0.92985 | 3.8784 | 0 | 4.8082
8344 | 2018-12-14 15:01 | 12 | Dezember | 15 | 348 | 0.34802 | 0.34802 | 0.34802 | 0 | 0 | 5.2734 | 4.137 | 0 | 9.4104
8345 | 2018-12-14 16:01 | 12 | Dezember | 16 | 348 | 0 | 0 | 0 | 0 | 0 | 6.0146 | 4.4078 | 0 | 10.4224
8346 | 2018-12-14 17:01 | 12 | Dezember | 17 | 348 | 0 | 0 | 0 | 0 | 0 | 4.3228 | 4.1027 | 0 | 8.4255
8347 | 2018-12-14 18:01 | 12 | Dezember | 18 | 348 | 0 | 0 | 0 | 0 | 0 | 4.0951 | 3.7018 | 0 | 7.7969
8348 | 2018-12-14 19:01 | 12 | Dezember | 19 | 348 | 0 | 0 | 0 | 0 | 0 | 3.2011 | 3.493 | 0 | 6.6941
8349 | 2018-12-14 20:01 | 12 | Dezember | 20 | 348 | 0 | 0 | 0 | 0 | 0 | 2.7438 | 3.5583 | 0 | 6.3021
8350 | 2018-12-14 21:01 | 12 | Dezember | 21 | 348 | 0 | 0 | 0 | 0 | 0 | 2.336 | 3.3502 | 0 | 5.6862
8351 | 2018-12-14 22:01 | 12 | Dezember | 22 | 348 | 0 | 0 | 0 | 0 | 0 | 1.8279 | 4.0946 | 0 | 5.9225
8352 | 2018-12-14 23:01 | 12 | Dezember | 23 | 348 | 0 | 0 | 0 | 0 | 0 | 1.3563 | 4.1398 | 0 | 5.4961
8353 | 2018-12-15 00:01 | 12 | Dezember | 0 | 349 | 0 | 0 | 0 | 0 | 0 | 1.1016 | 4.1824 | 0 | 5.284
8354 | 2018-12-15 01:01 | 12 | Dezember | 1 | 349 | 0 | 0 | 0 | 0 | 0 | 1.0416 | 4.1976 | 0 | 5.2392
8355 | 2018-12-15 02:01 | 12 | Dezember | 2 | 349 | 0 | 0 | 0 | 0 | 0 | 1.024 | 4.2021 | 0 | 5.2261
8356 | 2018-12-15 03:01 | 12 | Dezember | 3 | 349 | 0 | 0 | 0 | 0 | 0 | 1.0345 | 4.1778 | 0 | 5.2123
8357 | 2018-12-15 04:01 | 12 | Dezember | 4 | 349 | 0 | 0 | 0 | 0 | 0 | 1.1645 | 4.1451 | 0 | 5.3096
8358 | 2018-12-15 05:01 | 12 | Dezember | 5 | 349 | 0 | 0 | 0 | 0 | 0 | 1.8896 | 4.1031 | 0 | 5.9926
8359 | 2018-12-15 06:01 | 12 | Dezember | 6 | 349 | 0 | 0 | 0 | 0 | 0 | 2.5495 | 4.2051 | 0 | 6.7546
8360 | 2018-12-15 07:01 | 12 | Dezember | 7 | 349 | 0 | 0 | 0 | 0 | 0 | 2.6183 | 4.3979 | 0 | 7.0163
8361 | 2018-12-15 08:01 | 12 | Dezember | 8 | 349 | 0.78305 | 0.78305 | 0.78305 | 0 | 0 | 1.6624 | 4.3819 | 0 | 6.0443
8362 | 2018-12-15 09:01 | 12 | Dezember | 9 | 349 | 1.8271 | 1.8271 | 1.8271 | 0 | 0 | 0.50131 | 4.1712 | 0 | 4.6725
8363 | 2018-12-15 10:01 | 12 | Dezember | 10 | 349 | 2.8712 | 2.3637 | 2.8712 | 0 | 0 | 0 | 3.2466 | 0 | 3.2466
8364 | 2018-12-15 11:01 | 12 | Dezember | 11 | 349 | 3.5672 | 2.5713 | 3.5672 | 0 | 0 | 0 | 2.8379 | 0 | 2.8379
8365 | 2018-12-15 12:01 | 12 | Dezember | 12 | 349 | 3.6542 | 2.5508 | 3.6542 | 0 | 0 | 0 | 2.7471 | 0 | 2.7471
8366 | 2018-12-15 13:01 | 12 | Dezember | 13 | 349 | 2.5666 | 2.3137 | 2.5666 | 0 | 0 | 0 | 0.92181 | 0 | 0.92181
8367 | 2018-12-15 14:01 | 12 | Dezember | 14 | 349 | 1.6096 | 1.6096 | 1.6096 | 0 | 0 | 0.5275 | 1.0124 | 0 | 1.5399
8368 | 2018-12-15 15:01 | 12 | Dezember | 15 | 349 | 0.17401 | 0.17401 | 0.17401 | 0 | 0 | 1.9698 | 1.9491 | 0 | 3.9189
8369 | 2018-12-15 16:01 | 12 | Dezember | 16 | 349 | 0 | 0 | 0 | 0 | 0 | 2.5369 | 4.1603 | 0 | 6.6972
8370 | 2018-12-15 17:01 | 12 | Dezember | 17 | 349 | 0 | 0 | 0 | 0 | 0 | 3.1667 | 3.9085 | 0 | 7.0752
8371 | 2018-12-15 18:01 | 12 | Dezember | 18 | 349 | 0 | 0 | 0 | 0 | 0 | 3.517 | 3.2131 | 0 | 6.7301
8372 | 2018-12-15 19:01 | 12 | Dezember | 19 | 349 | 0 | 0 | 0 | 0 | 0 | 3.2011 | 3.3796 | 0 | 6.5807
8373 | 2018-12-15 20:01 | 12 | Dezember | 20 | 349 | 0 | 0 | 0 | 0 | 0 | 2.7438 | 3.3225 | 0 | 6.0663
8374 | 2018-12-15 21:01 | 12 | Dezember | 21 | 349 | 0 | 0 | 0 | 0 | 0 | 2.336 | 3.4903 | 0 | 5.8263
8375 | 2018-12-15 22:01 | 12 | Dezember | 22 | 349 | 0 | 0 | 0 | 0 | 0 | 1.8279 | 3.8069 | 0 | 5.6348
8376 | 2018-12-15 23:01 | 12 | Dezember | 23 | 349 | 0 | 0 | 0 | 0 | 0 | 1.3563 | 3.8592 | 0 | 5.2155
8377 | 2018-12-16 00:01 | 12 | Dezember | 0 | 350 | 0 | 0 | 0 | 0 | 0 | 1.1016 | 4.1188 | 0 | 5.2204
8378 | 2018-12-16 01:01 | 12 | Dezember | 1 | 350 | 0 | 0 | 0 | 0 | 0 | 1.0416 | 4.3512 | 0 | 5.3928
8379 | 2018-12-16 02:01 | 12 | Dezember | 2 | 350 | 0 | 0 | 0 | 0 | 0 | 1.024 | 4.5729 | 0 | 5.5969
8380 | 2018-12-16 03:01 | 12 | Dezember | 3 | 350 | 0 | 0 | 0 | 0 | 0 | 1.0345 | 4.7007 | 0 | 5.7351
8381 | 2018-12-16 04:01 | 12 | Dezember | 4 | 350 | 0 | 0 | 0 | 0 | 0 | 1.1645 | 4.7767 | 0 | 5.9412
8382 | 2018-12-16 05:01 | 12 | Dezember | 5 | 350 | 0 | 0 | 0 | 0 | 0 | 1.8896 | 4.6817 | 0 | 6.5712
8383 | 2018-12-16 06:01 | 12 | Dezember | 6 | 350 | 0 | 0 | 0 | 0 | 0 | 2.5495 | 4.5413 | 0 | 7.0909
8384 | 2018-12-16 07:01 | 12 | Dezember | 7 | 350 | 0 | 0 | 0 | 0 | 0 | 2.6183 | 4.6157 | 0 | 7.234
8385 | 2018-12-16 08:01 | 12 | Dezember | 8 | 350 | 0.73954 | 0.73954 | 0.73954 | 0 | 0 | 1.7059 | 4.8976 | 0 | 6.6036
8386 | 2018-12-16 09:01 | 12 | Dezember | 9 | 350 | 1.6966 | 1.6966 | 1.6966 | 0 | 0 | 0.63182 | 3.7583 | 0 | 4.3901
8387 | 2018-12-16 10:01 | 12 | Dezember | 10 | 350 | 2.3056 | 2.3056 | 2.3056 | 0 | 0 | 0.058027 | 3.6849 | 0 | 3.743
8388 | 2018-12-16 11:01 | 12 | Dezember | 11 | 350 | 3.0452 | 2.5713 | 3.0452 | 0 | 0 | 0 | 2.7959 | 0 | 2.7959
8389 | 2018-12-16 12:01 | 12 | Dezember | 12 | 350 | 2.7842 | 2.5508 | 2.7842 | 0 | 0 | 0 | 3.15 | 0 | 3.15
8390 | 2018-12-16 13:01 | 12 | Dezember | 13 | 350 | 2.4361 | 2.3137 | 2.4361 | 0 | 0 | 0 | 2.4697 | 0 | 2.4697
8391 | 2018-12-16 14:01 | 12 | Dezember | 14 | 350 | 1.2181 | 1.2181 | 1.2181 | 0 | 0 | 0.91903 | 2.0039 | 0 | 2.923
8392 | 2018-12-16 15:01 | 12 | Dezember | 15 | 350 | 0 | 0 | 0 | 0 | 0 | 2.1438 | 4.504 | 0 | 6.6478
8393 | 2018-12-16 16:01 | 12 | Dezember | 16 | 350 | 0 | 0 | 0 | 0 | 0 | 2.5369 | 4.7753 | 0 | 7.3122
8394 | 2018-12-16 17:01 | 12 | Dezember | 17 | 350 | 0 | 0 | 0 | 0 | 0 | 3.1667 | 4.8578 | 0 | 8.0245
8395 | 2018-12-16 18:01 | 12 | Dezember | 18 | 350 | 0 | 0 | 0 | 0 | 0 | 3.517 | 4.6722 | 0 | 8.1893
8396 | 2018-12-16 19:01 | 12 | Dezember | 19 | 350 | 0 | 0 | 0 | 0 | 0 | 3.2011 | 4.5137 | 0 | 7.7148
8397 | 2018-12-16 20:01 | 12 | Dezember | 20 | 350 | 0 | 0 | 0 | 0 | 0 | 2.7438 | 4.8077 | 0 | 7.5515
8398 | 2018-12-16 21:01 | 12 | Dezember | 21 | 350 | 0 | 0 | 0 | 0 | 0 | 2.336 | 4.6667 | 0 | 7.0027
8399 | 2018-12-16 22:01 | 12 | Dezember | 22 | 350 | 0 | 0 | 0 | 0 | 0 | 1.8279 | 5.0041 | 0 | 6.832
8400 | 2018-12-16 23:01 | 12 | Dezember | 23 | 350 | 0 | 0 | 0 | 0 | 0 | 1.3563 | 5.0993 | 0 | 6.4556
8401 | 2018-12-17 00:01 | 12 | Dezember | 0 | 351 | 0 | 0 | 0 | 0 | 0 | 1.1016 | 5.1631 | 0 | 6.2647
8402 | 2018-12-17 01:01 | 12 | Dezember | 1 | 351 | 0 | 0 | 0 | 0 | 0 | 1.0416 | 5.1999 | 0 | 6.2415
8403 | 2018-12-17 02:01 | 12 | Dezember | 2 | 351 | 0 | 0 | 0 | 0 | 0 | 1.024 | 5.3884 | 0 | 6.4124
8404 | 2018-12-17 03:01 | 12 | Dezember | 3 | 351 | 0 | 0 | 0 | 0 | 0 | 1.0345 | 5.3859 | 0 | 6.4203
8405 | 2018-12-17 04:01 | 12 | Dezember | 4 | 351 | 0 | 0 | 0 | 0 | 0 | 1.1645 | 5.6835 | 0 | 6.8481
8406 | 2018-12-17 05:01 | 12 | Dezember | 5 | 351 | 0 | 0 | 0 | 0 | 0 | 1.8896 | 5.8487 | 0 | 7.7383
8407 | 2018-12-17 06:01 | 12 | Dezember | 6 | 351 | 0 | 0 | 0 | 0 | 0 | 2.5495 | 6.4327 | 0 | 8.9822
8408 | 2018-12-17 07:01 | 12 | Dezember | 7 | 351 | 0 | 0 | 0 | 0 | 0 | 2.6183 | 6.3233 | 0 | 8.9417
8409 | 2018-12-17 08:01 | 12 | Dezember | 8 | 351 | 1.0006 | 1.0006 | 1.0006 | 0 | 0 | 2.4873 | 4.5906 | 0 | 7.0779
8410 | 2018-12-17 09:01 | 12 | Dezember | 9 | 351 | 2.1751 | 2.1751 | 2.1751 | 0 | 0 | 1.7737 | 4.6882 | 0 | 6.4619
8411 | 2018-12-17 10:01 | 12 | Dezember | 10 | 351 | 3.4802 | 3.4802 | 3.4802 | 0 | 0 | 0.50388 | 4.8948 | 0 | 5.3987
8412 | 2018-12-17 11:01 | 12 | Dezember | 11 | 351 | 4.3503 | 4.1918 | 4.3503 | 0 | 0 | 0 | 4.6999 | 0 | 4.6999
8413 | 2018-12-17 12:01 | 12 | Dezember | 12 | 351 | 4.4808 | 4.1712 | 4.4808 | 0 | 0 | 0 | 1.7771 | 0 | 1.7771
8414 | 2018-12-17 13:01 | 12 | Dezember | 13 | 351 | 3.8282 | 3.8282 | 3.8282 | 0 | 0 | 0.10593 | 1.5996 | 0 | 1.7055
8415 | 2018-12-17 14:01 | 12 | Dezember | 14 | 351 | 2.1751 | 2.1751 | 2.1751 | 0 | 0 | 1.5824 | 1.2694 | 0 | 2.8518
8416 | 2018-12-17 15:01 | 12 | Dezember | 15 | 351 | 0.17401 | 0.17401 | 0.17401 | 0 | 0 | 3.5902 | 1.6181 | 0 | 5.2083
8417 | 2018-12-17 16:01 | 12 | Dezember | 16 | 351 | 0 | 0 | 0 | 0 | 0 | 6.0146 | 4.4733 | 0 | 10.4879
8418 | 2018-12-17 17:01 | 12 | Dezember | 17 | 351 | 0 | 0 | 0 | 0 | 0 | 4.3228 | 4.1704 | 0 | 8.4932
8419 | 2018-12-17 18:01 | 12 | Dezember | 18 | 351 | 0 | 0 | 0 | 0 | 0 | 4.0951 | 3.7536 | 0 | 7.8487
8420 | 2018-12-17 19:01 | 12 | Dezember | 19 | 351 | 0 | 0 | 0 | 0 | 0 | 3.2011 | 3.5249 | 0 | 6.726
8421 | 2018-12-17 20:01 | 12 | Dezember | 20 | 351 | 0 | 0 | 0 | 0 | 0 | 2.7438 | 3.5878 | 0 | 6.3316
8422 | 2018-12-17 21:01 | 12 | Dezember | 21 | 351 | 0 | 0 | 0 | 0 | 0 | 2.336 | 3.3596 | 0 | 5.6956
8423 | 2018-12-17 22:01 | 12 | Dezember | 22 | 351 | 0 | 0 | 0 | 0 | 0 | 1.8279 | 3.6091 | 0 | 5.437
8424 | 2018-12-17 23:01 | 12 | Dezember | 23 | 351 | 0 | 0 | 0 | 0 | 0 | 1.3563 | 3.6141 | 0 | 4.9704
8425 | 2018-12-18 00:01 | 12 | Dezember | 0 | 352 | 0 | 0 | 0 | 0 | 0 | 1.2657 | 3.6368 | 0 | 4.9024
8426 | 2018-12-18 01:01 | 12 | Dezember | 1 | 352 | 0 | 0 | 0 | 0 | 0 | 1.0844 | 3.682 | 0 | 4.7664
8427 | 2018-12-18 02:01 | 12 | Dezember | 2 | 352 | 0 | 0 | 0 | 0 | 0 | 1.0441 | 3.8545 | 0 | 4.8986
8428 | 2018-12-18 03:01 | 12 | Dezember | 3 | 352 | 0 | 0 | 0 | 0 | 0 | 1.0236 | 3.8407 | 0 | 4.8642
8429 | 2018-12-18 04:01 | 12 | Dezember | 4 | 352 | 0 | 0 | 0 | 0 | 0 | 1.0504 | 4.5503 | 0 | 5.6008
8430 | 2018-12-18 05:01 | 12 | Dezember | 5 | 352 | 0 | 0 | 0 | 0 | 0 | 1.269 | 4.9193 | 0 | 6.1884
8431 | 2018-12-18 06:01 | 12 | Dezember | 6 | 352 | 0 | 0 | 0 | 0 | 0 | 1.7532 | 5.4933 | 0 | 7.2465
8432 | 2018-12-18 07:01 | 12 | Dezember | 7 | 352 | 0 | 0 | 0 | 0 | 0 | 2.3867 | 5.2437 | 0 | 7.6304
8433 | 2018-12-18 08:01 | 12 | Dezember | 8 | 352 | 1.1746 | 1.1746 | 1.1746 | 0 | 0 | 4.481 | 4.6949 | 0 | 9.1758
8434 | 2018-12-18 09:01 | 12 | Dezember | 9 | 352 | 1.9141 | 1.9141 | 1.9141 | 0 | 0 | 2.5655 | 4.2538 | 0 | 6.8192
8435 | 2018-12-18 10:01 | 12 | Dezember | 10 | 352 | 2.7407 | 2.7407 | 2.7407 | 0 | 0 | 1.8589 | 2.7595 | 0 | 4.6184
8436 | 2018-12-18 11:01 | 12 | Dezember | 11 | 352 | 2.1316 | 2.1316 | 2.1316 | 0 | 0 | 2.6626 | 3.1339 | 0 | 5.7965
8437 | 2018-12-18 12:01 | 12 | Dezember | 12 | 352 | 1.6966 | 1.6966 | 1.6966 | 0 | 0 | 3.0847 | 3.4315 | 0 | 6.5161
8438 | 2018-12-18 13:01 | 12 | Dezember | 13 | 352 | 1.0441 | 1.0441 | 1.0441 | 0 | 0 | 3.5295 | 1.5996 | 0 | 5.1291
8439 | 2018-12-18 14:01 | 12 | Dezember | 14 | 352 | 1.3921 | 1.3921 | 1.3921 | 0 | 0 | 3.0191 | 1.2694 | 0 | 4.2886
8440 | 2018-12-18 15:01 | 12 | Dezember | 15 | 352 | 0.17401 | 0.17401 | 0.17401 | 0 | 0 | 4.2535 | 1.2694 | 0 | 5.523
8441 | 2018-12-18 16:01 | 12 | Dezember | 16 | 352 | 0 | 0 | 0 | 0 | 0 | 6.8848 | 1.5996 | 0 | 8.4843
8442 | 2018-12-18 17:01 | 12 | Dezember | 17 | 352 | 0 | 0 | 0 | 0 | 0 | 5.0482 | 2.4551 | 0 | 7.5034
8443 | 2018-12-18 18:01 | 12 | Dezember | 18 | 352 | 0 | 0 | 0 | 0 | 0 | 4.4824 | 2.8646 | 0 | 7.3469
8444 | 2018-12-18 19:01 | 12 | Dezember | 19 | 352 | 0 | 0 | 0 | 0 | 0 | 3.2636 | 2.7733 | 0 | 6.0369
8445 | 2018-12-18 20:01 | 12 | Dezember | 20 | 352 | 0 | 0 | 0 | 0 | 0 | 2.6284 | 2.9177 | 0 | 5.5461
8446 | 2018-12-18 21:01 | 12 | Dezember | 21 | 352 | 0 | 0 | 0 | 0 | 0 | 2.4337 | 2.693 | 0 | 5.1267
8447 | 2018-12-18 22:01 | 12 | Dezember | 22 | 352 | 0 | 0 | 0 | 0 | 0 | 2.122 | 2.9498 | 0 | 5.0718
8448 | 2018-12-18 23:01 | 12 | Dezember | 23 | 352 | 0 | 0 | 0 | 0 | 0 | 1.5031 | 3.0288 | 0 | 4.5319
8449 | 2018-12-19 00:01 | 12 | Dezember | 0 | 353 | 0 | 0 | 0 | 0 | 0 | 1.6898 | 3.0773 | 0 | 4.7672
8450 | 2018-12-19 01:01 | 12 | Dezember | 1 | 353 | 0 | 0 | 0 | 0 | 0 | 1.3223 | 3.2636 | 0 | 4.5859
8451 | 2018-12-19 02:01 | 12 | Dezember | 2 | 353 | 0 | 0 | 0 | 0 | 0 | 1.1343 | 3.5866 | 0 | 4.7209
8452 | 2018-12-19 03:01 | 12 | Dezember | 3 | 353 | 0 | 0 | 0 | 0 | 0 | 1.0685 | 3.6599 | 0 | 4.7284
8453 | 2018-12-19 04:01 | 12 | Dezember | 4 | 353 | 0 | 0 | 0 | 0 | 0 | 1.0278 | 4.0571 | 0 | 5.0849
8454 | 2018-12-19 05:01 | 12 | Dezember | 5 | 353 | 0 | 0 | 0 | 0 | 0 | 1.0261 | 4.4203 | 0 | 5.4464
8455 | 2018-12-19 06:01 | 12 | Dezember | 6 | 353 | 0 | 0 | 0 | 0 | 0 | 1.0651 | 5.0424 | 0 | 6.1075
8456 | 2018-12-19 07:01 | 12 | Dezember | 7 | 353 | 0 | 0 | 0 | 0 | 0 | 1.217 | 5.333 | 0 | 6.55
8457 | 2018-12-19 08:01 | 12 | Dezember | 8 | 353 | 0.65254 | 0.65254 | 0.65254 | 0 | 0 | 2.2534 | 4.6463 | 0 | 6.8997
8458 | 2018-12-19 09:01 | 12 | Dezember | 9 | 353 | 1.3921 | 1.3921 | 1.3921 | 0 | 0 | 2.9306 | 3.316 | 0 | 6.2466
8459 | 2018-12-19 10:01 | 12 | Dezember | 10 | 353 | 2.0446 | 2.0446 | 2.0446 | 0 | 0 | 2.8768 | 2.1117 | 0 | 4.9885
8460 | 2018-12-19 11:01 | 12 | Dezember | 11 | 353 | 2.4796 | 2.4796 | 2.4796 | 0 | 0 | 2.9217 | 1.7619 | 0 | 4.6836
8461 | 2018-12-19 12:01 | 12 | Dezember | 12 | 353 | 2.3926 | 2.3926 | 2.3926 | 0 | 0 | 3.0746 | 2.0866 | 0 | 5.1612
8462 | 2018-12-19 13:01 | 12 | Dezember | 13 | 353 | 1.9141 | 1.9141 | 1.9141 | 0 | 0 | 2.988 | 1.5996 | 0 | 4.5875
8463 | 2018-12-19 14:01 | 12 | Dezember | 14 | 353 | 1.1311 | 1.1311 | 1.1311 | 0 | 0 | 3.1517 | 1.2694 | 0 | 4.4212
8464 | 2018-12-19 15:01 | 12 | Dezember | 15 | 353 | 0.087005 | 0.087005 | 0.087005 | 0 | 0 | 3.8681 | 1.2694 | 0 | 5.1376
8465 | 2018-12-19 16:01 | 12 | Dezember | 16 | 353 | 0 | 0 | 0 | 0 | 0 | 5.6462 | 1.5996 | 0 | 7.2458
8466 | 2018-12-19 17:01 | 12 | Dezember | 17 | 353 | 0 | 0 | 0 | 0 | 0 | 3.6435 | 2.1524 | 0 | 5.7959
8467 | 2018-12-19 18:01 | 12 | Dezember | 18 | 353 | 0 | 0 | 0 | 0 | 0 | 3.5807 | 3.0166 | 0 | 6.5973
8468 | 2018-12-19 19:01 | 12 | Dezember | 19 | 353 | 0 | 0 | 0 | 0 | 0 | 3.3362 | 2.6644 | 0 | 6.0006
8469 | 2018-12-19 20:01 | 12 | Dezember | 20 | 353 | 0 | 0 | 0 | 0 | 0 | 3.0652 | 2.7176 | 0 | 5.7828
8470 | 2018-12-19 21:01 | 12 | Dezember | 21 | 353 | 0 | 0 | 0 | 0 | 0 | 2.6523 | 2.5279 | 0 | 5.1802
8471 | 2018-12-19 22:01 | 12 | Dezember | 22 | 353 | 0 | 0 | 0 | 0 | 0 | 2.3037 | 2.7742 | 0 | 5.0778
8472 | 2018-12-19 23:01 | 12 | Dezember | 23 | 353 | 0 | 0 | 0 | 0 | 0 | 1.3563 | 2.9149 | 0 | 4.2712
8473 | 2018-12-20 00:01 | 12 | Dezember | 0 | 354 | 0 | 0 | 0 | 0 | 0 | 1.1016 | 2.997 | 0 | 4.0986
8474 | 2018-12-20 01:01 | 12 | Dezember | 1 | 354 | 0 | 0 | 0 | 0 | 0 | 1.0416 | 3.0119 | 0 | 4.0535
8475 | 2018-12-20 02:01 | 12 | Dezember | 2 | 354 | 0 | 0 | 0 | 0 | 0 | 1.024 | 3.1976 | 0 | 4.2216
8476 | 2018-12-20 03:01 | 12 | Dezember | 3 | 354 | 0 | 0 | 0 | 0 | 0 | 1.0345 | 3.1951 | 0 | 4.2296
8477 | 2018-12-20 04:01 | 12 | Dezember | 4 | 354 | 0 | 0 | 0 | 0 | 0 | 1.1645 | 3.4931 | 0 | 4.6576
8478 | 2018-12-20 05:01 | 12 | Dezember | 5 | 354 | 0 | 0 | 0 | 0 | 0 | 1.8896 | 3.6385 | 0 | 5.528
8479 | 2018-12-20 06:01 | 12 | Dezember | 6 | 354 | 0 | 0 | 0 | 0 | 0 | 2.5495 | 4.0693 | 0 | 6.6188
8480 | 2018-12-20 07:01 | 12 | Dezember | 7 | 354 | 0 | 0 | 0 | 0 | 0 | 2.6183 | 3.9611 | 0 | 6.5794
8481 | 2018-12-20 08:01 | 12 | Dezember | 8 | 354 | 0.47853 | 0.47853 | 0.47853 | 0 | 0 | 3.0093 | 3.9922 | 0 | 7.0015
8482 | 2018-12-20 09:01 | 12 | Dezember | 9 | 354 | 1.8271 | 1.8271 | 1.8271 | 0 | 0 | 2.1217 | 3.4388 | 0 | 5.5605
8483 | 2018-12-20 10:01 | 12 | Dezember | 10 | 354 | 4.2197 | 3.9841 | 4.2197 | 0 | 0 | 0 | 2.7948 | 0 | 2.7948
8484 | 2018-12-20 11:01 | 12 | Dezember | 11 | 354 | 2.3056 | 2.3056 | 2.3056 | 0 | 0 | 1.8861 | 3.123 | 0 | 5.0091
8485 | 2018-12-20 12:01 | 12 | Dezember | 12 | 354 | 3.6977 | 3.6977 | 3.6977 | 0 | 0 | 0.47349 | 3.5006 | 0 | 3.9741
8486 | 2018-12-20 13:01 | 12 | Dezember | 13 | 354 | 0.34802 | 0.34802 | 0.34802 | 0 | 0 | 3.5861 | 3.0372 | 0 | 6.6233
8487 | 2018-12-20 14:01 | 12 | Dezember | 14 | 354 | 0.17401 | 0.17401 | 0.17401 | 0 | 0 | 3.5835 | 2.8907 | 0 | 6.4742
8488 | 2018-12-20 15:01 | 12 | Dezember | 15 | 354 | 0.087005 | 0.087005 | 0.087005 | 0 | 0 | 5.5344 | 3.2025 | 0 | 8.7369
8489 | 2018-12-20 16:01 | 12 | Dezember | 16 | 354 | 0 | 0 | 0 | 0 | 0 | 6.0146 | 3.4943 | 0 | 9.5089
8490 | 2018-12-20 17:01 | 12 | Dezember | 17 | 354 | 0 | 0 | 0 | 0 | 0 | 4.3228 | 3.2312 | 0 | 7.5541
8491 | 2018-12-20 18:01 | 12 | Dezember | 18 | 354 | 0 | 0 | 0 | 0 | 0 | 4.0951 | 2.8552 | 0 | 6.9503
8492 | 2018-12-20 19:01 | 12 | Dezember | 19 | 354 | 0 | 0 | 0 | 0 | 0 | 3.2011 | 2.6826 | 0 | 5.8837
8493 | 2018-12-20 20:01 | 12 | Dezember | 20 | 354 | 0 | 0 | 0 | 0 | 0 | 2.7438 | 2.7624 | 0 | 5.5061
8494 | 2018-12-20 21:01 | 12 | Dezember | 21 | 354 | 0 | 0 | 0 | 0 | 0 | 2.336 | 2.59 | 0 | 4.9259
8495 | 2018-12-20 22:01 | 12 | Dezember | 22 | 354 | 0 | 0 | 0 | 0 | 0 | 1.8279 | 2.9129 | 0 | 4.7407
8496 | 2018-12-20 23:01 | 12 | Dezember | 23 | 354 | 0 | 0 | 0 | 0 | 0 | 1.3563 | 2.9163 | 0 | 4.2726
8497 | 2018-12-21 00:01 | 12 | Dezember | 0 | 355 | 0 | 0 | 0 | 0 | 0 | 1.1016 | 3.0931 | 0 | 4.1947
8498 | 2018-12-21 01:01 | 12 | Dezember | 1 | 355 | 0 | 0 | 0 | 0 | 0 | 1.0416 | 3.2408 | 0 | 4.2824
8499 | 2018-12-21 02:01 | 12 | Dezember | 2 | 355 | 0 | 0 | 0 | 0 | 0 | 1.024 | 3.5404 | 0 | 4.5643
8500 | 2018-12-21 03:01 | 12 | Dezember | 3 | 355 | 0 | 0 | 0 | 0 | 0 | 1.0345 | 3.5947 | 0 | 4.6292
8501 | 2018-12-21 04:01 | 12 | Dezember | 4 | 355 | 0 | 0 | 0 | 0 | 0 | 1.1645 | 3.9687 | 0 | 5.1333
8502 | 2018-12-21 05:01 | 12 | Dezember | 5 | 355 | 0 | 0 | 0 | 0 | 0 | 1.8896 | 4.1716 | 0 | 6.0612
8503 | 2018-12-21 06:01 | 12 | Dezember | 6 | 355 | 0 | 0 | 0 | 0 | 0 | 2.5495 | 4.7615 | 0 | 7.311
8504 | 2018-12-21 07:01 | 12 | Dezember | 7 | 355 | 0 | 0 | 0 | 0 | 0 | 2.6183 | 5.1726 | 0 | 7.791
8505 | 2018-12-21 08:01 | 12 | Dezember | 8 | 355 | 0.26102 | 0.26102 | 0.26102 | 0 | 0 | 3.2268 | 4.7929 | 0 | 8.0197
8506 | 2018-12-21 09:01 | 12 | Dezember | 9 | 355 | 0.69604 | 0.69604 | 0.69604 | 0 | 0 | 3.2528 | 4.2785 | 0 | 7.5313
8507 | 2018-12-21 10:01 | 12 | Dezember | 10 | 355 | 0.87005 | 0.87005 | 0.87005 | 0 | 0 | 3.114 | 3.7617 | 0 | 6.8757
8508 | 2018-12-21 11:01 | 12 | Dezember | 11 | 355 | 1.1311 | 1.1311 | 1.1311 | 0 | 0 | 3.0607 | 3.8835 | 0 | 6.9442
8509 | 2018-12-21 12:01 | 12 | Dezember | 12 | 355 | 1.2181 | 1.2181 | 1.2181 | 0 | 0 | 2.9531 | 4.1582 | 0 | 7.1113
8510 | 2018-12-21 13:01 | 12 | Dezember | 13 | 355 | 0.95706 | 0.95706 | 0.95706 | 0 | 0 | 2.9771 | 3.7403 | 0 | 6.7174
8511 | 2018-12-21 14:01 | 12 | Dezember | 14 | 355 | 0.52203 | 0.52203 | 0.52203 | 0 | 0 | 3.2355 | 3.6573 | 0 | 6.8928
8512 | 2018-12-21 15:01 | 12 | Dezember | 15 | 355 | 0.087005 | 0.087005 | 0.087005 | 0 | 0 | 3.6772 | 4.0686 | 0 | 7.7458
8513 | 2018-12-21 16:01 | 12 | Dezember | 16 | 355 | 0 | 0 | 0 | 0 | 0 | 6.0146 | 4.3507 | 0 | 10.3652
8514 | 2018-12-21 17:01 | 12 | Dezember | 17 | 355 | 0 | 0 | 0 | 0 | 0 | 4.3228 | 4.0692 | 0 | 8.3921
8515 | 2018-12-21 18:01 | 12 | Dezember | 18 | 355 | 0 | 0 | 0 | 0 | 0 | 4.0951 | 3.6751 | 0 | 7.7702
8516 | 2018-12-21 19:01 | 12 | Dezember | 19 | 355 | 0 | 0 | 0 | 0 | 0 | 3.2011 | 3.4832 | 0 | 6.6843
8517 | 2018-12-21 20:01 | 12 | Dezember | 20 | 355 | 0 | 0 | 0 | 0 | 0 | 2.7438 | 3.5434 | 0 | 6.2872
8518 | 2018-12-21 21:01 | 12 | Dezember | 21 | 355 | 0 | 0 | 0 | 0 | 0 | 2.336 | 3.5923 | 0 | 5.9283
8519 | 2018-12-21 22:01 | 12 | Dezember | 22 | 355 | 0 | 0 | 0 | 0 | 0 | 1.8279 | 4.1023 | 0 | 5.9302
8520 | 2018-12-21 23:01 | 12 | Dezember | 23 | 355 | 0 | 0 | 0 | 0 | 0 | 1.3563 | 4.1297 | 0 | 5.486
8521 | 2018-12-22 00:01 | 12 | Dezember | 0 | 356 | 0 | 0 | 0 | 0 | 0 | 1.1016 | 4.149 | 0 | 5.2506
8522 | 2018-12-22 01:01 | 12 | Dezember | 1 | 356 | 0 | 0 | 0 | 0 | 0 | 1.0416 | 4.0986 | 0 | 5.1402
8523 | 2018-12-22 02:01 | 12 | Dezember | 2 | 356 | 0 | 0 | 0 | 0 | 0 | 1.024 | 4.0596 | 0 | 5.0836
8524 | 2018-12-22 03:01 | 12 | Dezember | 3 | 356 | 0 | 0 | 0 | 0 | 0 | 1.0345 | 4.0136 | 0 | 5.0481
8525 | 2018-12-22 04:01 | 12 | Dezember | 4 | 356 | 0 | 0 | 0 | 0 | 0 | 1.1645 | 3.9382 | 0 | 5.1028
8526 | 2018-12-22 05:01 | 12 | Dezember | 5 | 356 | 0 | 0 | 0 | 0 | 0 | 1.8896 | 3.9007 | 0 | 5.7902
8527 | 2018-12-22 06:01 | 12 | Dezember | 6 | 356 | 0 | 0 | 0 | 0 | 0 | 2.5495 | 3.9647 | 0 | 6.5143
8528 | 2018-12-22 07:01 | 12 | Dezember | 7 | 356 | 0 | 0 | 0 | 0 | 0 | 2.6183 | 4.1602 | 0 | 6.7786
8529 | 2018-12-22 08:01 | 12 | Dezember | 8 | 356 | 0.47853 | 0.47853 | 0.47853 | 0 | 0 | 1.9669 | 4.2065 | 0 | 6.1734
8530 | 2018-12-22 09:01 | 12 | Dezember | 9 | 356 | 1.5226 | 1.5226 | 1.5226 | 0 | 0 | 0.80583 | 3.9143 | 0 | 4.7202
8531 | 2018-12-22 10:01 | 12 | Dezember | 10 | 356 | 2.3926 | 2.3637 | 2.3926 | 0 | 0 | 0 | 3.2505 | 0 | 3.2505
8532 | 2018-12-22 11:01 | 12 | Dezember | 11 | 356 | 2.7407 | 2.5713 | 2.7407 | 0 | 0 | 0 | 3.2971 | 0 | 3.2971
8533 | 2018-12-22 12:01 | 12 | Dezember | 12 | 356 | 2.2621 | 2.2621 | 2.2621 | 0 | 0 | 0.28866 | 3.4949 | 0 | 3.7835
8534 | 2018-12-22 13:01 | 12 | Dezember | 13 | 356 | 1.7401 | 1.7401 | 1.7401 | 0 | 0 | 0.57363 | 1.1747 | 0 | 1.7484
8535 | 2018-12-22 14:01 | 12 | Dezember | 14 | 356 | 0.78305 | 0.78305 | 0.78305 | 0 | 0 | 1.3541 | 1.0124 | 0 | 2.3664
8536 | 2018-12-22 15:01 | 12 | Dezember | 15 | 356 | 0.087005 | 0.087005 | 0.087005 | 0 | 0 | 2.0568 | 1.0124 | 0 | 3.0692
8537 | 2018-12-22 16:01 | 12 | Dezember | 16 | 356 | 0 | 0 | 0 | 0 | 0 | 2.5369 | 2.7538 | 0 | 5.2907
8538 | 2018-12-22 17:01 | 12 | Dezember | 17 | 356 | 0 | 0 | 0 | 0 | 0 | 3.1667 | 3.3047 | 0 | 6.4714
8539 | 2018-12-22 18:01 | 12 | Dezember | 18 | 356 | 0 | 0 | 0 | 0 | 0 | 3.517 | 2.7871 | 0 | 6.3041
8540 | 2018-12-22 19:01 | 12 | Dezember | 19 | 356 | 0 | 0 | 0 | 0 | 0 | 3.2011 | 2.93 | 0 | 6.1311
8541 | 2018-12-22 20:01 | 12 | Dezember | 20 | 356 | 0 | 0 | 0 | 0 | 0 | 2.7438 | 2.8679 | 0 | 5.6117
8542 | 2018-12-22 21:01 | 12 | Dezember | 21 | 356 | 0 | 0 | 0 | 0 | 0 | 2.336 | 3.0332 | 0 | 5.3692
8543 | 2018-12-22 22:01 | 12 | Dezember | 22 | 356 | 0 | 0 | 0 | 0 | 0 | 1.8279 | 3.3438 | 0 | 5.1717
8544 | 2018-12-22 23:01 | 12 | Dezember | 23 | 356 | 0 | 0 | 0 | 0 | 0 | 1.3563 | 3.3925 | 0 | 4.7488
8545 | 2018-12-23 00:01 | 12 | Dezember | 0 | 357 | 0 | 0 | 0 | 0 | 0 | 1.1016 | 3.6506 | 0 | 4.7522
8546 | 2018-12-23 01:01 | 12 | Dezember | 1 | 357 | 0 | 0 | 0 | 0 | 0 | 1.0416 | 3.8609 | 0 | 4.9025
8547 | 2018-12-23 02:01 | 12 | Dezember | 2 | 357 | 0 | 0 | 0 | 0 | 0 | 1.024 | 4.0607 | 0 | 5.0847
8548 | 2018-12-23 03:01 | 12 | Dezember | 3 | 357 | 0 | 0 | 0 | 0 | 0 | 1.0345 | 4.1668 | 0 | 5.2013
8549 | 2018-12-23 04:01 | 12 | Dezember | 4 | 357 | 0 | 0 | 0 | 0 | 0 | 1.1645 | 4.2436 | 0 | 5.4082
8550 | 2018-12-23 05:01 | 12 | Dezember | 5 | 357 | 0 | 0 | 0 | 0 | 0 | 1.8896 | 4.1529 | 0 | 6.0424
8551 | 2018-12-23 06:01 | 12 | Dezember | 6 | 357 | 0 | 0 | 0 | 0 | 0 | 2.5495 | 4.0178 | 0 | 6.5674
8552 | 2018-12-23 07:01 | 12 | Dezember | 7 | 357 | 0 | 0 | 0 | 0 | 0 | 2.6183 | 4.073 | 0 | 6.6914
8553 | 2018-12-23 08:01 | 12 | Dezember | 8 | 357 | 0.34802 | 0.34802 | 0.34802 | 0 | 0 | 2.0975 | 4.199 | 0 | 6.2964
8554 | 2018-12-23 09:01 | 12 | Dezember | 9 | 357 | 1.1746 | 1.1746 | 1.1746 | 0 | 0 | 1.1538 | 4.5412 | 0 | 5.695
8555 | 2018-12-23 10:01 | 12 | Dezember | 10 | 357 | 1.6531 | 1.6531 | 1.6531 | 0 | 0 | 0.71056 | 4.2525 | 0 | 4.9631
8556 | 2018-12-23 11:01 | 12 | Dezember | 11 | 357 | 1.7401 | 1.7401 | 1.7401 | 0 | 0 | 0.83124 | 4.4101 | 0 | 5.2413
8557 | 2018-12-23 12:01 | 12 | Dezember | 12 | 357 | 0.78305 | 0.78305 | 0.78305 | 0 | 0 | 1.7677 | 4.4106 | 0 | 6.1783
8558 | 2018-12-23 13:01 | 12 | Dezember | 13 | 357 | 3.4802 | 2.3137 | 3.4802 | 0 | 0 | 0 | 3.1982 | 0 | 3.1982
8559 | 2018-12-23 14:01 | 12 | Dezember | 14 | 357 | 2.0446 | 2.0446 | 2.0446 | 0 | 0 | 0.092478 | 4.4663 | 0 | 4.5588
8560 | 2018-12-23 15:01 | 12 | Dezember | 15 | 357 | 0.087005 | 0.087005 | 0.087005 | 0 | 0 | 2.0568 | 4.6043 | 0 | 6.6611
8561 | 2018-12-23 16:01 | 12 | Dezember | 16 | 357 | 0 | 0 | 0 | 0 | 0 | 2.5369 | 4.772 | 0 | 7.309
8562 | 2018-12-23 17:01 | 12 | Dezember | 17 | 357 | 0 | 0 | 0 | 0 | 0 | 3.1667 | 4.8372 | 0 | 8.0039
8563 | 2018-12-23 18:01 | 12 | Dezember | 18 | 357 | 0 | 0 | 0 | 0 | 0 | 3.517 | 4.6579 | 0 | 8.1749
8564 | 2018-12-23 19:01 | 12 | Dezember | 19 | 357 | 0 | 0 | 0 | 0 | 0 | 3.2011 | 4.4975 | 0 | 7.6986
8565 | 2018-12-23 20:01 | 12 | Dezember | 20 | 357 | 0 | 0 | 0 | 0 | 0 | 2.7438 | 4.7867 | 0 | 7.5305
8566 | 2018-12-23 21:01 | 12 | Dezember | 21 | 357 | 0 | 0 | 0 | 0 | 0 | 2.336 | 4.6868 | 0 | 7.0227
8567 | 2018-12-23 22:01 | 12 | Dezember | 22 | 357 | 0 | 0 | 0 | 0 | 0 | 1.8279 | 4.9749 | 0 | 6.8028
8568 | 2018-12-23 23:01 | 12 | Dezember | 23 | 357 | 0 | 0 | 0 | 0 | 0 | 1.3563 | 5.0666 | 0 | 6.4229
8569 | 2018-12-24 00:01 | 12 | Dezember | 0 | 358 | 0 | 0 | 0 | 0 | 0 | 1.1016 | 5.1507 | 0 | 6.2523
8570 | 2018-12-24 01:01 | 12 | Dezember | 1 | 358 | 0 | 0 | 0 | 0 | 0 | 1.0416 | 5.2089 | 0 | 6.2505
8571 | 2018-12-24 02:01 | 12 | Dezember | 2 | 358 | 0 | 0 | 0 | 0 | 0 | 1.024 | 5.419 | 0 | 6.443
8572 | 2018-12-24 03:01 | 12 | Dezember | 3 | 358 | 0 | 0 | 0 | 0 | 0 | 1.0345 | 5.4382 | 0 | 6.4727
8573 | 2018-12-24 04:01 | 12 | Dezember | 4 | 358 | 0 | 0 | 0 | 0 | 0 | 1.1645 | 5.7801 | 0 | 6.9446
8574 | 2018-12-24 05:01 | 12 | Dezember | 5 | 358 | 0 | 0 | 0 | 0 | 0 | 1.8896 | 5.9276 | 0 | 7.8172
8575 | 2018-12-24 06:01 | 12 | Dezember | 6 | 358 | 0 | 0 | 0 | 0 | 0 | 2.5495 | 6.5395 | 0 | 9.089
8576 | 2018-12-24 07:01 | 12 | Dezember | 7 | 358 | 0 | 0 | 0 | 0 | 0 | 2.6183 | 6.4326 | 0 | 9.0509
8577 | 2018-12-24 08:01 | 12 | Dezember | 8 | 358 | 0.17401 | 0.17401 | 0.17401 | 0 | 0 | 3.3138 | 5.9352 | 0 | 9.249
8578 | 2018-12-24 09:01 | 12 | Dezember | 9 | 358 | 0.60904 | 0.60904 | 0.60904 | 0 | 0 | 3.3398 | 5.4632 | 0 | 8.803
8579 | 2018-12-24 10:01 | 12 | Dezember | 10 | 358 | 0.87005 | 0.87005 | 0.87005 | 0 | 0 | 3.114 | 5.1981 | 0 | 8.3121
8580 | 2018-12-24 11:01 | 12 | Dezember | 11 | 358 | 1.5661 | 1.5661 | 1.5661 | 0 | 0 | 2.6257 | 5.4164 | 0 | 8.0421
8581 | 2018-12-24 12:01 | 12 | Dezember | 12 | 358 | 1.2181 | 1.2181 | 1.2181 | 0 | 0 | 2.9531 | 5.8992 | 0 | 8.8523
8582 | 2018-12-24 13:01 | 12 | Dezember | 13 | 358 | 1.0441 | 1.0441 | 1.0441 | 0 | 0 | 2.8901 | 2.3161 | 0 | 5.2062
8583 | 2018-12-24 14:01 | 12 | Dezember | 14 | 358 | 0.78305 | 0.78305 | 0.78305 | 0 | 0 | 2.9745 | 1.9557 | 0 | 4.9302
8584 | 2018-12-24 15:01 | 12 | Dezember | 15 | 358 | 0.087005 | 0.087005 | 0.087005 | 0 | 0 | 3.6772 | 4.7932 | 0 | 8.4704
8585 | 2018-12-24 16:01 | 12 | Dezember | 16 | 358 | 0 | 0 | 0 | 0 | 0 | 6.0146 | 5.1353 | 0 | 11.1499
8586 | 2018-12-24 17:01 | 12 | Dezember | 17 | 358 | 0 | 0 | 0 | 0 | 0 | 4.3228 | 4.8176 | 0 | 9.1404
8587 | 2018-12-24 18:01 | 12 | Dezember | 18 | 358 | 0 | 0 | 0 | 0 | 0 | 4.0951 | 4.4068 | 0 | 8.5019
8588 | 2018-12-24 19:01 | 12 | Dezember | 19 | 358 | 0 | 0 | 0 | 0 | 0 | 3.2011 | 4.1763 | 0 | 7.3774
8589 | 2018-12-24 20:01 | 12 | Dezember | 20 | 358 | 0 | 0 | 0 | 0 | 0 | 2.7438 | 4.4868 | 0 | 7.2306
8590 | 2018-12-24 21:01 | 12 | Dezember | 21 | 358 | 0 | 0 | 0 | 0 | 0 | 2.336 | 4.5806 | 0 | 6.9165
8591 | 2018-12-24 22:01 | 12 | Dezember | 22 | 358 | 0 | 0 | 0 | 0 | 0 | 1.8279 | 4.8246 | 0 | 6.6524
8592 | 2018-12-24 23:01 | 12 | Dezember | 23 | 358 | 0 | 0 | 0 | 0 | 0 | 1.3563 | 4.8073 | 0 | 6.1635
8593 | 2018-12-25 00:01 | 12 | Dezember | 0 | 359 | 0 | 0 | 0 | 0 | 0 | 1.2657 | 4.8294 | 0 | 6.0951
8594 | 2018-12-25 01:01 | 12 | Dezember | 1 | 359 | 0 | 0 | 0 | 0 | 0 | 1.0844 | 4.8519 | 0 | 5.9363
8595 | 2018-12-25 02:01 | 12 | Dezember | 2 | 359 | 0 | 0 | 0 | 0 | 0 | 1.0441 | 5.0241 | 0 | 6.0683
8596 | 2018-12-25 03:01 | 12 | Dezember | 3 | 359 | 0 | 0 | 0 | 0 | 0 | 1.0236 | 5.0075 | 0 | 6.031
8597 | 2018-12-25 04:01 | 12 | Dezember | 4 | 359 | 0 | 0 | 0 | 0 | 0 | 1.0504 | 5.3094 | 0 | 6.3598
8598 | 2018-12-25 05:01 | 12 | Dezember | 5 | 359 | 0 | 0 | 0 | 0 | 0 | 1.269 | 5.5591 | 0 | 6.8282
8599 | 2018-12-25 06:01 | 12 | Dezember | 6 | 359 | 0 | 0 | 0 | 0 | 0 | 1.7532 | 6.1767 | 0 | 7.9299
8600 | 2018-12-25 07:01 | 12 | Dezember | 7 | 359 | 0 | 0 | 0 | 0 | 0 | 2.3867 | 5.9101 | 0 | 8.2969
8601 | 2018-12-25 08:01 | 12 | Dezember | 8 | 359 | 0.56553 | 0.56553 | 0.56553 | 0 | 0 | 3.2328 | 3.577 | 0 | 6.8097
8602 | 2018-12-25 09:01 | 12 | Dezember | 9 | 359 | 1.6531 | 1.6531 | 1.6531 | 0 | 0 | 2.8265 | 2.9062 | 0 | 5.7327
8603 | 2018-12-25 10:01 | 12 | Dezember | 10 | 359 | 4.3503 | 4.3503 | 4.3503 | 0 | 0 | 0.24933 | 2.4472 | 0 | 2.6965
8604 | 2018-12-25 11:01 | 12 | Dezember | 11 | 359 | 3.5672 | 3.5672 | 3.5672 | 0 | 0 | 1.2271 | 2.7688 | 0 | 3.9959
8605 | 2018-12-25 12:01 | 12 | Dezember | 12 | 359 | 2.1751 | 2.1751 | 2.1751 | 0 | 0 | 2.6061 | 3.2309 | 0 | 5.8371
8606 | 2018-12-25 13:01 | 12 | Dezember | 13 | 359 | 1.6531 | 1.6531 | 1.6531 | 0 | 0 | 2.9205 | 3.3717 | 0 | 6.2922
8607 | 2018-12-25 14:01 | 12 | Dezember | 14 | 359 | 0.95706 | 0.95706 | 0.95706 | 0 | 0 | 3.4541 | 3.4461 | 0 | 6.9002
8608 | 2018-12-25 15:01 | 12 | Dezember | 15 | 359 | 0.087005 | 0.087005 | 0.087005 | 0 | 0 | 6.1978 | 3.8755 | 0 | 10.0733
8609 | 2018-12-25 16:01 | 12 | Dezember | 16 | 359 | 0 | 0 | 0 | 0 | 0 | 6.8848 | 4.1475 | 0 | 11.0322
8610 | 2018-12-25 17:01 | 12 | Dezember | 17 | 359 | 0 | 0 | 0 | 0 | 0 | 5.0482 | 3.9224 | 0 | 8.9707
8611 | 2018-12-25 18:01 | 12 | Dezember | 18 | 359 | 0 | 0 | 0 | 0 | 0 | 4.4824 | 3.6706 | 0 | 8.1529
8612 | 2018-12-25 19:01 | 12 | Dezember | 19 | 359 | 0 | 0 | 0 | 0 | 0 | 3.2636 | 3.5948 | 0 | 6.8584
8613 | 2018-12-25 20:01 | 12 | Dezember | 20 | 359 | 0 | 0 | 0 | 0 | 0 | 2.6284 | 3.7528 | 0 | 6.3812
8614 | 2018-12-25 21:01 | 12 | Dezember | 21 | 359 | 0 | 0 | 0 | 0 | 0 | 2.4337 | 3.527 | 0 | 5.9607
8615 | 2018-12-25 22:01 | 12 | Dezember | 22 | 359 | 0 | 0 | 0 | 0 | 0 | 2.122 | 3.7985 | 0 | 5.9205
8616 | 2018-12-25 23:01 | 12 | Dezember | 23 | 359 | 0 | 0 | 0 | 0 | 0 | 1.5031 | 3.8925 | 0 | 5.3957
8617 | 2018-12-26 00:01 | 12 | Dezember | 0 | 360 | 0 | 0 | 0 | 0 | 0 | 1.6898 | 3.9759 | 0 | 5.6657
8618 | 2018-12-26 01:01 | 12 | Dezember | 1 | 360 | 0 | 0 | 0 | 0 | 0 | 1.3223 | 4.7734 | 0 | 6.0957
8619 | 2018-12-26 02:01 | 12 | Dezember | 2 | 360 | 0 | 0 | 0 | 0 | 0 | 1.1343 | 5.1336 | 0 | 6.2679
8620 | 2018-12-26 03:01 | 12 | Dezember | 3 | 360 | 0 | 0 | 0 | 0 | 0 | 1.0685 | 5.2365 | 0 | 6.305
8621 | 2018-12-26 04:01 | 12 | Dezember | 4 | 360 | 0 | 0 | 0 | 0 | 0 | 1.0278 | 5.6635 | 0 | 6.6913
8622 | 2018-12-26 05:01 | 12 | Dezember | 5 | 360 | 0 | 0 | 0 | 0 | 0 | 1.0261 | 6.0538 | 0 | 7.0799
8623 | 2018-12-26 06:01 | 12 | Dezember | 6 | 360 | 0 | 0 | 0 | 0 | 0 | 1.0651 | 6.8372 | 0 | 7.9023
8624 | 2018-12-26 07:01 | 12 | Dezember | 7 | 360 | 0 | 0 | 0 | 0 | 0 | 1.217 | 6.733 | 0 | 7.95
8625 | 2018-12-26 08:01 | 12 | Dezember | 8 | 360 | 0.17401 | 0.17401 | 0.17401 | 0 | 0 | 2.7319 | 5.7442 | 0 | 8.4761
8626 | 2018-12-26 09:01 | 12 | Dezember | 9 | 360 | 0.52203 | 0.52203 | 0.52203 | 0 | 0 | 3.8006 | 4.966 | 0 | 8.7666
8627 | 2018-12-26 10:01 | 12 | Dezember | 10 | 360 | 0.95706 | 0.95706 | 0.95706 | 0 | 0 | 3.9643 | 4.4989 | 0 | 8.4632
8628 | 2018-12-26 11:01 | 12 | Dezember | 11 | 360 | 1.0441 | 1.0441 | 1.0441 | 0 | 0 | 4.3573 | 4.5139 | 0 | 8.8712
8629 | 2018-12-26 12:01 | 12 | Dezember | 12 | 360 | 1.1311 | 1.1311 | 1.1311 | 0 | 0 | 4.3362 | 4.9884 | 0 | 9.3245
8630 | 2018-12-26 13:01 | 12 | Dezember | 13 | 360 | 1.0441 | 1.0441 | 1.0441 | 0 | 0 | 3.858 | 4.7376 | 0 | 8.5957
8631 | 2018-12-26 14:01 | 12 | Dezember | 14 | 360 | 0.60904 | 0.60904 | 0.60904 | 0 | 0 | 3.6738 | 4.7549 | 0 | 8.4287
8632 | 2018-12-26 15:01 | 12 | Dezember | 15 | 360 | 0.087005 | 0.087005 | 0.087005 | 0 | 0 | 5.7253 | 5.0871 | 0 | 10.8124
8633 | 2018-12-26 16:01 | 12 | Dezember | 16 | 360 | 0 | 0 | 0 | 0 | 0 | 5.6462 | 5.5513 | 0 | 11.1975
8634 | 2018-12-26 17:01 | 12 | Dezember | 17 | 360 | 0 | 0 | 0 | 0 | 0 | 3.6435 | 5.3669 | 0 | 9.0104
8635 | 2018-12-26 18:01 | 12 | Dezember | 18 | 360 | 0 | 0 | 0 | 0 | 0 | 3.5807 | 4.9934 | 0 | 8.5741
8636 | 2018-12-26 19:01 | 12 | Dezember | 19 | 360 | 0 | 0 | 0 | 0 | 0 | 3.3362 | 4.9197 | 0 | 8.2559
8637 | 2018-12-26 20:01 | 12 | Dezember | 20 | 360 | 0 | 0 | 0 | 0 | 0 | 3.0652 | 5.3898 | 0 | 8.455
8638 | 2018-12-26 21:01 | 12 | Dezember | 21 | 360 | 0 | 0 | 0 | 0 | 0 | 2.6523 | 5.2469 | 0 | 7.8992
8639 | 2018-12-26 22:01 | 12 | Dezember | 22 | 360 | 0 | 0 | 0 | 0 | 0 | 2.3037 | 5.5378 | 0 | 7.8415
8640 | 2018-12-26 23:01 | 12 | Dezember | 23 | 360 | 0 | 0 | 0 | 0 | 0 | 1.3563 | 5.7003 | 0 | 7.0566
8641 | 2018-12-27 00:01 | 12 | Dezember | 0 | 361 | 0 | 0 | 0 | 0 | 0 | 1.1016 | 5.8056 | 0 | 6.9072
8642 | 2018-12-27 01:01 | 12 | Dezember | 1 | 361 | 0 | 0 | 0 | 0 | 0 | 1.0416 | 5.8419 | 0 | 6.8835
8643 | 2018-12-27 02:01 | 12 | Dezember | 2 | 361 | 0 | 0 | 0 | 0 | 0 | 1.024 | 6.052 | 0 | 7.076
8644 | 2018-12-27 03:01 | 12 | Dezember | 3 | 361 | 0 | 0 | 0 | 0 | 0 | 1.0345 | 6.0713 | 0 | 7.1057
8645 | 2018-12-27 04:01 | 12 | Dezember | 4 | 361 | 0 | 0 | 0 | 0 | 0 | 1.1645 | 6.3916 | 0 | 7.5562
8646 | 2018-12-27 05:01 | 12 | Dezember | 5 | 361 | 0 | 0 | 0 | 0 | 0 | 1.8896 | 6.5623 | 0 | 8.4519
8647 | 2018-12-27 06:01 | 12 | Dezember | 6 | 361 | 0 | 0 | 0 | 0 | 0 | 2.5495 | 7.1714 | 0 | 9.7209
8648 | 2018-12-27 07:01 | 12 | Dezember | 7 | 361 | 0 | 0 | 0 | 0 | 0 | 2.6183 | 7.0877 | 0 | 9.706
8649 | 2018-12-27 08:01 | 12 | Dezember | 8 | 361 | 0.34802 | 0.34802 | 0.34802 | 0 | 0 | 3.1398 | 6.488 | 0 | 9.6278
8650 | 2018-12-27 09:01 | 12 | Dezember | 9 | 361 | 1.0441 | 1.0441 | 1.0441 | 0 | 0 | 2.9048 | 5.5639 | 0 | 8.4686
8651 | 2018-12-27 10:01 | 12 | Dezember | 10 | 361 | 1.9141 | 1.9141 | 1.9141 | 0 | 0 | 2.07 | 5.6252 | 0 | 7.6951
8652 | 2018-12-27 11:01 | 12 | Dezember | 11 | 361 | 2.3926 | 2.3926 | 2.3926 | 0 | 0 | 1.7991 | 5.6855 | 0 | 7.4846
8653 | 2018-12-27 12:01 | 12 | Dezember | 12 | 361 | 2.0011 | 2.0011 | 2.0011 | 0 | 0 | 2.1701 | 5.8015 | 0 | 7.9716
8654 | 2018-12-27 13:01 | 12 | Dezember | 13 | 361 | 1.5226 | 1.5226 | 1.5226 | 0 | 0 | 2.4116 | 5.4733 | 0 | 7.8848
8655 | 2018-12-27 14:01 | 12 | Dezember | 14 | 361 | 0.69604 | 0.69604 | 0.69604 | 0 | 0 | 3.0615 | 5.4928 | 0 | 8.5543
8656 | 2018-12-27 15:01 | 12 | Dezember | 15 | 361 | 0.087005 | 0.087005 | 0.087005 | 0 | 0 | 5.5344 | 5.524 | 0 | 11.0584
8657 | 2018-12-27 16:01 | 12 | Dezember | 16 | 361 | 0 | 0 | 0 | 0 | 0 | 6.0146 | 5.7585 | 0 | 11.7731
8658 | 2018-12-27 17:01 | 12 | Dezember | 17 | 361 | 0 | 0 | 0 | 0 | 0 | 4.3228 | 5.4137 | 0 | 9.7365
8659 | 2018-12-27 18:01 | 12 | Dezember | 18 | 361 | 0 | 0 | 0 | 0 | 0 | 4.0951 | 5.1347 | 0 | 9.2298
8660 | 2018-12-27 19:01 | 12 | Dezember | 19 | 361 | 0 | 0 | 0 | 0 | 0 | 3.2011 | 5.4324 | 0 | 8.6335
8661 | 2018-12-27 20:01 | 12 | Dezember | 20 | 361 | 0 | 0 | 0 | 0 | 0 | 2.7438 | 5.4484 | 0 | 8.1922
8662 | 2018-12-27 21:01 | 12 | Dezember | 21 | 361 | 0 | 0 | 0 | 0 | 0 | 2.336 | 5.2171 | 0 | 7.553
8663 | 2018-12-27 22:01 | 12 | Dezember | 22 | 361 | 0 | 0 | 0 | 0 | 0 | 1.8279 | 5.4592 | 0 | 7.2871
8664 | 2018-12-27 23:01 | 12 | Dezember | 23 | 361 | 0 | 0 | 0 | 0 | 0 | 1.3563 | 5.4625 | 0 | 6.8188
8665 | 2018-12-28 00:01 | 12 | Dezember | 0 | 362 | 0 | 0 | 0 | 0 | 0 | 1.1016 | 5.4807 | 0 | 6.5823
8666 | 2018-12-28 01:01 | 12 | Dezember | 1 | 362 | 0 | 0 | 0 | 0 | 0 | 1.0416 | 5.4735 | 0 | 6.5152
8667 | 2018-12-28 02:01 | 12 | Dezember | 2 | 362 | 0 | 0 | 0 | 0 | 0 | 1.024 | 5.6185 | 0 | 6.6425
8668 | 2018-12-28 03:01 | 12 | Dezember | 3 | 362 | 0 | 0 | 0 | 0 | 0 | 1.0345 | 5.5943 | 0 | 6.6287
8669 | 2018-12-28 04:01 | 12 | Dezember | 4 | 362 | 0 | 0 | 0 | 0 | 0 | 1.1645 | 5.8712 | 0 | 7.0358
8670 | 2018-12-28 05:01 | 12 | Dezember | 5 | 362 | 0 | 0 | 0 | 0 | 0 | 1.8896 | 6.0206 | 0 | 7.9102
8671 | 2018-12-28 06:01 | 12 | Dezember | 6 | 362 | 0 | 0 | 0 | 0 | 0 | 2.5495 | 6.5919 | 0 | 9.1414
8672 | 2018-12-28 07:01 | 12 | Dezember | 7 | 362 | 0 | 0 | 0 | 0 | 0 | 2.6183 | 6.4861 | 0 | 9.1045
8673 | 2018-12-28 08:01 | 12 | Dezember | 8 | 362 | 0.087005 | 0.087005 | 0.087005 | 0 | 0 | 3.4008 | 5.7666 | 0 | 9.1674
8674 | 2018-12-28 09:01 | 12 | Dezember | 9 | 362 | 0.17401 | 0.17401 | 0.17401 | 0 | 0 | 3.7748 | 4.8724 | 0 | 8.6472
8675 | 2018-12-28 10:01 | 12 | Dezember | 10 | 362 | 1.0441 | 1.0441 | 1.0441 | 0 | 0 | 2.94 | 3.7756 | 0 | 6.7156
8676 | 2018-12-28 11:01 | 12 | Dezember | 11 | 362 | 3.6107 | 3.6107 | 3.6107 | 0 | 0 | 0.58106 | 3.8011 | 0 | 4.3822
8677 | 2018-12-28 12:01 | 12 | Dezember | 12 | 362 | 2.8712 | 2.8712 | 2.8712 | 0 | 0 | 1.3 | 4.4724 | 0 | 5.7724
8678 | 2018-12-28 13:01 | 12 | Dezember | 13 | 362 | 1.5226 | 1.5226 | 1.5226 | 0 | 0 | 2.4116 | 4.3856 | 0 | 6.7972
8679 | 2018-12-28 14:01 | 12 | Dezember | 14 | 362 | 1.9141 | 1.9141 | 1.9141 | 0 | 0 | 1.8434 | 4.2886 | 0 | 6.132
8680 | 2018-12-28 15:01 | 12 | Dezember | 15 | 362 | 0.69604 | 0.69604 | 0.69604 | 0 | 0 | 4.9254 | 4.719 | 0 | 9.6444
8681 | 2018-12-28 16:01 | 12 | Dezember | 16 | 362 | 0 | 0 | 0 | 0 | 0 | 6.0146 | 4.9719 | 0 | 10.9865
8682 | 2018-12-28 17:01 | 12 | Dezember | 17 | 362 | 0 | 0 | 0 | 0 | 0 | 4.3228 | 4.656 | 0 | 8.9789
8683 | 2018-12-28 18:01 | 12 | Dezember | 18 | 362 | 0 | 0 | 0 | 0 | 0 | 4.0951 | 4.2669 | 0 | 8.362
8684 | 2018-12-28 19:01 | 12 | Dezember | 19 | 362 | 0 | 0 | 0 | 0 | 0 | 3.2011 | 4.0356 | 0 | 7.2367
8685 | 2018-12-28 20:01 | 12 | Dezember | 20 | 362 | 0 | 0 | 0 | 0 | 0 | 2.7438 | 4.0729 | 0 | 6.8167
8686 | 2018-12-28 21:01 | 12 | Dezember | 21 | 362 | 0 | 0 | 0 | 0 | 0 | 2.336 | 3.8413 | 0 | 6.1773
8687 | 2018-12-28 22:01 | 12 | Dezember | 22 | 362 | 0 | 0 | 0 | 0 | 0 | 1.8279 | 4.4184 | 0 | 6.2463
8688 | 2018-12-28 23:01 | 12 | Dezember | 23 | 362 | 0 | 0 | 0 | 0 | 0 | 1.3563 | 4.638 | 0 | 5.9943
8689 | 2018-12-29 00:01 | 12 | Dezember | 0 | 363 | 0 | 0 | 0 | 0 | 0 | 1.1016 | 4.743 | 0 | 5.8446
8690 | 2018-12-29 01:01 | 12 | Dezember | 1 | 363 | 0 | 0 | 0 | 0 | 0 | 1.0416 | 4.7792 | 0 | 5.8209
8691 | 2018-12-29 02:01 | 12 | Dezember | 2 | 363 | 0 | 0 | 0 | 0 | 0 | 1.024 | 4.8053 | 0 | 5.8293
8692 | 2018-12-29 03:01 | 12 | Dezember | 3 | 363 | 0 | 0 | 0 | 0 | 0 | 1.0345 | 4.8028 | 0 | 5.8372
8693 | 2018-12-29 04:01 | 12 | Dezember | 4 | 363 | 0 | 0 | 0 | 0 | 0 | 1.1645 | 4.7714 | 0 | 5.936
8694 | 2018-12-29 05:01 | 12 | Dezember | 5 | 363 | 0 | 0 | 0 | 0 | 0 | 1.8896 | 4.7589 | 0 | 6.6484
8695 | 2018-12-29 06:01 | 12 | Dezember | 6 | 363 | 0 | 0 | 0 | 0 | 0 | 2.5495 | 4.8922 | 0 | 7.4417
8696 | 2018-12-29 07:01 | 12 | Dezember | 7 | 363 | 0 | 0 | 0 | 0 | 0 | 2.6183 | 5.0896 | 0 | 7.708
8697 | 2018-12-29 08:01 | 12 | Dezember | 8 | 363 | 0.087005 | 0.087005 | 0.087005 | 0 | 0 | 2.3585 | 4.3813 | 0 | 6.7397
8698 | 2018-12-29 09:01 | 12 | Dezember | 9 | 363 | 0.43503 | 0.43503 | 0.43503 | 0 | 0 | 1.8934 | 3.7324 | 0 | 5.6258
8699 | 2018-12-29 10:01 | 12 | Dezember | 10 | 363 | 0.69604 | 0.69604 | 0.69604 | 0 | 0 | 1.6676 | 1.2418 | 0 | 2.9094
8700 | 2018-12-29 11:01 | 12 | Dezember | 11 | 363 | 0.78305 | 0.78305 | 0.78305 | 0 | 0 | 1.7883 | 1.7399 | 0 | 3.5282
8701 | 2018-12-29 12:01 | 12 | Dezember | 12 | 363 | 0.78305 | 0.78305 | 0.78305 | 0 | 0 | 1.7677 | 2.6202 | 0 | 4.388
8702 | 2018-12-29 13:01 | 12 | Dezember | 13 | 363 | 0.69604 | 0.69604 | 0.69604 | 0 | 0 | 1.6177 | 4.2708 | 0 | 5.8885
8703 | 2018-12-29 14:01 | 12 | Dezember | 14 | 363 | 0.43503 | 0.43503 | 0.43503 | 0 | 0 | 1.7021 | 3.9368 | 0 | 5.6389
8704 | 2018-12-29 15:01 | 12 | Dezember | 15 | 363 | 0.087005 | 0.087005 | 0.087005 | 0 | 0 | 2.0568 | 4.4474 | 0 | 6.5042
8705 | 2018-12-29 16:01 | 12 | Dezember | 16 | 363 | 0 | 0 | 0 | 0 | 0 | 2.5369 | 5.178 | 0 | 7.7149
8706 | 2018-12-29 17:01 | 12 | Dezember | 17 | 363 | 0 | 0 | 0 | 0 | 0 | 3.1667 | 4.6882 | 0 | 7.8549
8707 | 2018-12-29 18:01 | 12 | Dezember | 18 | 363 | 0 | 0 | 0 | 0 | 0 | 3.517 | 3.9389 | 0 | 7.4559
8708 | 2018-12-29 19:01 | 12 | Dezember | 19 | 363 | 0 | 0 | 0 | 0 | 0 | 3.2011 | 4.0151 | 0 | 7.2163
8709 | 2018-12-29 20:01 | 12 | Dezember | 20 | 363 | 0 | 0 | 0 | 0 | 0 | 2.7438 | 3.906 | 0 | 6.6497
8710 | 2018-12-29 21:01 | 12 | Dezember | 21 | 363 | 0 | 0 | 0 | 0 | 0 | 2.336 | 4.0043 | 0 | 6.3403
8711 | 2018-12-29 22:01 | 12 | Dezember | 22 | 363 | 0 | 0 | 0 | 0 | 0 | 1.8279 | 4.2453 | 0 | 6.0732
8712 | 2018-12-29 23:01 | 12 | Dezember | 23 | 363 | 0 | 0 | 0 | 0 | 0 | 1.3563 | 4.2263 | 0 | 5.5826
8713 | 2018-12-30 00:01 | 12 | Dezember | 0 | 364 | 0 | 0 | 0 | 0 | 0 | 1.1016 | 4.3311 | 0 | 5.4327
8714 | 2018-12-30 01:01 | 12 | Dezember | 1 | 364 | 0 | 0 | 0 | 0 | 0 | 1.0416 | 4.389 | 0 | 5.4306
8715 | 2018-12-30 02:01 | 12 | Dezember | 2 | 364 | 0 | 0 | 0 | 0 | 0 | 1.024 | 4.415 | 0 | 5.439
8716 | 2018-12-30 03:01 | 12 | Dezember | 3 | 364 | 0 | 0 | 0 | 0 | 0 | 1.0345 | 4.4343 | 0 | 5.4687
8717 | 2018-12-30 04:01 | 12 | Dezember | 4 | 364 | 0 | 0 | 0 | 0 | 0 | 1.1645 | 4.403 | 0 | 5.5675
8718 | 2018-12-30 05:01 | 12 | Dezember | 5 | 364 | 0 | 0 | 0 | 0 | 0 | 1.8896 | 4.2502 | 0 | 6.1397
8719 | 2018-12-30 06:01 | 12 | Dezember | 6 | 364 | 0 | 0 | 0 | 0 | 0 | 2.5495 | 4.0321 | 0 | 6.5816
8720 | 2018-12-30 07:01 | 12 | Dezember | 7 | 364 | 0 | 0 | 0 | 0 | 0 | 2.6183 | 4.0674 | 0 | 6.6857
8721 | 2018-12-30 08:01 | 12 | Dezember | 8 | 364 | 0.17401 | 0.17401 | 0.17401 | 0 | 0 | 2.2715 | 1.3683 | 0 | 3.6398
8722 | 2018-12-30 09:01 | 12 | Dezember | 9 | 364 | 0.43503 | 0.43503 | 0.43503 | 0 | 0 | 1.8934 | 1.1747 | 0 | 3.0681
8723 | 2018-12-30 10:01 | 12 | Dezember | 10 | 364 | 0.78305 | 0.78305 | 0.78305 | 0 | 0 | 1.5806 | 1.1747 | 0 | 2.7553
8724 | 2018-12-30 11:01 | 12 | Dezember | 11 | 364 | 0.95706 | 0.95706 | 0.95706 | 0 | 0 | 1.6143 | 1.4994 | 0 | 3.1137
8725 | 2018-12-30 12:01 | 12 | Dezember | 12 | 364 | 0.95706 | 0.95706 | 0.95706 | 0 | 0 | 1.5937 | 1.4994 | 0 | 3.0932
8726 | 2018-12-30 13:01 | 12 | Dezember | 13 | 364 | 0.87005 | 0.87005 | 0.87005 | 0 | 0 | 1.4437 | 1.3371 | 0 | 2.7808
8727 | 2018-12-30 14:01 | 12 | Dezember | 14 | 364 | 0.43503 | 0.43503 | 0.43503 | 0 | 0 | 1.7021 | 1.0124 | 0 | 2.7144
8728 | 2018-12-30 15:01 | 12 | Dezember | 15 | 364 | 0.17401 | 0.17401 | 0.17401 | 0 | 0 | 1.9698 | 0.85001 | 0 | 2.8198
8729 | 2018-12-30 16:01 | 12 | Dezember | 16 | 364 | 0 | 0 | 0 | 0 | 0 | 2.5369 | 1.8083 | 0 | 4.3452
8730 | 2018-12-30 17:01 | 12 | Dezember | 17 | 364 | 0 | 0 | 0 | 0 | 0 | 3.1667 | 3.2305 | 0 | 6.3973
8731 | 2018-12-30 18:01 | 12 | Dezember | 18 | 364 | 0 | 0 | 0 | 0 | 0 | 3.517 | 3.1367 | 0 | 6.6537
8732 | 2018-12-30 19:01 | 12 | Dezember | 19 | 364 | 0 | 0 | 0 | 0 | 0 | 3.2011 | 3.2789 | 0 | 6.48
8733 | 2018-12-30 20:01 | 12 | Dezember | 20 | 364 | 0 | 0 | 0 | 0 | 0 | 2.7438 | 3.5863 | 0 | 6.3301
8734 | 2018-12-30 21:01 | 12 | Dezember | 21 | 364 | 0 | 0 | 0 | 0 | 0 | 2.336 | 3.4412 | 0 | 5.7772
8735 | 2018-12-30 22:01 | 12 | Dezember | 22 | 364 | 0 | 0 | 0 | 0 | 0 | 1.8279 | 3.7686 | 0 | 5.5965
8736 | 2018-12-30 23:01 | 12 | Dezember | 23 | 364 | 0 | 0 | 0 | 0 | 0 | 1.3563 | 3.8362 | 0 | 5.1924
8737 | 2018-12-31 00:01 | 12 | Dezember | 0 | 365 | 0 | 0 | 0 | 0 | 0 | 1.1016 | 4.0495 | 0 | 5.1511
8738 | 2018-12-31 01:01 | 12 | Dezember | 1 | 365 | 0 | 0 | 0 | 0 | 0 | 1.0416 | 4.216 | 0 | 5.2576
8739 | 2018-12-31 02:01 | 12 | Dezember | 2 | 365 | 0 | 0 | 0 | 0 | 0 | 1.024 | 4.5347 | 0 | 5.5587
8740 | 2018-12-31 03:01 | 12 | Dezember | 3 | 365 | 0 | 0 | 0 | 0 | 0 | 1.0345 | 4.6191 | 0 | 5.6536
8741 | 2018-12-31 04:01 | 12 | Dezember | 4 | 365 | 0 | 0 | 0 | 0 | 0 | 1.1645 | 5.0049 | 0 | 6.1694
8742 | 2018-12-31 05:01 | 12 | Dezember | 5 | 365 | 0 | 0 | 0 | 0 | 0 | 1.8896 | 5.2206 | 0 | 7.1101
8743 | 2018-12-31 06:01 | 12 | Dezember | 6 | 365 | 0 | 0 | 0 | 0 | 0 | 2.5495 | 5.8813 | 0 | 8.4308
8744 | 2018-12-31 07:01 | 12 | Dezember | 7 | 365 | 0 | 0 | 0 | 0 | 0 | 2.6183 | 5.7985 | 0 | 8.4169
8745 | 2018-12-31 08:01 | 12 | Dezember | 8 | 365 | 0.17401 | 0.17401 | 0.17401 | 0 | 0 | 5.171 | 5.3843 | 0 | 10.5553
8746 | 2018-12-31 09:01 | 12 | Dezember | 9 | 365 | 0.43503 | 0.43503 | 0.43503 | 0 | 0 | 3.5138 | 5.0322 | 0 | 8.546
8747 | 2018-12-31 10:01 | 12 | Dezember | 10 | 365 | 0.87005 | 0.87005 | 0.87005 | 0 | 0 | 3.114 | 4.8752 | 0 | 7.9892
8748 | 2018-12-31 11:01 | 12 | Dezember | 11 | 365 | 0.95706 | 0.95706 | 0.95706 | 0 | 0 | 3.2347 | 5.1162 | 0 | 8.351
8749 | 2018-12-31 12:01 | 12 | Dezember | 12 | 365 | 1.0441 | 1.0441 | 1.0441 | 0 | 0 | 3.1271 | 5.4703 | 0 | 8.5975
8750 | 2018-12-31 13:01 | 12 | Dezember | 13 | 365 | 0.78305 | 0.78305 | 0.78305 | 0 | 0 | 3.1511 | 5.0846 | 0 | 8.2357
8751 | 2018-12-31 14:01 | 12 | Dezember | 14 | 365 | 0.52203 | 0.52203 | 0.52203 | 0 | 0 | 3.2355 | 4.7626 | 0 | 7.9981
8752 | 2018-12-31 15:01 | 12 | Dezember | 15 | 365 | 0.17401 | 0.17401 | 0.17401 | 0 | 0 | 3.5902 | 4.8439 | 0 | 8.4341
8753 | 2018-12-31 16:01 | 12 | Dezember | 16 | 365 | 0 | 0 | 0 | 0 | 0 | 6.0146 | 5.0903 | 0 | 11.1049
8754 | 2018-12-31 17:01 | 12 | Dezember | 17 | 365 | 0 | 0 | 0 | 0 | 0 | 4.3228 | 4.8514 | 0 | 9.1742
8755 | 2018-12-31 18:01 | 12 | Dezember | 18 | 365 | 0 | 0 | 0 | 0 | 0 | 4.0951 | 4.5018 | 0 | 8.5969
8756 | 2018-12-31 19:01 | 12 | Dezember | 19 | 365 | 0 | 0 | 0 | 0 | 0 | 3.2011 | 4.3459 | 0 | 7.547
8757 | 2018-12-31 20:01 | 12 | Dezember | 20 | 365 | 0 | 0 | 0 | 0 | 0 | 2.7438 | 4.8595 | 0 | 7.6033
8758 | 2018-12-31 21:01 | 12 | Dezember | 21 | 365 | 0 | 0 | 0 | 0 | 0 | 2.336 | 5.0938 | 0 | 7.4298
8759 | 2018-12-31 22:01 | 12 | Dezember | 22 | 365 | 0 | 0 | 0 | 0 | 0 | 1.8279 | 5.247 | 0 | 7.0748
8760 | 2018-12-31 23:01 | 12 | Dezember | 23 | 365 | 0 | 0 | 0 | 0 | 0 | 1.3563 | 5.336 | 0 | 6.6922