## META
key | value
export_type | excel_timestep_export
export_origin | vba
tool_version | 1.13.1_dev
input_version_number | 9
created_at | 2026-10-15 14:08

## IN
icon | domain | measure | spatial_scope | temporal_scope | entity_group | entity_key | var_name | ka | label_de | unit | comment | STAGE
🔧 | tool | version |  |  |  |  | tool_version | 0 | Tool Version | text |  | 1.13.1_dev
| tool | version | [5 empty] | 0 | Tool Version Datum | date |  | 2026-10-12
🔧 | tool | input version |  |  |  |  | input_version_number | 0 | Inputdatenstruktur Version | text |  | 9
| tool | input version date | [5 empty] | 0 | Inputdatenstruktur Datum | date |  | 2026-10-12
🔧 | declaration | fPE |  |  |  |  | cfd_fPE | 1 | Primärenergiefaktor | kWhPE/kWhEE |  | 1.63
🔧 | declaration | A |  |  |  |  | cfd_A | 1 | Ausnutzungsfaktor Erneuerbare | kWhEE/m²GF |  | 38
🔧 | declaration | dx |  |  |  |  | cfd_dx | 1 | Skalierungsfaktor | - |  | 0.15
🔧 | declaration | EUI |  |  |  |  | cfd_EUI | 1 | Energieintensität Bedarf | kWhEE/m²NGFa | Energy End Use Intensity | 33
🔧 | declaration | cutoff |  |  |  |  | cfd_cutoff | 1 | Maximum | kWhPE/m²NGFa |  | 125
🔧 | declaration | context factor | [5 empty] | 0 | Kontextfaktor Dichte im Quartier | kWhPE/m²NGFa |  | 22.6203
🔧 | declaration | context factor |  |  | mobility |  | cfm_budget_residential | 1 | Mobilitätsbudget Wohnen | kWhPE/m²NGFa |  | 14.1077
🔧 | declaration | context factor |  |  | mobility |  | cfm_budget_office | 1 | Mobilitätsbudget Büro | kWhPE/m²NGFa |  | 41.4662
🔧 | declaration | context factor |  |  | mobility |  | cfm_budget_school | 1 | Mobilitätsbudget Ausbildung | kWhPE/m²NGFa |  | 12.9348
🔧 | declaration | context factor |  |  | mobility |  | cfm_budget_retail | 1 | Mobilitätsbudget Handel + Sonstige | kWhPE/m²NGFa |  | 29.9681
🔧 | declaration | context factor | [5 empty] | 0 | Kontextfaktor Mobilität im Quartier | kWhPE/m²NGFa |  | 14.1077
🔧 | declaration | context factor |  |  |  |  | cfr_budget | 1 | Kontextfaktor Sanierung | kWhPE/m²NGFa |  | 15
🔧 | declaration | context factor | [5 empty] | 0 | Kontextfaktor Sanierung im Quartier | kWhPE/m²NGFa |  | 15
📝 | project | name |  |  |  |  | project_name | 2 | Projektname | text |  | Gründerzeit Beispiel
📝 | project | url |  |  |  |  | project_url | 2 | ProjektURL | text |  | https://www.gneisfeldstrasse.at/
📝 | project | address |  |  |  |  | location_address | 2 | Adresse | text |  | Salzburg
📝 | project | municipality |  |  |  |  | location_name | 2 | Gemeinde | text |  | Wien-Alsergrund
📝 | project | created |  |  |  |  | project_creation_date | 2 | Erstellungsdatum | date |  | 2026-01-15
📝 | project | description |  |  |  |  | project_description | 2 | Projektbeschreibung | text |  | Das im Süden von Salzburg entstehende Wohnbauprojekt GNICE in der Gneisfeldstraße (Stadtteil Gneis) ist in vielerlei Hinsicht beispielgebend und zukunftsweisend. Für die Bewohner*innen bietet es eine Wohnqualität und ein Wohnerlebnis, wie es nicht leicht zu finden ist. Mit GNICE entsteht ein kleines Dorf mitten in der Stadt mit einer hervorragenden Infrastruktur. In unmittelbarer Nähe findet sich alles, was für das tägliche Leben benötigt wird. Die Innenstadt von Salzburg ist in ca. 10 Minuten erreichbar. Mit dem nahegelegenen Eichetwald liegt das Naherholungsgebiet direkt vor der Haustür. Die sonnige Lage bietet nahezu von jeder Wohnung aus einen besonders schönen Ausblick – ob in die Berge, ins Grüne oder zur Festung Hohensalzburg.
📝 | project | scenario_name |  |  |  |  | project_scenario_name | 2 | Variante / Scenario | text |  | Saniert mit GWWP
📝 | project | postcode |  |  |  |  | location_postcode | 2 | Postleitzahl | text |  | 1200
📝 | declaration | mobility_mode |  |  |  |  | mobility_mode | 1 | Mobilitätsverfahren | text |  | Vereinfacht
🌦️ | weather | name |  |  |  |  | weather_name | 2 | Wetterdatensatz Name | text |  | Salzburg
🌦️ | weather | index |  |  |  |  | weather_index | 0 | Wetterdatensatz Nummer | int |  | 9
🏙️ | usage | area | GFA |  | usage | residential | GFA_residential | 2 | BGF Wohnen | m² |  | 1469.75
🏙️ | usage | area | GFA |  | usage | office | GFA_office | 2 | BGF Büro | m² |  | 0
🏙️ | usage | area | GFA |  | usage | schoolsec | GFA_schoolsec | 2 | BGF Bildung sekundär | m² |  | 0
🏙️ | usage | area | GFA |  | usage | schoolprim | GFA_schoolprim | 2 | BGF Bildung primär | m² |  | 0
🏙️ | usage | area | GFA |  | usage | retailfood | GFA_retailfood | 2 | BGF Lebensmittelhandel | m² |  | 0
🏙️ | usage | area | GFA |  | usage | retailother | GFA_retailother | 2 | BGF Handel sonstiger | m² |  | 0
🏙️ | usage | area | GFA |  | usage | other | GFA_other | 2 | BGF Sonstige | m² |  | 0
🏙️ | usage | area | GFA |  |  |  | GFA_total | 0 | BGF Quartier | m² |  | 1469.75
🏙️ | usage | NFA_to_GFA |  |  | usage | residential | NFA_to_GFA_ratio_residential | 2 | NGF/BGF Wohnen | ratio |  | 0.8
🏙️ | usage | NFA_to_GFA |  |  | usage | office | NFA_to_GFA_ratio_office | 2 | NGF/BGF Büro | ratio |  | 0.8
🏙️ | usage | NFA_to_GFA |  |  | usage | schoolsec | NFA_to_GFA_ratio_schoolsec | 2 | NGF/BGF Bildung sekundär | ratio |  | 0.8
🏙️ | usage | NFA_to_GFA |  |  | usage | schoolprim | NFA_to_GFA_ratio_schoolprim | 2 | NGF/BGF Bildung primär | ratio |  | 0.8
🏙️ | usage | NFA_to_GFA |  |  | usage | retailfood | NFA_to_GFA_ratio_retailfood | 2 | NGF/BGF Lebensmittelhandel | ratio |  | 0.8
🏙️ | usage | NFA_to_GFA |  |  | usage | retailother | NFA_to_GFA_ratio_retailother | 2 | NGF/BGF Handel sonstiger | ratio |  | 0.8
🏙️ | usage | NFA_to_GFA |  |  | usage | other | NFA_to_GFA_ratio_other | 2 | NGF/BGF Sonstige | ratio |  | 0.8
🏙️ | usage | NFA_to_GFA |  |  |  |  | NFA_to_GFA_ratio | 0 | NGF/BGF Quartier | ratio |  | 80%
🏙️ | usage | area | NFA |  | usage | residential | NFA_residential | 0 | NGF Wohnen | m² |  | 1175.8
🏙️ | usage | area | NFA |  | usage | office | NFA_office | 0 | NGF Büro | m² |  | 0
🏙️ | usage | area | NFA |  | usage | schoolsec | NFA_schoolsec | 0 | NGF Bildung sekundär | m² |  | 0
🏙️ | usage | area | NFA |  | usage | schoolprim | NFA_schoolprim | 0 | NGF Bildung primär | m² |  | 0
🏙️ | usage | area | NFA |  | usage | retailfood | NFA_retailfood | 0 | NGF Handel Lebensmittel | m² |  | 0
🏙️ | usage | area | NFA |  | usage | retailother | NFA_retailother | 0 | NGF Handel sonstiger | m² |  | 0
🏙️ | usage | area | NFA |  | usage | other | NFA_other | 0 | NGF Sonstige | m² |  | 0
🏙️ | usage | area | NFA |  |  |  | NFA_total | 0 | NGF Quartier | m² |  | 1175.8
🏙️ | usage | area_inverse |  |  |  |  | per_NFA | 0 | Pro NGF ( Kehrwert NGF) | 1/m²NGF |  | 0.00085048
🏙️ | district | area | plot |  |  |  | plot_area | 2 | Bebaubare Grundstücksfläche | m² |  | 800
🏙️ | district | floor_space_index |  |  |  |  | FSI | 0 | Geschoßflächenzahl | - |  | 1.8372
🔧 | district | preset |  |  |  |  | preset_recorded_renovation |  | Vorauswahl Sanierung |  |  | Sanierung
🏙️ | district | renovation |  |  | usage | residential | renovation_ratio_residential | 2 | Sanierung Anteil Wohnen | ratio |  | 100%
🏙️ | district | renovation |  |  | usage | office | renovation_ratio_office | 2 | Sanierung Anteil Büro | ratio |  | 100%
🏙️ | district | renovation |  |  | usage | schoolsec | renovation_ratio_schoolsec | 2 | Sanierung Anteil Bildung sekundär | ratio |  | 100%
🏙️ | district | renovation |  |  | usage | schoolprim | renovation_ratio_schoolprim | 2 | Sanierung Anteil Bildung primär | ratio |  | 100%
🏙️ | district | renovation |  |  | usage | retailfood | renovation_ratio_retailfood | 2 | Sanierung Anteil Lebensmittelhandel | ratio |  | 100%
🏙️ | district | renovation |  |  | usage | retailother | renovation_ratio_retailother | 2 | Sanierung Anteil Handel Sonstiger | ratio |  | 100%
🏙️ | district | renovation |  |  | usage | other | renovation_ratio_other | 2 | Sanierung Anteil Sonstige | ratio |  | 100%
🏙️ | district | renovation |  |  |  |  | renovation_share | 0 | Sanierungsanteil im Quartier | ratio |  | 100%
🏙️ | district | buildings |  |  |  |  | building_count | 1 | Anzahl Baukörper | - |  | 70
🏙️ | district | storeys |  |  |  |  | storey_count_avg | 1 | Anzahl Geschoße | - | Average | 6
↕️ | geometry | height |  |  | usage | residential | rh_residential | 2 | Raumhöhe Wohnen | m |  | 2.65
↕️ | geometry | height |  |  | usage | office | rh_office | 2 | Raumhöhe Büro | m |  | 3.65
↕️ | geometry | height |  |  | usage | schoolsec | rh_schoolsec | 2 | Raumhöhe sekundäre Bildungseinrichtung/ Universität | m |  | 3.65
↕️ | geometry | height |  |  | usage | schoolprim | rh_schoolprim | 2 | Raumhöhe primäre Bildundseinrichtung/ Kindergarten | m |  | 3.65
↕️ | geometry | height |  |  | usage | retailfood | rh_retailfood | 2 | Raumhöhe Lebensmittelhandel | m |  | 3.65
↕️ | geometry | height |  |  | usage | retailother | rh_retailother | 2 | Raumhöhe Handel sonstiger | m |  | 3.65
↕️ | geometry | height |  |  | usage | other | rh_other | 2 | Raumhöhe Sonstige Nutzung | m |  | 3.65
↕️ | geometry | height |  |  |  |  | rh_avg | 0 | Raumhöhe Quartier | m |  | 2.65
↕️ | geometry | volume |  |  |  |  | NFV_total | 0 | Raumvolumen Quartier | m³net |  | 3115.87
↕️ | geometry | volume |  |  |  |  | NFV_u | 0 | Raumvolumen ungekühlt | m³net |  | 0
↕️ | geometry | volume |  |  |  |  | NFV_c | 0 | Raumvolumen gekühlt | m³net |  | 3115.87
↕️ | geometry | height |  |  |  |  | rh_ceiling | 1 | Höhe Geschoßdecken | m |  | 0.4
↕️ | geometry | volume |  |  |  |  | GFV | 0 | Raumvolumen Quartier brutto | m³gross |  | 3586.19
🧊 | geometry | area | thermal_hull |  | hull | wall | hull_ext_wall_wo_window_m2 | 2 | Hüllfläche Außenwand | m² | exkl. Fenster | 684.7032
🧊 | geometry | area | thermal_hull |  | hull | roof | hull_roof_m2 | 2 | Hüllfläche Dach | m² |  | 245.04
🧊 | geometry | area | thermal_hull |  | hull | fundament | hull_fundament_m2 | 2 | Hüllfläche Kellerdecke / Fundament | m² |  | 245.04
🧊 | geometry | area | thermal_hull |  | hull | window_north | hull_windows_north_m2 | 2 | Hüllfläche Fenster Nord | m² | inkl. Rahmen | 13.0536
🧊 | geometry | area | thermal_hull |  | hull | window_east | hull_windows_east_m2 | 2 | Hüllfläche Fenster Ost | m² | inkl. Rahmen | 0
🧊 | geometry | area | thermal_hull |  | hull | window_south | hull_windows_south_m2 | 2 | Hüllfläche Fenster Süd | m² | inkl. Rahmen | 37.3632
🧊 | geometry | area | thermal_hull |  | hull | window_west | hull_windows_west_m2 | 2 | Hüllfläche Fenster West | m² | inkl. Rahmen | 0
🧊 | geometry | area | thermal_hull |  | hull | window_horizontal | hull_windows_horizontal_m2 | 2 | Hüllfläche Fenster Horizontal | m² | inkl. Rahmen | 0
🧊 | geometry | area | thermal_hull |  | hull | windows | hull_window_m2 | 0 | Hüllfläche Fenster gesamt | m² |  | 50.4168
🧊 | geometry | area | thermal_hull |  | hull |  | hull_fenestration_rate | 0 | Hüllfläche Fensterflächenanteil | m² |  | 6.858%
🧊 | geometry | area | thermal_hull |  | hull |  | hull_m2 | 0 | Hüllfläche gesamt | m² |  | 1225.2
🧊 | geometry | lc | thermal_hull |  | hull |  | lc | 0 | lc | m |  | 2.927
🔧 | geometry | preset |  |  |  |  | preset_recorded_geometry | 5 | Vorauswahl Geometrietyp | - |  | EFHo
🔧 | thermal_hull | preset |  |  |  |  | preset_recorded_hulls | 5 | Vorauswahl Thermische Hülle |  |  | WD2 (2/3, 20cm)
🧱 | thermal_hull | transmittance |  |  | hull | wall | hull_transmittance_walls | 2 | U-Wert Außenwände | W/m²K |  | 0.13443
🧱 | thermal_hull | transmittance |  |  | hull | roof | hull_transmittance_roof | 2 | U-Wert Dach | W/m²K |  | 0.10443
🧱 | thermal_hull | transmittance |  |  | hull | fundament | hull_transmittance_fundament | 2 | U-Wert Kellerdecke / Fundament | W/m²K |  | 0.20256
🧱 | thermal_hull | transmittance |  |  | hull | windows | hull_transmittance_windows_north | 2 | U-Wert Fenster Nord | W/m²K | inkl. Rahmen | 1.1
🧱 | thermal_hull | transmittance |  |  | hull | windows | hull_transmittance_windows_east | 2 | U-Wert Fenster Ost | W/m²K | inkl. Rahmen | 1.1
🧱 | thermal_hull | transmittance |  |  | hull | windows | hull_transmittance_windows_south | 2 | U-Wert Fenster Süd | W/m²K | inkl. Rahmen | 1.1
🧱 | thermal_hull | transmittance |  |  | hull | windows | hull_transmittance_windows_west | 2 | U-Wert Fenster West | W/m²K | inkl. Rahmen | 1.1
🧱 | thermal_hull | transmittance |  |  | hull | windows | hull_transmittance_windows_horizontal | 2 | U-Wert Fenster Horizontal | W/m²K | inkl. Rahmen | 1.1
🧱 | thermal_hull | transmittance_heatbridge_factor |  |  |  |  | hull_transmittance_heatbridge | 2 | Wärmebrückenzuschlag | ratio | Anteil des Transmissionsleitwerts | 0.1
🧱 | thermal_hull | transmittance |  |  | hull | wall | transmittance_walls_Wm2NFA | 0 | Transmissionsleitwert Außenwände | W/m²(NFA)K |  | 0.07828
🧱 | thermal_hull | transmittance |  |  | hull | roof | transmittance_roof_Wm2NFA | 0 | Transmissionsleitwert Dach | W/m²(NFA)K |  | 0.021762
🧱 | thermal_hull | transmittance |  |  | hull | fundament | transmittance_fundament_Wm2NFA | 0 | Transmissionsleitwert Kellerdecke / Fundament | W/m²(NFA)K |  | 0.042214
🧱 | thermal_hull | transmittance |  |  | hull | windows | transmittance_windows_Wm2NFA | 0 | Transmissionsleitwert Fenster | W/m²(NFA)K |  | 0.047167
🧱 | thermal_hull | transmittance_heatbridge_factor |  |  |  |  | transmittance_heatbridge_Wm2NFA | 0 | Transmissionsleitwert Wärmebrücken | W/m²(NFA)K |  | 0.018942
🧱 | thermal_hull | transmittance |  |  |  |  | transmittance_MW | 0 | Transmissionsleitwert absolut | MW/K | ink. Wärmebrückenzuschlag | 0.000245
🧱 | thermal_hull | transmittance |  |  |  |  | transmittance_Wm2 | 0 | Transmissionsleitwert spezifisch | W/m²K | ink. Wärmebrückenzuschlag | 0.20837
🧱 | thermal_hull | transmittance | [5 empty] | 0 | LT | W/K |  | 244.9972
🔧 | thermal_hull | preset |  |  |  |  | preset_recorded_building_mass | 5 | Vorauswahl Spezif. Wirksame Wärmekapazität |  |  | leicht (60 Wh/m²K)
🧱 | thermal_hull | heat_capacity |  |  |  |  | heat_capacity_effective_m2 | 2 | Spezif. wirksame Wärmekapazität | Wh/m²K |  | 204
🧱 | thermal_hull | heat_capacity |  |  |  |  | heat_cap_eff_uncooled_m2 | 0 | Spezif. wirksame Wärmekapazität ungekühlter Bereich | Wh/m²K | Kann separat eingegebn werden | 204
🧱 | thermal_hull | heat_capacity |  |  |  |  | heat_cap_eff_cooled_m2 | 0 | Spezif. wirksame Wärmekapazität gekühlter Bereich | Wh/m²K | Kann separat eingegebn werden | 204
🏢 | solar_gains | solar_gains_coefficient |  |  | hull | window_north | window_total_transmittance_north | 2 | g-Wert Fenster Nord | ratio |  | 0.55
🏢 | solar_gains | solar_gains_coefficient |  |  | hull | window_east | window_total_transmittance_east | 2 | g-Wert Fenster Ost | ratio |  | 0.55
🏢 | solar_gains | solar_gains_coefficient |  |  | hull | window_south | window_total_transmittance_south | 2 | g-Wert Fenster Süd | ratio |  | 0.55
🏢 | solar_gains | solar_gains_coefficient |  |  | hull | window_west | window_total_transmittance_west | 2 | g-Wert Fenster West | ratio |  | 0.55
🏢 | solar_gains | solar_gains_coefficient |  |  | hull | window_horizontal | window_total_transmittance_horizontal | 2 | g-Wert Fenster Horizontal | ratio |  | 0.55
🔧 | solar_gains | preset |  |  |  |  | preset_recorded_shading_geometry | 5 | Vorauswahl Einstrahlungsfaktoren Verschattung |  |  | ÖNORM 8110:6 (57% exkl. Rahmenanteil)
🏢 | solar_gains | sgc_factor |  | winter | hull | window_north | window_irradiation_factor_winter_north | 2 | Einstrahlungsfaktor Fenster Nord | ratio |  | 0.57
🏢 | solar_gains | sgc_factor |  | winter | hull | window_east | window_irradiation_factor_winter_east | 2 | Einstrahlungsfaktor Fenster Ost | ratio |  | 0.57
🏢 | solar_gains | sgc_factor |  | winter | hull | window_south | window_irradiation_factor_winter_south | 2 | Einstrahlungsfaktor Fenster Süd | ratio |  | 0.57
🏢 | solar_gains | sgc_factor |  | winter | hull | window_west | window_irradiation_factor_winter_west | 2 | Einstrahlungsfaktor Fenster West | ratio |  | 0.57
🏢 | solar_gains | sgc_factor |  | winter | hull | window_horizontal | window_irradiation_factor_winter_horizontal | 2 | Einstrahlungsfaktor Fenster Horizontal | ratio |  | 0.57
🏢 | solar_gains | sgc_factor |  | summer | hull | window_north | window_irradiation_factor_summer_north | 2 | Einstrahlungsfaktor Sommer Nord | ratio |  | 0.57
🏢 | solar_gains | sgc_factor |  | summer | hull | window_east | window_irradiation_factor_summer_east | 2 | Einstrahlungsfaktor Sommer Ost | ratio |  | 0.57
🏢 | solar_gains | sgc_factor |  | summer | hull | window_south | window_irradiation_factor_summer_south | 2 | Einstrahlungsfaktor Sommer Süd | ratio |  | 0.57
🏢 | solar_gains | sgc_factor |  | summer | hull | window_west | window_irradiation_factor_summer_west | 2 | Einstrahlungsfaktor Sommer West | ratio |  | 0.57
🏢 | solar_gains | sgc_factor |  | summer | hull | window_horizontal | window_irradiation_factor_summer_horizontal | 2 | Einstrahlungsfaktor Sommer Horizontal | ratio |  | 0.57
🏢 | solar_gains | summer_winter_ratio |  |  | hull | window_north |  | 0 | Verhältnis Sommer/Winter Nord | ratio |  | 100%
🏢 | solar_gains | summer_winter_ratio |  |  | hull | window_east |  | 0 | Verhältnis Sommer/Winter Ost | ratio |  | 100%
🏢 | solar_gains | summer_winter_ratio |  |  | hull | window_south |  | 0 | Verhältnis Sommer/Winter Süd | ratio |  | 100%
🏢 | solar_gains | summer_winter_ratio |  |  | hull | window_west |  | 0 | Verhältnis Sommer/Winter West | ratio |  | 100%
🏢 | solar_gains | summer_winter_ratio |  |  | hull | window_horizontal |  | 0 | Verhältnis Sommer/Winter Horizontal | ratio |  | 100%
🏢 | solar_gains | sgc_factor |  |  |  |  | irradiation_opaque_surcharge | 1 | Zuschlag opake Bauteile | - |  | 106.6%
🏢 | solar_gains | aperture |  | winter | hull | window_north |  | 0 | Apertur Winter Nord | m² | Effektiv, inkl opake Anteile | 331.4%
🏢 | solar_gains | aperture |  | winter | hull | window_east |  | 0 | Apertur Winter ost | m² | Effektiv, inkl opake Anteile | 0%
🏢 | solar_gains | aperture |  | winter | hull | window_south |  | 0 | Apertur Winter Süd | m² | Effektiv, inkl opake Anteile | 948.6%
🏢 | solar_gains | aperture |  | winter | hull | window_west |  | 0 | Apertur Winter West | m² | Effektiv, inkl opake Anteile | 0%
🏢 | solar_gains | aperture |  | winter | hull | window_horizontal |  | 0 | Apertur Winter Horizontal | m² | Effektiv, inkl opake Anteile | 0%
🏢 | solar_gains | aperture |  | summer | hull | window_north |  | 0 | Apertur Sommer Nord | m² | Effektiv, inkl opake Anteile | 331.4%
🏢 | solar_gains | aperture |  | summer | hull | window_east |  | 0 | Apertur Sommer Ost | m² | Effektiv, inkl opake Anteile | 0%
🏢 | solar_gains | aperture |  | summer | hull | window_south |  | 0 | Apertur Sommer Süd | m² | Effektiv, inkl opake Anteile | 948.6%
🏢 | solar_gains | aperture |  | summer | hull | window_west |  | 0 | Apertur Sommer West | m² | Effektiv, inkl opake Anteile | 0%
🏢 | solar_gains | aperture |  | summer | hull | window_horizontal |  | 0 | Apertur Sommer Horizontal | m² | Effektiv, inkl opake Anteile | 0%
🔧 | solar_gains | preset |  |  |  |  | preset_recorded_mobile_shading | 5 | Vorauswahl Mobile Verschattung |  |  | Außenmarkise/-screen
🏢 | solar_gains | shading_coefficient |  |  | usage | residential | fc_residential | 2 | Fc-Wert Wohnen | ratio |  | 1
🏢 | solar_gains | shading_coefficient |  |  | usage | office | fc_office | 2 | Fc-Wert Büro | ratio |  | 1
🏢 | solar_gains | shading_coefficient |  |  | usage | schoolsec | fc_schoolsec | 2 | Fc-Wert Sekundäre Bildungseinrichtung oder Universität | ratio |  | 1
🏢 | solar_gains | shading_coefficient |  |  | usage | schoolprim | fc_schoolprim | 2 | Fc-Wert Kindergarten und Volksschule | ratio |  | 1
🏢 | solar_gains | shading_coefficient |  |  | usage | retailfood | fc_retailfood | 2 | Fc-Wert Lebensmittelhandel | ratio |  | 1
🏢 | solar_gains | shading_coefficient |  |  | usage | retailother | fc_retailother | 2 | Fc-Wert Handel | ratio |  | 1
🏢 | solar_gains | shading_coefficient |  |  | usage | other | fc_other | 2 | Fc-Wert Sonstige | ratio |  | 1
🏢 | solar_gains | shading_coefficient |  |  |  |  | fc_u | 0 | Fc-Wert ungekühlt | ratio |  | 0
🏢 | solar_gains | shading_coefficient |  |  |  |  | fc_c | 0 | Fc-Wert gekühlt | ratio |  | 1
🏢 | solar_gains | illuminance_min |  |  | usage | residential | illuminance_min_residential | 2 | Lux-Wert Wohnen | lux |  | 300
🏢 | solar_gains | illuminance_min |  |  | usage | office | illuminance_min_office | 2 | Lux-Wert Büro | lux |  | 300
🏢 | solar_gains | illuminance_min |  |  | usage | schoolsec | illuminance_min_schoolsec | 2 | Lux-Wert Sekundäre Bildungseinrichtung oder Universität | lux |  | 300
🏢 | solar_gains | illuminance_min |  |  | usage | schoolprim | illuminance_min_schoolprim | 2 | Lux-Wert Kindergarten und Volksschule | lux |  | 300
🏢 | solar_gains | illuminance_min |  |  | usage | retailfood | illuminance_min_retailfood | 2 | Lux-Wert Lebensmittelhandel | lux |  | 300
🏢 | solar_gains | illuminance_min |  |  | usage | retailother | illuminance_min_retailother | 2 | Lux-Wert Handel | lux |  | 300
🏢 | solar_gains | illuminance_min |  |  | usage | other | illuminance_min_other | 2 | Lux-Wert Sonstige | lux |  | 300
🏢 | solar_gains | max_irradiation | uncooled |  |  |  | QS_max_shading_u | 0 | Strahlungsschwellenwert Jalousie Ungekühlt | W/m² |  | 0
🏢 | solar_gains | max_irradiation | cooled |  |  |  | QS_max_shading_c | 0 | Strahlungsschwellenwert Jalousie Gekühlt | W/m² |  | 3
🏢 | solar_gains | sgc_factor |  |  |  |  | illuminance_efficiency_dirt | 1 | Abminderungsfaktor Verschmutzung |  |  | 95%
🏢 | solar_gains | sgc_factor |  |  |  |  | illuminance_efficiency_glazing_ratio | 2 | Abminderungsfaktor Verglasungsanteil |  |  | 80%
🏢 | solar_gains | solar_gains_coefficient | [5 empty] | 0 | Flächengewichteter G-wert |  |  | 0.55
🏢 | solar_gains | [5 empty] | mob_shading_factor_u | 0 | Abschattungseffekt Mobiler Sonnenschutz ungekühlt |  |  | 0
🏢 | solar_gains | [5 empty] | mob_shading_factor_c | 0 | Abschattungseffekt Mobiler Sonnenschutz gekühlt |  |  | 1
🔧 | ventilation | preset |  |  |  |  | preset_recorded_air_tightness | 5 | Vorauswahl Luftdichtheit |  |  | Altbau (n50 4.5)
💨 | ventilation | air_tightness |  |  |  |  | vent_air_tightness | 2 | Luftdichtheit n50 | 1/h |  | 1.5
💨 | Ventilation | blowerdoor_to_real |  |  |  |  | vent_tightness_ratio_blowerdoor_to_real | 1 | Verhältnis Blower Door / Reale Infiltration | ratio |  | 10
💨 | Ventilation | ach |  |  |  |  | vent_infiltration_ACH | 0 | Luftwechsel Infiltration | 1/h |  | 0.15
🔧 | ventilation | preset |  |  |  |  | preset_recorded_vent_modes | 5 | Vorauswahl Art der Lüftung(en) im Quartier
💨 | ventilation | mechanical_share |  |  | usage | residential | vent_share_mechanical_residential | 2 | Mechanische Lüftung Wohnen | ratio |  | 0
💨 | ventilation | mechanical_share |  |  | usage | office | vent_share_mechanical_office | 2 | Mechanische Lüftung Büro | ratio |  | 0
💨 | ventilation | mechanical_share |  |  | usage | schoolsec | vent_share_mechanical_schoolsec | 2 | Mechanische Lüftung Bildung sekundär | ratio |  | 0
💨 | ventilation | mechanical_share |  |  | usage | schoolprim | vent_share_mechanical_schoolprim | 2 | Mechanische Lüftung Bildung primär | ratio |  | 0
💨 | ventilation | mechanical_share |  |  | usage | retailfood | vent_share_mechanical_retailfood | 2 | Mechanische Lüftung Handel Lebensmittel | ratio |  | 0
💨 | ventilation | mechanical_share |  |  | usage | retailother | vent_share_mechanical_retailother | 2 | Mechanische Lüftung Handel sonstiger | ratio |  | 0
💨 | ventilation | mechanical_share |  |  | usage | other | vent_share_mechanical_other | 2 | Mechanische Lüftung Sonstige Nutzung | ratio |  | 0
💨 | ventilation | natural_share |  |  | usage | residential |  | 0 | Fensterlüftung Wohnen | Anteil |  | 1
💨 | ventilation | natural_share |  |  | usage | office |  | 0 | Fensterlüftung Büro | Anteil |  | 1
💨 | ventilation | natural_share |  |  | usage | schoolsec |  | 0 | Fensterlüftung Bildung sekundär | Anteil |  | 1
💨 | ventilation | natural_share |  |  | usage | schoolprim |  | 0 | Fensterlüftung Bildung primär | Anteil |  | 1
💨 | ventilation | natural_share |  |  | usage | retailfood |  | 0 | Fensterlüftung Handel Lebensmittel | Anteil |  | 1
💨 | ventilation | natural_share |  |  | usage | retailother |  | 0 | Fensterlüftung Handel sonstiger | Anteil |  | 1
💨 | ventilation | natural_share |  |  | usage | other |  | 0 | Fensterlüftung Sonstige Nutzung | Anteil |  | 1
💨 | ventilation | [5 empty] | NFA_windowvent | 0 | Fensterlüftung Nettogeschoßfläche | m²NGF |  | 1175.8
💨 | ventilation | [5 empty] | NFV_windowvent | 0 | Fensterlüftung Raumvolumen | m³netto |  | 3115.87
💨 | ventilation | [5 empty] | NFA_mechvent | 0 | Mechanische Lüftung Nettogeschoßfläche | m²NGF |  | 0
💨 | ventilation | [5 empty] | NFV_mechvent | 0 | Mechanische Lüftung Raumvolumen | m³netto |  | 0
🔧 | ventilation | preset |  |  |  |  | preset_recorded_vent_night_modes | 5 | Vorauswahl Nachtauskühlung
💨 | ventilation | night_operation |  |  | usage | residential | vent_night_residential | 2 | Nachtauskühlung Fensterstellung Wohnen |  |  | Einseitig 50%
💨 | ventilation | night_operation |  |  | usage | office | vent_night_office | 2 | Nachtauskühlung Fensterstellung Büro |  |  | geschlossen
💨 | ventilation | night_operation |  |  | usage | schoolsec | vent_night_schoolsec | 2 | Nachtauskühlung Fensterstellung Bildung sekundär |  |  | geschlossen
💨 | ventilation | night_operation |  |  | usage | schoolprim | vent_night_schoolprim | 2 | Nachtauskühlung Fensterstellung Bildung primär |  |  | geschlossen
💨 | ventilation | night_operation |  |  | usage | retailfood | vent_night_retailfood | 2 | Nachtauskühlung Fensterstellung Handel Lebensmittel |  |  | geschlossen
💨 | ventilation | night_operation |  |  | usage | retailother | vent_night_retailother | 2 | Nachtauskühlung Fensterstellung Handel sonstiger |  |  | geschlossen
💨 | ventilation | night_operation |  |  | usage | other | vent_night_other | 2 | Nachtauskühlung Fensterstellung Sonstige Nutzung |  |  | geschlossen
💨 | ventilation | night_operation |  |  |  |  | ACH_night_m3 | 0 | Nachtauskühlung Luftwechsel | m³/h |  | 6231.74
💨 | ventilation | air_change |  |  | usage | residential | vent_ach_max_residential | 2 | Luftwechsel Wohnen | 1/h | Maximal | 0.4
💨 | ventilation | air_change |  |  | usage | office | vent_ach_max_office | 2 | Luftwechsel Büro | 1/h | Maximal | 0.3
💨 | ventilation | air_change |  |  | usage | schoolsec | vent_ach_max_schoolsec | 2 | Luftwechsel Bildung sekundär | 1/h | Maximal | 0.95895
💨 | ventilation | air_change |  |  | usage | schoolprim | vent_ach_max_schoolprim | 2 | Luftwechsel Bildung primär | 1/h | Maximal | 0.95895
💨 | ventilation | air_change |  |  | usage | retailfood | vent_ach_max_retailfood | 2 | Luftwechsel Handel Lebensmittel | 1/h | Maximal | 0.45
💨 | ventilation | air_change |  |  | usage | retailother | vent_ach_max_retailother | 2 | Luftwechsel Handel sonstiger | 1/h | Maximal | 0.45
💨 | ventilation | air_change |  |  | usage | other | vent_ach_max_other | 2 | Luftwechsel Sonstige Nutzung | 1/h | Maximal | 0
💨 | ventilation | air_change_scale |  |  | usage | residential | vent_scale_residential | 0 | Skalierung Luftwechsel Wohnen | raio |  | 1
💨 | ventilation | air_change_scale |  |  | usage | office | vent_scale_office | 0 | Skalierung Luftwechsel Büro | raio |  | 0.2
💨 | ventilation | air_change_scale |  |  | usage | schoolsec | vent_scale_school_sec | 0 | Skalierung Luftwechsel Bildung sekundär | raio |  | 1
💨 | ventilation | air_change_scale |  |  | usage | schoolprim | vent_scale_school_prim | 0 | Skalierung Luftwechsel Bildung primär | raio |  | 1
💨 | ventilation | air_change_scale |  |  | usage | retailfood | vent_scale_supermarket | 0 | Skalierung Luftwechsel Handel Lebensmittel | raio |  | 0.3
💨 | ventilation | air_change_scale |  |  | usage | retailother | vent_scale_retail | 0 | Skalierung Luftwechsel Handel sonstiger | raio |  | 0.3
💨 | ventilation | air_change_scale |  |  | usage | other | vent_scale_other | 0 | Skalierung Luftwechsel Sonstige Nutzung | raio
🔧 | ventilation | preset |  |  |  |  | preset_recorded_ventilation_system | 5 | Vorauswahl Mechanische Lüftung |  |  | ABL-Anlage mit WRG
💨 | ventilation | el_scale |  |  | usage | residential | Ev_scale_residential | 2 | Lüfterstrom mech. Wohnen | Anteil |  | 0.5
💨 | ventilation | el_scale |  |  | usage | office | Ev_scale_office | 2 | Lüfterstrom mech. Büro | Anteil |  | 1
💨 | ventilation | el_scale |  |  | usage | schoolsec | Ev_scale_school_sec | 2 | Lüfterstrom mech. Bildung sekundär | Anteil |  | 1
💨 | ventilation | el_scale |  |  | usage | schoolprim | Ev_scale_school_prim | 2 | Lüfterstrom mech. Bildung primär | Anteil |  | 1
💨 | ventilation | el_scale |  |  | usage | retailfood | Ev_scale_retail_food | 2 | Lüfterstrom mech. Handel Lebensmittel | Anteil |  | 1
💨 | ventilation | el_scale |  |  | usage | retailother | Ev_scale_retail_other | 2 | Lüfterstrom mech. Handel sonstiger | Anteil |  | 1
💨 | ventilation | el_scale |  |  | usage | other | Ev_scale_other | 2 | Lüfterstrom mech. Sonstige Nutzung | Anteil |  | 1
💨 | ventilation | heat_recovery_winter |  |  | usage | residential | vent_heat_recovery_winter_residential | 2 | Wärmerückgewinnung Winter Wohnen | ratio | Maximal | 0
💨 | ventilation | heat_recovery_winter |  |  | usage | office | vent_heat_recovery_winter_office | 2 | Wärmerückgewinnung Winter Büro | ratio | Maximal | 0.8
💨 | ventilation | heat_recovery_winter |  |  | usage | schoolsec | vent_heat_recovery_winter_schoolsec | 2 | Wärmerückgewinnung Winter Bildung sekundär | ratio | Maximal | 0.75
💨 | ventilation | heat_recovery_winter |  |  | usage | schoolprim | vent_heat_recovery_winter_schoolprim | 2 | Wärmerückgewinnung Winter Bildung primär | ratio | Maximal | 0.75
💨 | ventilation | heat_recovery_winter |  |  | usage | retailfood | vent_heat_recovery_winter_retailfood | 2 | Wärmerückgewinnung Winter Handel Lebensmittel | ratio | Maximal | 0.75
💨 | ventilation | heat_recovery_winter |  |  | usage | retailother | vent_heat_recovery_winter_retailother | 2 | Wärmerückgewinnung Winter Handel sonstiger | ratio | Maximal | 0.75
💨 | ventilation | heat_recovery_winter |  |  | usage | other | vent_heat_recovery_winter_other | 2 | Wärmerückgewinnung Winter Sonstige Nutzung | ratio | Maximal | 0.75
💨 | ventilation | heat_recovery_summer |  |  | usage | residential | vent_heat_recovery_summer_residential | 2 | Wärmerückgewinnung Sommer Wohnen | ratio |  | 0
💨 | ventilation | heat_recovery_summer |  |  | usage | office | vent_heat_recovery_summer_office | 2 | Wärmerückgewinnung Sommer Büro | ratio |  | 0.3
💨 | ventilation | heat_recovery_summer |  |  | usage | schoolsec | vent_heat_recovery_summer_schoolsec | 2 | Wärmerückgewinnung Sommer Bildung sekundär | ratio |  | 0.3
💨 | ventilation | heat_recovery_summer |  |  | usage | schoolprim | vent_heat_recovery_summer_schoolprim | 2 | Wärmerückgewinnung Sommer Bildung primär | ratio |  | 0.3
💨 | ventilation | heat_recovery_summer |  |  | usage | retailfood | vent_heat_recovery_summer_retailfood | 2 | Wärmerückgewinnung Sommer Handel Lebensmittel | ratio |  | 0.3
💨 | ventilation | heat_recovery_summer |  |  | usage | retailother | vent_heat_recovery_summer_retailother | 2 | Wärmerückgewinnung Sommer Handel sonstiger | ratio |  | 0.3
💨 | ventilation | heat_recovery_summer |  |  | usage | other | vent_heat_recovery_summer_other | 2 | Wärmerückgewinnung Sommer Sonstige Nutzung | ratio |  | 0.3
💨 | ventilation | [6 empty] | 0 | Quartiersanteil Fensterlüftung | ratio | pro Quartiersvolumen! | 100%
💨 | ventilation | [5 empty] | Vent_share_window_uncooled | 0 | Fensterlüftung Anteil ohne aktive Kühlung |  | pro Quartiersvolumen! | 0%
💨 | ventilation | [5 empty] | Vent_share_window_cooled | 0 | Fensterlüftung Anteil mit aktiver Kühlung |  | pro Quartiersvolumen! | 100%
💨 | ventilation | [6 empty] | 0 | Quartiersanteil Mechanische Lüftung |  | pro Quartiersvolumen! | 0%
💨 | ventilation | [5 empty] | Vent_share_mech_uncooled | 0 | Quartiersanteil Mechanische Lüftung ohne aktiver Kühlung |  | pro Quartiersvolumen! | 0%
💨 | ventilation | [5 empty] | Vent_share_mech_cooled | 0 | Quartiersanteil Mechanische Lüftung mit aktiver Kühlung |  | pro Quartiersvolumen! | 0%
💨 | ventilation | [5 empty] | test_NFV_shares | 0 | Test |  |  | TRUE
👤 | usage | concurrency |  | winter | usage | residential | usage_concurrency_winter_residential | 2 | Gleichzeitigkeitsfaktor Innere Wärmen Winter Wohnen | ratio |  | 100%
👤 | usage | concurrency |  | winter | usage | office | usage_concurrency_winter_office | 2 | Gleichzeitigkeitsfaktor Innere Wärmen Winter Büro | ratio |  | 100%
👤 | usage | concurrency |  | winter | usage | schoolsec | usage_concurrency_winter_schoolsec | 2 | Gleichzeitigkeitsfaktor Innere Wärmen Winter Bildung sekundär | ratio |  | 100%
👤 | usage | concurrency |  | winter | usage | schoolprim | usage_concurrency_winter_schoolprim | 2 | Gleichzeitigkeitsfaktor Innere Wärmen Winter Bildung primär | ratio |  | 100%
👤 | usage | concurrency |  | winter | usage | retailfood | usage_concurrency_winter_retailfood | 2 | Gleichzeitigkeitsfaktor Innere Wärmen Winter Handel Lebensmittel | ratio |  | 100%
👤 | usage | concurrency |  | winter | usage | retailother | usage_concurrency_winter_retailother | 2 | Gleichzeitigkeitsfaktor Innere Wärmen Winter Handel sonstiger | ratio |  | 100%
👤 | usage | concurrency |  | winter | usage | other | usage_concurrency_winter_other | 2 | Gleichzeitigkeitsfaktor Innere Wärmen Winter Sonstige Nutzung | ratio |  | 100%
👤 | usage | concurrency |  | summer | usage | residential | usage_concurrency_summer_residential | 2 | Gleichzeitigkeitsfaktor Innere Wärmen Sommer Wohnen | ratio |  | 100%
👤 | usage | concurrency |  | summer | usage | office | usage_concurrency_summer_office | 2 | Gleichzeitigkeitsfaktor Innere Wärmen Sommer Büro | ratio |  | 100%
👤 | usage | concurrency |  | summer | usage | schoolsec | usage_concurrency_summer_schoolsec | 2 | Gleichzeitigkeitsfaktor Innere Wärmen Sommer Bildung sekundär | ratio |  | 100%
👤 | usage | concurrency |  | summer | usage | schoolprim | usage_concurrency_summer_schoolprim | 2 | Gleichzeitigkeitsfaktor Innere Wärmen Sommer Bildung primär | ratio |  | 100%
👤 | usage | concurrency |  | summer | usage | retailfood | usage_concurrency_summer_retailfood | 2 | Gleichzeitigkeitsfaktor Innere Wärmen Sommer Handel Lebensmittel | ratio |  | 100%
👤 | usage | concurrency |  | summer | usage | retailother | usage_concurrency_summer_retailother | 2 | Gleichzeitigkeitsfaktor Innere Wärmen Sommer Handel sonstiger | ratio |  | 100%
👤 | usage | concurrency |  | summer | usage | other | usage_concurrency_summer_other | 2 | Gleichzeitigkeitsfaktor Innere Wärmen Sommer Sonstige Nutzung | ratio |  | 100%
👤 | usage | dhw_demand |  |  | usage | residential | DHW_demand_residential_kWhm2 | 1 | WWWB Wohnen | kWh/m²NGFa | Input fehlt | 12.78
👤 | usage | dhw_demand |  |  | usage | office | DHW_demand_office_kWhm2 | 1 | WWWB Büro | kWh/m²NGFa | Input fehlt | 6.9375
👤 | usage | dhw_demand |  |  | usage | schoolsec | DHW_demand_schoolsec_kWhm2 | 1 | WWWB Bildung sekundär | kWh/m²NGFa | Input fehlt | 4.2
👤 | usage | dhw_demand |  |  | usage | schoolprim | DHW_demand_schoolprim_kWhm2 | 1 | WWWB Bildung primär | kWh/m²NGFa | Input fehlt | 5.8875
👤 | usage | dhw_demand |  |  | usage | retailfood | DHW_demand_retailfood_kWhm2 | 1 | WWWB Handel Lebensmittel | kWh/m²NGFa | Input fehlt | 7.925
👤 | usage | dhw_demand |  |  | usage | retailother | DHW_demand_retailother_kWhm2 | 1 | WWWB Handel sonstiger | kWh/m²NGFa | Input fehlt | 7.925
👤 | usage | dhw_demand |  |  | usage | other | DHW_demand_other_kWhm2 | 1 | WWWB Sonstige Nutzung | kWh/m²NGFa | Input fehlt | 7.925
👤 | usage | aux_el_demand |  |  | usage | residential | aux_el_demand_residential_kWhm2 | 2 | Allgemeinstrom Wohnen | kWh/m²NGFa | Input fehlt | 1.752
👤 | usage | aux_el_demand |  |  | usage | office | aux_el_demand_office_kWhm2 | 2 | Allgemeinstrom Büro | kWh/m²NGFa | Input fehlt | 1.752
👤 | usage | aux_el_demand |  |  | usage | schoolsec | aux_el_demand_schoolsec_kWhm2 | 2 | Allgemeinstrom Bildung sekundär | kWh/m²NGFa | Input fehlt | 0.876
👤 | usage | aux_el_demand |  |  | usage | schoolprim | aux_el_demand_schoolprim_kWhm2 | 2 | Allgemeinstrom Bildung primär | kWh/m²NGFa | Input fehlt | 0.876
👤 | usage | aux_el_demand |  |  | usage | retailfood | aux_el_demand_retailfood_kWhm2 | 2 | Allgemeinstrom Handel lebensmittel | kWh/m²NGFa | Input fehlt | 1.752
👤 | usage | aux_el_demand |  |  | usage | retailother | aux_el_demand_retailother_kWhm2 | 2 | Allgemeinstrom Handel sonstiger | kWh/m²NGFa | Input fehlt | 1.752
👤 | usage | aux_el_demand |  |  | usage | other | aux_el_demand_other_kWhm2 | 2 | Allgemeinstrom Sonstige Nutzung | kWh/m²NGFa | Input fehlt | 1
🔧 | usage | preset |  |  |  |  | preset_recorded_plugloads | 5 | Vorauswahl Nutzerstrom |  |  | Kein Nutzerstrom
👤 | usage | plugload_scale |  |  | usage | residential | Plugloads_scale_residential | 0 | Nutzerstrom-Profilskalierung Wohnen | ratio |  | 1
👤 | usage | plugload_scale |  |  | usage | office | Plugloads_scale_office | 0 | Nutzerstrom-Profilskalierung Büro | ratio |  | 1
👤 | usage | plugload_scale |  |  | usage | schoolsec | Plugloads_scale_schoolsec | 0 | Nutzerstrom-Profilskalierung Bildung sekundär | ratio |  | 4.277
👤 | usage | plugload_scale |  |  | usage | schoolprim | Plugloads_scale_schoolprim | 0 | Nutzerstrom-Profilskalierung Bildung primär | ratio |  | 5.499
👤 | usage | plugload_scale |  |  | usage | retailfood | Plugloads_scale_retailfood | 0 | Nutzerstrom-Profilskalierung Handel Lebensmittel | ratio |  | 1.25
👤 | usage | plugload_scale |  |  | usage | retailother | Plugloads_scale_retailother | 0 | Nutzerstrom-Profilskalierung Handel sonstiger | ratio |  | 8.7023
👤 | usage | plugload_scale |  |  | usage | other | Plugloads_scale_other | 0 | Nutzerstrom-Profilskalierung Sonstige Nutzung | ratio |  | #DIV/0!
🚗 | usage | occupancy |  |  | usage | residential | density_NFApPers_residential | 1 | Belegungsdichte Wohnen | m²NF/Pers |  | 41.7
🚗 | usage | occupancy |  |  | usage | office | density_NFApPers_office | 1 | Belegungsdichte Büro | m²NF/Pers |  | 5.9
🚗 | usage | occupancy |  |  | usage | schoolsec | density_NFApPers_schoolsec | 1 | Belegungsdichte Ausbildung Sekundär | m²NF/Pers |  | 2.5
🚗 | usage | occupancy |  |  | usage | retailfood | density_NFApPers_retail | 1 | Belegungsdichte Handel Supermarkt | m²NF/Pers |  | 10.7
🚗 | usage | occupancy |  |  | usage | schoolprim | density_NFApPers_schoolprim | 1 | Belegungsdichte Ausbildung Primär | m²NF/Pers |  | 2.5
🚗 | usage | occupancy |  |  | usage | retailother | density_NFApPers_retail_other | 1 | Belegungsdichte Handel Sonstige | m²NF/Pers |  | 10.7
🚗 | usage | concurrency_mobility |  |  | mobility | education | mob_simultaneity_edu | 1 | Gleichzeitigkeitsfaktorsfaktor Ausbildung |  | 1 statistische Nutzer ist x realer Nutzer zwecks Wege, die ins Quartier führen) | 14%
🚗 | usage | concurrency_mobility |  |  | mobility | retail | mob_simultaneity_retail | 1 | Gleichzeitigkeitsfaktorsfaktor Einkaufen |  | wieviele Verkaufsflchen werden von mehreren Nutzern aufgesucht? | 100%
🚗 | usage | concurrency_mobility |  |  | mobility | work | mob_simultaneity_office | 1 | Gleichzetigkeitsfaktor Arbeit |  |  | 100%
🚗 | usage |  |  |  | mobility | education | mob_motorization_perNFA_residential | 1 | Autos pro Nutzung Wohnen | 1/100m² | just for battery size, not mileage | 0.5
🚗 | usage |  |  |  | mobility | retail | mob_motorization_perNFA_work | 1 | Autos pro Nutzung Arbeit | 1/100m² | just for battery size, not mileage | 5
🚗 | usage |  |  |  | mobility | work | mob_motorization_perNFA_retail | 2 | Autos pro Nutzung Einkaufen | 1/100m² | just for battery size, not mileage | 10
💡 | usage | lighting_power_max |  |  | usage | office | Plight_max_office | 2 | Beleuchtung maximal Büro | W/m² |  | 20
💡 | usage | lighting_power_max |  |  | usage | schoolsec | Plight_max_schoolsec | 2 | Beleuchtung maximal Ausbildung Sekundär | W/m² |  | 20
💡 | usage | lighting_power_max |  |  | usage | schoolprim | Plight_max_schoolprim | 2 | Beleuchtung maximal Ausbildung Primär | W/m² |  | 20
💡 | usage | lighting_power_max |  |  | usage | office | Plight_min_office | 2 | Beleuchtung minimal Büro | W/m² |  | 5
💡 | usage | lighting_power_max |  |  | usage | schoolsec | Plight_min_schoolsec | 2 | Beleuchtung minimal Ausbildung Sekundär | W/m² |  | 5
💡 | usage | lighting_power_max |  |  | usage | schoolprim | Plight_min_schoolprim | 2 | Beleuchtung minimal Ausbildung Primär | W/m² |  | 5
💡 | usage | lighting_scale |  |  | usage | office | lighting_factor_office | 1 | Beleuchtung Skalierung Büro | ratio |  | 500%
💡 | usage | lighting_scale |  |  | usage | schoolsec | lighting_factor_schoolsec | 1 | Beleuchtung Skalierung Ausbildung Sekundär | ratio |  | 500%
💡 | usage | lighting_scale |  |  | usage | schoolprim | lighting_factor_schoolprim | 1 | Beleuchtung Skalierung Ausbildung Primär | ratio |  | 500%
💡 | usage | lighting_scale |  |  | usage | retailfood | lighting_factor_retailfood | 1 | Beleuchtung Skalierung Handel Food | ratio |  | 500%
💡 | usage | lighting_scale |  |  | usage | retailother | lighting_factor_retailother | 1 | Beleuchtung Skalierung handel Non-Food | ratio |  | 500%
💡 | usage | lighting_scale |  |  | usage | other | lighting_factor_other | 1 | Beleuchtung Skalierung Sonstige Nutzung | ratio |  | 500%
💡 | usage | daylight_coefficient |  |  | usage | office | Daylightcoefficient_office | 1 | Tageslichtkoeffizient Büro | - |  | 4%
💡 | usage | daylight_coefficient |  |  | usage | schoolsec | Daylightcoefficient_schoolsec | 1 | Tageslichtkoeffizient Ausbildung Sekundär | - |  | 4%
💡 | usage | daylight_coefficient |  |  | usage | schoolprim | Daylightcoefficient_schoolprim | 1 | Tageslichtkoeffizient Ausbildung Primär | - |  | 4%
💡 | usage | daylight_control_share |  |  | usage | office | daylightcontr_office | 2 | Anteil Tageslichtgesteuert Büro | ratio |  | 50%
💡 | usage | daylight_control_share |  |  | usage | schoolsec | daylightcontr_schoolsec | 2 | Anteil Tageslichtgesteuert Ausbildung Sekundär | ratio |  | 50%
💡 | usage | daylight_control_share |  |  | usage | schoolprim | daylightcontr_schoolprim | 2 | Anteil Tageslichtgesteuert Ausbildung Primär | ratio |  | 50%
🔧 | heating | preset |  |  |  |  | preset_recorded_heating_period | 5 | Vorauswahl Heizperiode |  |  | Keine
♨️ | heating | is_heating_period |  | winter |  |  | heating_month1 | 2 | Heizperiode Jänner | bool |  | 1
♨️ | heating | is_heating_period |  | winter |  |  | heating_month2 | 2 | Heizperiode Februar | bool |  | 1
♨️ | heating | is_heating_period |  | winter |  |  | heating_month3 | 2 | Heizperiode März | bool |  | 1
♨️ | heating | is_heating_period |  | winter |  |  | heating_month4 | 2 | Heizperiode April | bool |  | 1
♨️ | heating | is_heating_period |  | winter |  |  | heating_month5 | 2 | Heizperiode Mai | bool |  | 0
♨️ | heating | is_heating_period |  | winter |  |  | heating_month6 | 2 | Heizperiode Juni | bool |  | 0
♨️ | heating | is_heating_period |  | winter |  |  | heating_month7 | 2 | Heizperiode Juli | bool |  | 0
♨️ | heating | is_heating_period |  | winter |  |  | heating_month8 | 2 | Heizperiode August | bool |  | 0
♨️ | heating | is_heating_period |  | winter |  |  | heating_month9 | 2 | Heizperiode September | bool |  | 1
♨️ | heating | is_heating_period |  | winter |  |  | heating_month10 | 2 | Heizperiode Oktober | bool |  | 1
♨️ | heating | is_heating_period |  | winter |  |  | heating_month11 | 2 | Heizperiode November | bool |  | 1
♨️ | heating | is_heating_period |  | winter |  |  | heating_month12 | 2 | Heizperiode Dezember | bool |  | 1
🔧 | heating | preset |  |  |  |  | preset_recorded_heating_emission_system | 5 | Vorauswahl Abgabesystem
♨️ | heating | emission_power |  |  |  |  | QHmax_room_m2 | 2 | spez. thermische Leistung Abgabesystem | W/m² | raumseitig | 70
♨️ | heating | emission_power |  |  |  |  | QHmax_room_MW | 0 | Thermische Leistung Abgabesystem | MW | raumseitig | 0.082306
🔧 | heating | preset |  |  |  |  | preset_recorded_heating_system | 5 | Vorauswahl Heizsystem |  |  | Wärmepumpe (Erdwärme)
♨️ | heating | generation_power |  |  | heating | system_1 | QHmax_1el_m2 | 2 | Thermische Leistung HZEL1 | W/m² | raumseitig, Elektrische Heizung PRIO1 | 80
♨️ | heating | generation_power |  |  | heating | system_2 | QHmax_2th_m2 | 2 | Thermische Leistung HZTH2 | W/m² | raumseitig, thermische Heizung PRIO 2 | 0
♨️ | heating | generation_power |  |  | heating | system_3 | QHmax_3el_m2 | 2 | Thermische Leistung HZEL3 | W/m² | raumseitig, Elektrisch, PRIO3 | 0
♨️ | heating | generation_power |  |  | heating | system_4 | QHmax_4th_m2 | 2 | Thermische Leistung HZTH4 | W/m² | raumseitig, thermisch PRIO4 | 0
♨️ | heating | distribution_losses |  |  | heating | system_1 | QH_distr_loss_1el | 2 | Verteilverluste HZEL1 | ratio |  | 0.05
♨️ | heating | distribution_losses |  |  | heating | system_2 | QH_distr_loss_2th | 2 | Verteilverluste HZTH2 | ratio |  | 0
♨️ | heating | distribution_losses |  |  | heating | system_3 | QH_distr_loss_3el | 2 | Verteilverluste HZEL3 | ratio |  | 0
♨️ | heating | distribution_losses |  |  | heating | system_4 | QH_distr_loss_4th | 2 | Verteilverluste HZTH4 | ratio |  | 0
♨️ | heating | generation_efficiency |  |  | heating | system_1 | heat_cop_1el | 2 | Wirkungsgrad Erzeugung HZEL1 | ratio |  | 5.5
♨️ | heating | generation_efficiency |  |  | heating | system_2 | heat_cop_2th | 2 | Wirkungsgrad Erzeugung HZTH2 | ratio |  | 0
♨️ | heating | generation_efficiency |  |  | heating | system_3 | heat_cop_3el | 2 | Wirkungsgrad Erzeugung HZEL3 | ratio |  | 0
♨️ | heating | generation_efficiency |  |  | heating | system_4 | heat_cop_4th | 2 | Wirkungsgrad Erzeugung HZTH4 | ratio |  | 0
♨️ | heating | generation_efficiency_inverse |  |  | heating | system_1 | QH_generation_eff_1el | 0 | Wirkungsgrad-Kehrwert Erzeugung HZEL1 | ratio | weil schneller als divison durch Wirkugsgrad | 0.18182
♨️ | heating | generation_efficiency_inverse |  |  | heating | system_2 | QH_generation_eff_2th | 0 | Wirkungsgrad-Kehrwert Erzeugung HZTH2 | ratio |  | 0
♨️ | heating | generation_efficiency_inverse |  |  | heating | system_3 | QH_generation_eff_3el | 0 | Wirkungsgrad-Kehrwert Erzeugung HZEL3 | ratio |  | 0
♨️ | heating | generation_efficiency_inverse |  |  | heating | system_4 | QH_generation_eff_4th | 0 | Wirkungsgrad-Kehrwert Erzeugung HZTH4 | ratio |  | 0
♨️ | heating | auxiliary_power_ratio |  |  |  |  | QH_aux_wasteheat | 1 | Hilfsstromanteil HZAbwärme | ratio |  | 0
♨️ | heating | auxiliary_power_ratio |  |  | heating | system_1 | QH_aux_el_to_th_1el | 2 | Hilfsstromanteil HZEL1 | ratio | am thermischen Energiebedarf | 0.02
♨️ | heating | auxiliary_power_ratio |  |  | heating | system_2 | QH_aux_el_to_th_2th | 2 | Hilfsstromanteil HZTH2 | ratio | am thermischen Energiebedarf | 0
♨️ | heating | auxiliary_power_ratio |  |  | heating | system_3 | QH_aux_el_to_th_3el | 2 | Hilfsstromanteil HZEL3 | ratio | am thermischen Energiebedarf | 0
♨️ | heating | auxiliary_power_ratio |  |  | heating | system_4 | QH_aux_el_to_th_4th | 2 | Hilfsstromanteil HZTH4 | ratio | am thermischen Energiebedarf | 0
♨️ | heating | carrier_type |  |  | heating | system_2 | heat_th2_carrier_type | 2 | Energieträger HZTH2 |  |  | Erdgas
♨️ | heating | carrier_type |  |  | heating | system_4 | heat_th4_carrier_type | 2 | Energieträger HZTH4 |  |  | Fernwärme Wien
♨️ | heating | minimum_setpoint |  | winter |  |  | Tsetheat_min | 2 | Heizen Raumtemperatur Minimum | °C |  | 21
🔧 | cooling | preset |  |  |  |  | preset_recorded_cooling_period | 5 | Vorauswahl Kühlperiode |  |  | Keine
❄️ | cooling | is_cooling_period |  | summer |  |  | cooling_month1 | 2 | Kühlperiode Jänner | Bool |  | 0
❄️ | cooling | is_cooling_period |  | summer |  |  | cooling_month2 | 2 | Kühlperiode Februar | Bool |  | 0
❄️ | cooling | is_cooling_period |  | summer |  |  | cooling_month3 | 2 | Kühlperiode März | Bool |  | 0
❄️ | cooling | is_cooling_period |  | summer |  |  | cooling_month4 | 2 | Kühlperiode April | Bool |  | 0
❄️ | cooling | is_cooling_period |  | summer |  |  | cooling_month5 | 2 | Kühlperiode Mai | Bool |  | 1
❄️ | cooling | is_cooling_period |  | summer |  |  | cooling_month6 | 2 | Kühlperiode Juni | Bool |  | 1
❄️ | cooling | is_cooling_period |  | summer |  |  | cooling_month7 | 2 | Kühlperiode Juli | Bool |  | 1
❄️ | cooling | is_cooling_period |  | summer |  |  | cooling_month8 | 2 | Kühlperiode August | Bool |  | 1
❄️ | cooling | is_cooling_period |  | summer |  |  | cooling_month9 | 2 | Kühlperiode September | Bool |  | 0
❄️ | cooling | is_cooling_period |  | summer |  |  | cooling_month10 | 2 | Kühlperiode Oktober | Bool |  | 0
❄️ | cooling | is_cooling_period |  | summer |  |  | cooling_month11 | 2 | Kühlperiode November | Bool |  | 0
❄️ | cooling | is_cooling_period |  | summer |  |  | cooling_month12 | 2 | Kühlperiode Dezember | Bool |  | 0
🔧 | cooling | preset |  |  |  |  | preset_recorded_cooling_modes | 5 | Vorauswahl Art der Kühlung im Quartier |  |  | Alle
❄️ | cooling | active_cooling_share | NFA |  | usage | residential | cool_share_residential | 2 | Aktive Kühlung Anteil Wohnen | ratio |  | 1
❄️ | cooling | active_cooling_share | NFA |  | usage | office | cool_share_office | 2 | Aktive Kühlung Anteil Büro | ratio |  | 1
❄️ | cooling | active_cooling_share | NFA |  | usage | schoolsec | cool_share_schoolsec | 2 | Aktive Kühlung Anteil Schule sekundär | ratio |  | 1
❄️ | cooling | active_cooling_share | NFA |  | usage | schoolprim | cool_share_schoolprim | 2 | Aktive Kühlung Anteil Schule primär | ratio |  | 1
❄️ | cooling | active_cooling_share | NFA |  | usage | retailfood | cool_share_retailfood | 2 | Aktive Kühlung Anteil Handel Lebensmittel | ratio |  | 1
❄️ | cooling | active_cooling_share | NFA |  | usage | retailother | cool_share_retailother | 2 | Aktive Kühlung Anteil Handel Sonstige | ratio |  | 1
❄️ | cooling | active_cooling_share | NFA |  | usage | other | cool_share_other | 2 | Aktive Kühlung Anteil Sonstige Nutzung | ratio |  | 1
❄️ | cooling | passive_cooling_shar | NFA |  | usage | residential |  | 0 | Keine Aktive Kühlung Anteil Wohnen | ratio |  | 0
❄️ | cooling | passive_cooling_shar | NFA |  | usage | office |  | 0 | Keine Aktive Kühlung Anteil Büro | ratio |  | 0
❄️ | cooling | passive_cooling_shar | NFA |  | usage | schoolsec |  | 0 | Keine Aktive Kühlung Anteil Schule sekundär | ratio |  | 0
❄️ | cooling | passive_cooling_shar | NFA |  | usage | schoolprim |  | 0 | KeineAktive Kühlung Anteil Schule primär | ratio |  | 0
❄️ | cooling | passive_cooling_shar | NFA |  | usage | retailfood |  | 0 | Keine Aktive Kühlung Anteil Handel Lebensmittel | ratio |  | 0
❄️ | cooling | passive_cooling_shar | NFA |  | usage | retailother |  | 0 | Keine Aktive Kühlung Anteil Handel Sonstige | ratio |  | 0
❄️ | cooling | passive_cooling_shar | NFA |  | usage | other |  | 0 | Keine Aktive Kühlung Anteil Sonstige Nutzung | ratio |  | 0
❄️ | cooling | area | cooled |  |  |  | NFA_cooled | 0 | Fläche Aktive Kühlung | m² |  | 1175.8
❄️ | cooling | active_cooling_share | NFA |  |  |  | NFAfrac_c | 0 | NGF Anteil Aktive Kühlung | ratio |  | 1
❄️ | cooling | passive_cooling_shar | NFA |  |  |  | NFAfrac_u | 0 | NGF Anteil ohne aktive Kühlung | ratio |  | 0
❄️ | cooling | emission_power |  |  |  |  | QCmax_room_m2 | 2 | spez. thermische Leistung Aufnahmesystem | W/m² | raumseitig | 30
❄️ | cooling | emission_power |  |  |  |  | QCmax_room_MW | 0 | Thermische Leistung Aufnahmesystem | MW | raumseitig | 0.035274
🔧 | cooling | preset |  |  |  |  | preset_recorded_cooling_system | 5 | Vorauswahl Art der Kühlung im Quartier |  |  | Wärmepumpe reversibel (Wasser-Wasser oder Sole-Wasser)
❄️ | cooling | generation_power |  |  | cooling |  | QCmax_freecooling | 2 | Thermische Leistung Freecooling | W/m² |  | 0
❄️ | cooling | generation_power |  |  | cooling | system_1 | QCmax_1el | 2 | Thermische Leistung 1 EL | W/m² |  | 20
❄️ | cooling | generation_power |  |  | cooling | system_2 | QCmax_2th | 2 | Thermische Leistung 2 TH | W/m² |  | 0
❄️ | cooling | generation_power |  |  | cooling | system_3 | QCmax_3el | 2 | Thermische Leistung 3 EL | W/m² |  | 0
❄️ | cooling | distribution_losses |  |  | cooling | system_1 | QC_distr_losses_1el | 2 | Verteilverluste 1 El | ratio |  | 0.01
❄️ | cooling | distribution_losses |  |  | cooling | system_2 | QC_distr_losses_2th | 2 | Verteilverluste 2th | ratio |  | 0
❄️ | cooling | distribution_losses |  |  | cooling | system_3 | QC_distr_losses_3el | 2 | Verteilverluste 3el | ratio |  | 0
❄️ | cooling | generation_efficiency |  |  | cooling | system_1 | cool_cop_1el | 2 | Wirkungsgrad Erzeugung 1 El | ratio |  | 5.5
❄️ | cooling | generation_efficiency |  |  | cooling | system_2 | cool_cop_2th | 2 | Wirkungsgrad Erzeugung 2 TH | ratio |  | 0
❄️ | cooling | generation_efficiency |  |  | cooling | system_3 | cool_cop_3el | 2 | Wirkungsgrad Erzeugung 3 EL | ratio |  | 0
❄️ | cooling | generation_efficiency |  |  | cooling |  |  | 0 | Wirkungsgrad-Kehrwert Erzeugung 0 Freecooling | ratio |  | 0
❄️ | cooling | generation_efficiency |  |  | cooling | system_1 | QC_to_EC_1 | 0 | Wirkungsgrad-Kehrwert Erzeugung 1 El | ratio |  | 0.18182
❄️ | cooling | generation_efficiency_inverse |  |  | cooling | system_2 | QC_generation_eff_2th | 0 | Wirkungsgrad-Kehrwert Erzeugung 2 TH | ratio |  | 0
❄️ | cooling | generation_efficiency_inverse |  |  | cooling | system_3 | QC_to_EC_3 | 0 | Wirkungsgrad-Kehrwert Erzeugung 3 EL | ratio |  | 0
❄️ | cooling | auxiliary_power_ratio |  |  | cooling |  | QC_aux_fc | 2 | Hilfsstromanteil Freecooling | ratio |  | 0
❄️ | cooling | auxiliary_power_ratio |  |  | cooling | system_1 | QC_aux_1el | 2 | Hilfsstromanteil KLEL1 | ratio |  | 0.02
❄️ | cooling | auxiliary_power_ratio |  |  | cooling | system_2 | QC_aux_2th | 2 | Hilfsstromanteil KLTh2 | ratio |  | 0
❄️ | cooling | auxiliary_power_ratio |  |  | cooling | system_3 | QC_aux_3el | 2 | Hilfsstromanteil KLEL3 | ratio |  | 0
❄️ | cooling | carrier_type |  |  | cooling | system_2 | cool_th2_carrier_type | 2 | Energieträger System 2 Thermisch |  |  | Fernkälte Wien
❄️ | cooling | minimum_setpoint |  | summer |  |  | Tsetcool_max | 2 | Kühlen Solltemperatur Maximum | °C |  | 26
💧 | dhw | minimum_setpoint |  |  |  |  | DHW_Tmin | 2 | Temperatur Minimum | °C |  | 60
💧 | dhw | [5 empty] | DHW_Tmax_input | 2 | Temperatur Maximum Eingabe | °C |  | 70
💧 | dhw | minimum_setpoint |  |  |  |  | DHW_Tmax | 0 | Temperatur Maximum Effektiv | °C |  | 70
🔧 | dhw | preset |  |  |  |  | preset_recorded_dhw_system | 5 | Vorauswahl Warmwasser-System |  |  | Erdgasheizung
💧 | dhw | system_1_share |  |  | usage | residential | DHW_1_share_residential | 2 | Warmwasser System 1 Anteil Wohnen | ratio |  | 1
💧 | dhw | system_1_share |  |  | usage | office | DHW_1_share_office | 2 | Warmwasser System 1 Anteil Büro | ratio |  | 1
💧 | dhw | system_1_share |  |  | usage | schoolsec | DHW_1_share_schoolsec | 2 | Warmwasser System 1 Anteil Schule sekundär | ratio |  | 1
💧 | dhw | system_1_share |  |  | usage | schoolprim | DHW_1_share_schoolprim | 2 | Warmwasser System 1 Anteil Schule primär | ratio |  | 1
💧 | dhw | system_1_share |  |  | usage | retailfood | DHW_1_share_retailfood | 2 | Warmwasser System 1 Anteil Handel Lebensmittel | ratio |  | 1
💧 | dhw | system_1_share |  |  | usage | retailother | DHW_1_share_retailother | 2 | Warmwasser System 1 Anteil Handel Sonstige | ratio |  | 1
💧 | dhw | system_1_share |  |  | usage | other | DHW_1_share_other | 2 | Warmwasser System 1 Anteil Sonstige Nutzung | ratio |  | 1
💧 | dhw | capacity |  |  | usage | residential |  | 0 | Warmwasser-Speichergröße Wohnen | liter |  | 140.9832
💧 | dhw | capacity |  |  | usage | office |  | 0 | Warmwasser-Speichergröße Büro | liter |  | 0
💧 | dhw | capacity |  |  | usage | schoolsec |  | 0 | Warmwasser-Speichergröße Schule sekundär | liter |  | 0
💧 | dhw | capacity |  |  | usage | schoolprim |  | 0 | Warmwasser-Speichergröße Schule primär | liter |  | 0
💧 | dhw | capacity |  |  | usage | retailfood |  | 0 | Warmwasser-Speichergröße Handel Lebensmittel | liter |  | 0
💧 | dhw | capacity |  |  | usage | retailother |  | 0 | Warmwasser-Speichergröße Handel Sonstige | liter |  | 0
💧 | dhw | capacity |  |  | usage | other |  | 0 | Warmwasser-Speichergröße Sonstige Nutzung | liter |  | 0
💧 | dhw | capacity |  |  | dhw | system_1 | DHW_storage_1_liter | 0 | Warmwasser-Speichergröße 1 | liter |  | 140.9832
💧 | dhw | capacity |  |  | dhw | system_2 | DHW_storage_2_liter | 0 | Warmwasser-Speichergröße 2 | liter |  | 0
💧 | dhw | system_used |  |  | dhw | system_1 | DHW_1_is_used | 0 | Warmwasser System 1 in Verwendung | bool |  | TRUE
💧 | dhw | system_used |  |  | dhw | system_2 | DHW_2_is_used | 0 | Warmwasser System 2 in Verwendung | bool |  | FALSE
💧 | dhw | generation_power |  |  |  |  | DHW_thermal_power_1_kW | 0 | Warmwasser Ladeleistung 1 | kW |  | 0.042295
💧 | dhw | generation_power | [5 empty] | 0 | Warmwasser Ladeleistung 2 | kW |  | 0
💧 | dhw | storage_losses |  |  | dhw | system_1 | DHW_losses_1 | 2 | Warmwasser Verluste: Speicher1 | 1/h |  | 0.005
💧 | dhw | storage_losses |  |  | dhw | system_2 | DHW_losses_2 | 2 | Warmwasser Verluste: Speicher2 | 1/h |  | 0.05
💧 | dhw | distribution_efficiency |  |  | dhw | system_1 | DHW_efficiency_distribution_1 | 2 | Warmwasser Verluste: Wirkungsgrad Verteilsystem 1 |  |  | 0.9
💧 | dhw | distribution_efficiency |  |  | dhw | system_2 | DHW_efficiency_distribution_2 | 2 | Warmwasser Verluste: Wirkungsgrad Verteilsystem 2 |  |  | 0
💧 | dhw | distribution_factor |  |  | dhw | system_1 | DHW_1_incl_distribution_factor | 0 | Warmwasser Verlustaufschlag Verteilsystem 1 |  |  | 1.1111
💧 | dhw | distribution_factor |  |  | dhw | system_2 | DHW_2_incl_distribution_factor | 0 | Warmwasser Verlustaufschlag Verteilsystem 2 |  |  | 0
💧 | dhw | carrier_type |  |  | dhw | system_1 | DHW_carriertype_1 | 2 | Warmwasser System 1 Energieträger | - |  | Strom
💧 | dhw | is_electric |  |  | dhw | system_1 | DHW_1_is_electric | 0 | Warmwasser System 1 ist elektrisch | bool |  | TRUE
💧 | dhw | carrier_type |  |  | dhw | system_2 | DHW_carriertype_2 | 2 | Warmwasser System 2 Energieträger | - |  | Strom
💧 | dhw | is_electric |  |  | dhw | system_2 | DHW_2_is_electric | 0 | Warmwasser System 2 ist elektrisch | bool |  | TRUE
💧 | dhw | generation_efficiency |  |  | dhw | system_1 | DHW_1_efficiency | 2 | Warmwasser System 1 Wirkungsgrad | kWhHE/kWhEE |  | 3.5
💧 | dhw | generation_efficiency |  |  | dhw | system_2 | DHW_2_efficiency | 2 | Warmwasser System 2 Wirkungsgrad | kWhHE/kWhEE |  | 1
💧 | dhw | generation_efficiency_inverse |  |  | dhw | system_1 | DHW_conversion_1 | 0 | Warmwasser System 1 Wirkungsgradkehrwert | kWhEE/kWhHE |  | 0.28571
💧 | dhw | generation_efficiency_inverse |  |  | dhw | system_2 | DHW_conversion_2 | 0 | Warmwasser System 2 Wirkungsgradkehrwert | kWhEE/kWhHE |  | 1
💧 | dhw | auxiliary_power_ratio |  |  | dhw | system_1 | DHW_1_el_aux | 1 | WW-System 1 Hilfsstromanteil |  |  | 2%
💧 | dhw | auxiliary_power_ratio |  |  | dhw | system_2 | DHW_2_el_aux | 1 | WW-System 2 Hilfsstromanteil |  |  | 5%
💧 | dhw | occupancy |  |  | usage | residential | DHW_occupancy_residential | 2 | Personenbelegung Wohnen | m²NF/Pers |  | 41.7
💧 | dhw | occupancy |  |  | usage | office | DHW_occupancy_office | 2 | Personenbelegung Büro | m²NF/Pers |  | 5.9
💧 | dhw | occupancy |  |  | usage | schoolsec | DHW_occupancy_schoolsec | 2 | Personenbelegung Bildung sekundär | m²NF/Pers |  | 2.5
💧 | dhw | occupancy |  |  | usage | schoolprim | DHW_occupancy_schoolprim | 2 | Personenbelegung Bildung primär | m²NF/Pers |  | 10.7
💧 | dhw | occupancy |  |  | usage | retailfood | DHW_occupancy_retailfood | 2 | Personenbelegung Handel Lebensmittel | m²NF/Pers |  | 10.7
💧 | dhw | occupancy |  |  | usage | retailother | DHW_occupancy_retailother | 2 | Personenbelegung Handel sonstiger | m²NF/Pers |  | 10.7
💧 | dhw | occupancy |  |  | usage | other | DHW_occupancy_other | 2 | Personenbelegung Sonstige | m²NF/Pers |  | 5
💧 | dhw | concurrency |  |  | usage | residential | DHW_concurrency_residential | 2 | WW Gleichzeitigkeitsfaktor Wohnen |  |  | 0.1
💧 | dhw | concurrency |  |  | usage | office | DHW_concurrency_office | 2 | WW Gleichzeitigkeitsfaktor Büro |  |  | 0.01
💧 | dhw | concurrency |  |  | usage | schoolsec | DHW_concurrency_schoolsec | 2 | WW Gleichzeitigkeitsfaktor Bildung sekundär |  |  | 0.05
💧 | dhw | concurrency |  |  | usage | schoolprim | DHW_concurrency_schoolprim | 2 | WW Gleichzeitigkeitsfaktor bildung primär |  |  | 0.05
💧 | dhw | concurrency |  |  | usage | retailfood | DHW_concurrency_retailfood | 2 | WW Gleichzeitigkeitsfaktor Handel Lebensmittel |  |  | 0.05
💧 | dhw | concurrency |  |  | usage | retailother | DHW_concurrency_retailother | 2 | WW Gleichzeitigkeitsfaktor handel sonstiger |  |  | 0.05
💧 | dhw | concurrency |  |  | usage | other | DHW_concurrency_other | 2 | WW Gleichzeitigkeitsfaktor Sonstige |  |  | 0.05
💧 | dhw | storage_capacity |  |  |  |  | DHW_storage_liter_pPerson | 2 | Warmwasser Speicher pro Person | l/Pers/Tag |  | 50
💧 | dhw | generation_power |  |  |  |  | DHW_thermal_power_pPerson | 1 | Warmwasser Ladeleistung Thermisch | W/Pers |  | 15
💧 | dhw | generation_power |  |  |  |  | DHW_thermal_power_Wpl | 0 | Warmwasser Ladeleistung Thermisch pro Speicher | W/l |  | 0.3
💧 | dhw | ambient_temperature |  |  |  |  | DHW_storage_env_temp_default | 1 | Warmwasser Speicher Umgebungstemperatur | °C |  | 20
🔧 | pv | preset |  |  |  |  | preset_recorded_PV_system | 5 | Vorauswahl PV im Quartier
🌞 | pv | is_used |  |  |  |  | PV_is_used | 2 | PV Nutzung | bool |  | TRUE
🌞 | pv | mode |  |  |  |  | PV_mode | 2 | PV Modus |  |  | Vereinfacht
pv
🌞 | pv | name |  |  |  |  | PV_simplified_name | 2 | PV Profil Name (vereinfacht) | text |  | Dach Ost-West 15° (Wien, 1130 kWh/kWp)
🌞 | pv | pv_roof_share |  |  |  |  | PV_roof_share |  | PV-Anteil Dachfläche | ratio |  | 100%
🌞 | pv | area |  |  |  |  | PV_m2_per_kWp | 1 | Spezifische PV Fläche | m²/kWp |  | 5
🌞 | pv | installed_power |  |  |  |  | PV_kWp | 0 | PV Installierte Leistung | kWp |  | 49.008
🌞 | pv | area |  |  |  |  | PV_module_area | 0 | PV-Modulfläche | m² |  | 245.04
🌞 | pv | pv_scale |  |  |  |  | PV_scale_simple |  | PV Skalierung Vereinfacht | ratio |  | 49.008
🌞 | pv | name |  |  |  |  | PV_profile_name | 2 | PV Profil Name (importiert) | text |  | Dach Ost-West 15° (Wien, 1130 kWh/kWp)
🌞 | pv | pv_scale |  |  |  |  | PV_scale | 2 | PV Skalierung detailliert (importiertes Ertragsprofil) | ratio |  | 93.58%
pv
🌞 | pv | index |  |  |  |  | PV_id | 0 | PV Profil ID | int |  | 4
🌞 | pv | pv_scale |  |  |  |  | PV_scale_sim | 0 | PV Skalierung Simulation | ratio |  | 4901%
pv
pv
🌞 | pv | efficiency |  |  |  |  | PV_efficiency | 1 | PV Gesamteffizienz |  |  | 93.58%
pv
🔧 | flexibility | preset |  |  |  |  | preset_recorded_flexibility_system | 5 | Vorauswahl Flexibilität im Quartier |  |  | Keine Flexibilität
🔋 | flexibility | flexible_PV_use |  |  |  |  | FLEX_PV_is_used | 2 | Flex PV Nutzung | bool |  | FALSE
🔋 | flexibility | flexible_grid_use |  |  |  |  | FLEX_is_used | 2 | Flex Signal Nutzung | bool |  | FALSE
🔋 | flexibility | signal_name |  |  |  |  | FLEX_signal_name | 2 | Flex Signal Name | text |  | Wind AT 2020
🔋 | flexibility | signal_index |  |  |  |  | FLEX_signal_ID | 0 | Flex Signal ID | int | should be obsolete, together with signals in PV Import | 10
🔋 | flexibility | max_grid_power |  |  |  |  | FLEX_grid_maxpower_Wm2 | 2 | Flex Maximale Leistung | W/m² |  | 58.5
🔋 | flexibility | plugloads_use |  |  |  |  | FLEX_is_used_for_plugloads | 1 | Flex Netzbezug deckt Nutzerstrom | bool | muss jetzt nicht mehr automatisch Wahr sein | TRUE
🔋 | flexibility | HVAC_min_use |  |  |  |  | FLEX_is_used_for_HVAC_min | 1 | Flex Netzbezug deckt HVAC Minimum | bool | muss jetzt nicht mehr automatisch Wahr sein | TRUE
🔋 | flexibility | EV_min_use |  |  |  |  | FLEX_is_used_for_ev_min | 1 | Flex Netzbezug deckt EV Minimum | bool | muss jetzt nicht mehr automatisch Wahr sein | TRUE
🔧 | flexibility | preset |  |  |  |  | preset_recorded_flexibility_thermal | 5 | Vorauswahl BTA Flexibilität im Quartier
♨️ | flexibility | max_temperature_increase |  |  |  |  | flex_heat_dT | 2 | Flexibles Heizen über Solltemperatur | K |  | 1
♨️ | flexibility | maximum_setpoint_temperature |  | winter |  |  | Tsetheat_flex | 0 | Flexibles Heizen Maximale Raumtemperatur | °C |  | 22
♨️ | flexibility | heating_system_selection |  |  |  |  | FLEX_choice_heat_system | 2 | Flexibles Heizsystem | text |  | System 1
♨️ | flexibility | is_flexible |  |  | heating | system_1 | FLEX_heat1_use | 0 | Flexibles Heizen mit Heizsystem 1 | bool |  | TRUE
♨️ | flexibility | is_flexible |  |  | heating | system_3 | FLEX_heat3_use | 0 | Flexibles Heizen mit Heizsystem 3 | bool |  | FALSE
❄️ | flexibility | max_temperature_decrease |  |  |  |  | flex_cool_dT | 2 | Flexibles Kühlen unter Solltemperatur | K |  | 0
❄️ | flexibility | maximum_setpoint_temperature |  | summer |  |  | Tsetcool_flex | 0 | Flexibles Kühlen Minimale Raumtemperatur | °C |  | 26
❄️ | flexibility | cooling_system_selection |  |  |  |  | FLEX_choice_cool_system | 2 | Flexibles Kühlsystem | text |  | System 1
❄️ | flexibility | is_flexible |  |  | cooling | system_1 | FLEX_cool1_use | 0 | Flexibles Kühlen mit Kühlsystem 1 | bool |  | TRUE
❄️ | flexibility | is_flexible |  |  | cooling | system_3 | FLEX_cool3_use | 0 | Flexibles Kühlen mit Kühlsystem 3 | bool |  | FALSE
🔧 | flexibility | preset |  |  |  |  | preset_recorded_battery_system | 5 | Vorauswahl Batteriespeicher |  |  | Keine Batterie
🔋 | battery | is_used |  |  |  |  | Batt_is_used | 2 | Batterie Nutzung | bool |  | FALSE
🔋 | battery | capacity |  |  |  |  | Batt_cap_kWh | 2 | Batterie Kapazität | kWh |  | 547
🔋 | battery | capacity |  |  |  |  | Batt_cap_Wh_per_NFA | 0 | Batterie Kapazität spezifisch | W/m² |  | 465.2152
🔋 | battery | c_rate |  |  |  |  | Batt_c_rate | 2 | Maximale Be/Entladeleistung | ratio |  | 1
🔋 | battery | power | NFA |  |  |  | Batt_max_power_specific | 0 | Batterie Leistung spezifisch | W/m² |  | 465.2152
🔋 | battery | efficiency |  |  |  |  | Batt_eff_factor_charge | 2 | Wirkungsgrad Ladung | ratio |  | 95%
🔋 | battery | efficiency |  |  |  |  | Batt_eff_factor_discharge | 2 | Wirkungsgrad Entladung | ratio |  | 95%
🔋 | battery | storage_losses |  |  |  |  | Batt_self_discharge_rate | 2 | Batterie Selbstentladung | 1/week |  | 2%
🔋 | battery | storage_losses |  |  |  |  | Batt_auto_discharge_factor | 0 | Batterie Selbstentladung pro Stunde | 1/h |  | 0.00011905
🔋 | battery | SOC_init |  |  |  |  | Batt_SOC_init | 1 | Batterie Initialer SOC | ratio |  | 0
🔋 | battery | plugloads_use |  |  |  |  | Batt_is_used_for_plugloads | 1 | Batterie Nutzung für Nutzerstrom | bool |  | TRUE
🔋 | battery | HVAC_min_use |  |  |  |  | Batt_is_used_for_HVACminimum | 1 | Batterie Nutzung für HKLS Minimum | bool |  | TRUE
🔋 | battery | EV_min_use |  |  |  |  | Batt_is_used_for_EV | 1 | Batterie Nutzung für Ecars | bool |  | FALSE
🔋 | battery | flexible_grid_use |  |  |  |  | Batt_is_gridcharged | 2 | Batterie wird flexibel durch Netz geladen? | bool |  | TRUE
🔋 | flexibility | dhw_use |  |  |  |  | flex_dhw_use | 1 | Flexible WW-Speicherbeladung | bool |  | TRUE
🔋 | flexibility | signal_index |  |  |  |  | flex_Signals_selected_column | 0 | Flex Signal Table | int |  | 16
🔋 | flexibility | is_not_discharged_during_signals |  |  |  |  | Batt_is_not_used_during_signals | 1 | Batterie wird während Netzsignal nicht entladen |  |  | TRUE
🚗 | mobility | is_used |  |  |  |  | mobility_is_included | 2 | MIV simulieren | bool |  | TRUE
🔧 | mobility | preset |  |  |  |  | preset_recorded_mobility | 5 | Vorauswahl Mobilitätsregion |  |  | Region 92
🚗 | mobility | selection |  |  |  |  | mobility_region | 0 | Mobilitätsregion | str |  | 91 optimiert
🚗 | mobility | target_share |  |  | mobility | residential | mobshare_residential | 0 | Zielverkehrsanteil Wohnen | ratio |  | 52%
🚗 | mobility | target_share |  |  | mobility | work | mobshare_office | 0 | Zielverkehrsanteil Büro | ratio |  | 21%
🚗 | mobility | target_share |  |  | mobility | education | mobshare_school | 0 | Zielverkehrsanteil Ausbildung | ratio |  | 2%
🚗 | mobility | target_share |  |  | mobility | retail | mobshare_retail | 0 | Zielverkehrsanteil Handel | ratio |  | 25%
🚗 | mobility | mileage |  | annual |  |  | pkm_pedestrian | 0 | Pkm Zu Fuß | km |  | 424
🚗 | mobility | mileage |  | annual |  |  | pkm_bike | 0 | Pkm Fahrrad | km |  | 437
🚗 | mobility | mileage |  | annual |  |  | pkm_mofa | 0 | Pkm Moped | km |  | 63
🚗 | mobility | mileage |  | annual |  |  | pkm_car | 0 | Pkm PKW-LenkerIn | km |  | 3279
🚗 | mobility | mileage |  | annual |  |  | pkm_car_passenger | 0 | Pkm PKW-MitfahrerIn | km |  | 1498
🚗 | mobility | mileage |  | annual |  |  | pkm_bus | 0 | Pkm Stadt/ Regionalbus | km |  | 390
🚗 | mobility | mileage |  | annual |  |  | pkm_tram_metro | 0 | Pkm Straßenbahn/U-Bahn | km |  | 2095
🚗 | mobility | mileage |  | annual |  |  | pkm_train | 0 | Pkm Eisenbahn | km |  | 4156
🚗 | mobility | mileage |  | annual |  |  | pkm_distancebus | 0 | Pkm Reisebus | km |  | 51
🚗 | mobility | vehicles |  |  |  |  | mobility_vehicle_count | 0 | Fahrzeuge | - |  | 0
🚗 | mobility | ev_share |  |  |  |  | EV_share | 2 | Anteil Ecars | ratio | Am Mobilitätsbedarf | 0.7
🚗 | mobility | demand |  |  |  |  | EV_demand_kWhpkm | 2 | Ecar Energieverbrauch | kWh/km |  | 0.17
🚗 | mobility | capacity |  |  |  |  | EV_battsize_kWh | 2 | Ecar Speicher pro Fahrzeug | kWh/EV |  | 41
🚗 | mobility | capacity |  |  |  |  | EV_storage_total_kWh | 0 | Ecar Speicher im Quartier | kWh |  | 0
🚗 | mobility | storage_losses |  |  |  |  | EV_self_discharge_per_week | 2 | Ecar Selbstentladung wöchentlich | 1/week |  | 0.02
🚗 | mobility | storage_losses |  |  |  |  | EV_selfdischarge_per_h | 0 | Ecar Selbstentladung stündlich | 1/h |  | 0.00011905
🚗 | mobility | minimum_setpoint |  |  | mobility | residential | EV_soc_minimum | 1 | Ecar Mindest-Speicherstand | ratio |  | 50%
🚗 | mobility | charging_efficiency |  |  |  |  | EV_charging_efficiency | 2 | Ecar Batterie-Effizienz Beladung | ratio |  | 0.9
🚗 | mobility | charging_efficiency_inverse |  |  |  |  | EV_charging_losses_surcharge_factor | 0 | Ecar Batterie-Effizienz Beladung Kehrwert | ratio |  | 1.1111
🚗 | mobility | c_rate |  |  |  |  | EV_max_charging_power_ratio | 1 | Ecar Batterie Maximale Beladungsleistung | ratio |  | 100%
🚗 | mobility | minimum_setpoint |  |  | mobility | work | EV_soc_min_work | 1 | Ecar Mindestspeicherstand Arbeit | ratio |  | 50%
🚗 | mobility | minimum_setpoint |  |  | mobility | retail | EV_soc_min_retail | 1 | Ecar Mindestspeicherstand Handel | ratio |  | 50%
🚗 | mobility | moped_to_car |  |  |  |  | moped_factor | 1 | Moped im Verhältnis zu Auto | ratio |  | 0.25
🚗 | mobility | nonflexible_charging_share |  |  |  |  | EV_share_constant_charging | 1 | Anteil Ecars, die konstant vor Ort laden | ratio | Rest konstantes Laden | 0.5
🚗 | mobility | mileage_reduction |  |  |  |  | mob_pkm_factor | 2 | Reduktionsfaktor JPkm MIV | ratio |  | 1
🚗 | mobility | [5 empty] | EV_experimental_calculation | 1 | New Calculation Method |  |  | TRUE
🚗 | mobility | mileage |  |  | mobility | residential | EV_mileage_residential | 0 | Ecar Pkm Real Wohnen (Insgesamt) | Pkm/a |  | 64719.754
🚗 | mobility | mileage |  |  | mobility | work | EV_mileage_work | 0 | Ecar Pkm Real Arbeiten (Insgesamt) | Pkm/a |  | 0
🚗 | mobility | mileage |  |  | mobility | retail | EV_mileage_retail | 0 | Ecar Pkm Real Einkaufen (Insgesamt) | Pkm/a |  | 0
🚗 | mobility | minimum_setpoint |  |  |  |  | EV_soc_min_ext | 2 | Ecar Mindest-Speicherstand Extern | ratio |  | 40%
🚗 | mobility | minimum_setpoint |  |  |  |  | EV_soc_min_discharge | 2 | Ecar Mindest-Speicherstand Entladung | ratio |  | 50%
🚗 | mobility | demand |  |  |  |  | fossile_demand_kWhpkm | 1 | Fossiler Energieverbrauch | kWh/km |  | 0.8
🚗 | mobility | ev_count |  |  | mobility | residential | EV_count_residential | 0 | Ecar Anzahl Wohnen | - |  | 4.1153
🚗 | mobility | ev_count |  |  | mobility | work | EV_count_work | 0 | Ecar Anzahl Arbeit | - |  | 0
🚗 | mobility | ev_count |  |  | mobility | retail | EV_count_retail | 0 | Ecar Anzahl Einkaufen | - |  | 0
🚗 | mobility | is_bidirectional |  |  |  |  | ev_bidirectional_use | 2 | Bidirektionales Laden | bool |  | FALSE
☁ | legacy | component_type |  |  |  |  | GWP_walls_name |  | Außenwand (exkl. Fenster) |  |  | AW_Stahlbeton-Außenwand, WDVS, Dämmstoff EPS
☁ | legacy | component_type |  |  |  |  | GWP_windows_name |  | Fenster |  |  | FHG KONV BT2 FE
☁ | legacy | component_type |  |  |  |  | GWP_roof_name |  | Dach |  |  | FHG KONV BT2 DA
☁ | legacy | component_type |  |  |  |  | GWP_ground_name |  | Kellerdecke / Fundamentplatte |  |  | FHG KONV BT2 KE
☁ | legacy | component_type |  |  |  |  | GWP_ceiling_name |  | Zwischengeschoßdecke |  |  | STB-Geschossdecke - Distanzboden
☁ | legacy | component_type |  |  |  |  | GWP_general_name | 2 | Typ Bauliche Maßnahmen Allgemein |  |  | 0
☁ | legacy | component_type |  |  |  |  | GWP_other_name | 2 | Typ Andere bauliche Maßnahmen |  |  | 0
☁ | legacy | component_type |  |  |  |  | GWP_pv_name |  | PV-Anlage |  |  | -- Keine
☁ | legacy | component_type |  |  |  |  | GWP_boreholes_name | 2 | Typ Erdwärmesonden |  |  | 0
☁ | legacy | component_type |  |  |  |  | GWP_ventilation_name | 2 | Typ Komfortlüftung |  |  | 0
☁ | legacy | component_type |  |  |  |  | GWP_solarthermal_name | 2 | Typ Solarthermie |  |  | 0
☁ | legacy | component_type |  |  |  |  | GWP_battery_name | 2 | Typ E-Batterie |  |  | 0
☁ | legacy | component_type |  |  |  |  | GWP_storage_name | 2 | Typ Pufferspeicher |  |  | 0
☁ | legacy | component_type |  |  |  |  | GWP_tga_general_name | 2 | Typ TGA Maßnahmen Allgemein |  |  | 0
☁ | legacy | component_type |  |  |  |  | GWP_tga_other_name | 2 | Typ Sonstige TGA Maßnahmen |  |  | 0
☁ | legacy | component_fu |  |  |  |  | GWP_ref_area_walls |  | FU Außenwand |  |  | 2914
☁ | legacy | component_fu |  |  |  |  | GWP_ref_area_windows |  | FU Fenster |  |  | 6887
☁ | legacy | component_fu |  |  |  |  | GWP_ref_area_roof |  | FU Flachdach |  |  | 6887
☁ | legacy | component_fu |  |  |  |  | GWP_ref_area_fundament |  | FU Erdb. Fußboden beheizt |  |  | 6887
☁ | legacy | component_fu |  |  |  |  | GWP_ref_area_ceilings |  | FU Geschossdecke |  |  | 6887
☁ | legacy | component_fu |  |  |  |  | borehole_count | 2 | Anzahl Erdsonden | Stk Erdsonden |  | 0
🔧 | construction | preset |  |  |  |  | preset_recorded_construction_type | 5 | Vorauswahl Bauweise |  |  | Zie
☁ | construction | component_catalog |  |  |  |  | construction_name | 2 | Bauweise Name | text |  | Sanierung Konventionell Mineraldämmung
☁ | construction | component_catalog |  |  |  |  | construction_description | 2 | Bauweise Beschreibung | text |  | Mineralsch
☁ | construction | component_catalog |  |  |  |  | construction_type | 2 | Bauweise Type | text |  | Sanierung
☁ | construction | component_catalog |  |  |  |  | construction_quality | 2 | Bauweise Qualität | text |  | Passivhaus
☁ | construction | component_type |  |  | component |  | COMP_name_wall | 2 | Bauweise Außenwand | text |  | AW_verputzt_Mineralschaumplatte_Sil
☁ | construction | component_type |  |  | component |  | COMP_name_windows | 2 | Bauweise Fenster | text |  | 0
☁ | construction | component_type |  |  | component |  | COMP_name_roof_flat | 2 | Bauweise Flachdach | text |  | F25_Schaumglas
☁ | construction | component_type |  |  | component |  | COMP_name_roof_pitched | 2 | Bauweise Steildach | text |  | 0
☁ | construction | component_type |  |  | component |  | COMP_name_floor | 2 | Bauweise Erdb. Fußboden beheizt | text |  | San_ADh 01 a_Steinwolle_Massivholzdecke über Außenluft, Nassestrich
☁ | construction | component_type |  |  | component |  | COMP_name_ceiling | 2 | Bauweise Geschossdecke | text |  | 0
☁ | construction | component_type |  |  | component |  | COMP_name_terrace | 2 | Bauweise Terasse | text |  | 0
☁ | construction | component_type |  |  | component |  | COMP_name_basement_ceiling | 2 | Bauweise Kellerdecke | text |  | KD_unten_Mineralschaumplatte_Sil
☁ | construction | component_type |  |  | component |  | COMP_name_fundament | 2 | Bauweise Bodenplatte | text |  | 0
☁ | construction | component_type |  |  | component |  | COMP_name_ceil_to_air | 2 | Bauweise Außendecke gg. Außenluft | text |  | F48_Mineralschaum
☁ | construction | component_type |  |  | component |  | COMP_name_wall_earth_contacted | 2 | Bauweise Erdb. Wand beheizt | text |  | EAW_F45_Schaumglas
☁ | construction | component_type |  |  | component |  | COMP_name_internal_wall_load | 2 | Bauweise Innenwand tragend | text |  | 0
☁ | construction | component_type |  |  | component |  | COMP_name_internal_wall_nonload | 2 | Bauweise Innenwand nicht tragend | text |  | 0
☁ | construction | component_type |  |  | component |  | COMP_name_ceiling_topfloor | 2 | Bauweise Oberste Geschoßdecke | text |  | F14 Zellulose, keine Vorsatzschale innen, bleibt Bestand
☁ | construction | component_type |  |  | component |  | COMP_name_wall_ec_unheated | 2 | Bauweise Erdb. Wand Keller | text |  | 0
☁ | construction | component_type |  |  | component |  | COMP_name_basement_floor_unheated | 2 | Bauweise Erdb. Fußboden unbeheizt | text |  | 0
☁ | construction | component_type |  |  | component |  | COMP_name_columns | 2 | Bauweise Stützen | text |  | 0
☁ | construction | component_type |  |  | component |  | COMP_name_internal_wall_unheated | 2 | Bauweise Innenwand unbeheizt | text |  | 0
☁ | construction | component_type |  |  | component |  | COMP_name_unheated_horizontal | 2 | Bauweise Zwischendecke unbeheizt / Keller / TG | text |  | 0
☁ | construction | component_type |  |  | component |  | COMP_name_balconies | 2 | Bauweise Balkone | text |  | 0
☁ | construction | component_type |  |  | component |  | COMP_name_windowframe | 2 | Bauweise Fensterrahmen | text |  | Holz-Alu-Rahmen Fichte >= 91 Stockrahmentiefe < 109
☁ | construction | component_type |  |  | component |  | COMP_name_windowglazing | 2 | Bauweise Fensterglas | text |  | Dreifach-Wärmeschutzglas, Argon, 40 < Scheibenstärke
☁ | construction | component_type |  |  | component |  | COMP_name_other_1 | 2 | Bauweise Sonstige | text |  | 0
☁ | construction | component_type |  |  | component |  | COMP_name_garage_horizontal | 2 | Bauweise Garage Decken | text |  | 0
☁ | construction | component_type |  |  | component |  | COMP_name_garage_columns | 2 | Bauweise Garage Stützen | text |  | 0
☁ | construction | component_type |  |  | component |  | COMP_name_other_2 | 2 | Bauweise Sonstige 2 | text |  | 0
☁ | construction | component_type |  |  | component |  | COMP_name_other_3 | 2 | Bauweise Sonstige 3 | text |  | 0
☁ | construction | component_type |  |  | component |  | COMP_name_PV | 2 | Typ PV-Anlage | text |  | 0
☁ | construction | component_type |  |  | component |  | COMP_name_boreholes | 2 | Typ Erdwärmesonden | text |  | 0
☁ | construction | component_type |  |  | component |  | COMP_name_ahu_1 | 2 | Typ Lüftungsanlage 1 | text |  | 0
☁ | construction | component_type |  |  | component |  | COMP_name_ahu_2 | 2 | Typ Lüftungsanlage 2 | text |  | 0
☁ | construction | component_type |  |  | component |  | COMP_name_buffer_storage | 2 | Typ Pufferspeicher | text |  | 0
☁ | construction | component_type |  |  | component |  | COMP_name_BESS | 2 | Typ E-Batterie | text |  | 0
☁ | construction | component_type |  |  | component |  | COMP_name_energy_1 | 2 | Typ Energiesystem 1 | text |  | 0
☁ | construction | component_type |  |  | component |  | COMP_name_energy_2 | 2 | Typ Energiesystem 2 | text |  | 0
☁ | construction | component_type |  |  | component |  | COMP_name_solarthermal | 2 | Typ Solarthermie | text |  | 0
☁ | construction | component_fu |  |  | component |  | COMP_area_wall | 2 | FU Außenwand | m² FU | functional unit | 684.7032
☁ | construction | component_fu |  |  | component |  | COMP_area_windows | 2 | FU Fenster | m² FU | functional unit | 50.4168
☁ | construction | component_fu |  |  | component |  | COMP_area_roof_flat | 2 | FU Flachdach | m² FU | functional unit | 245.04
☁ | construction | component_fu |  |  | component |  | COMP_area_roof_pitched | 2 | FU Steildach | m² FU | functional unit | 0
☁ | construction | component_fu |  |  | component |  | COMP_area_floor | 2 | FU Erdb. Fußboden beheizt | m² FU | functional unit | 5
☁ | construction | component_fu |  |  | component |  | COMP_area_ceilings | 2 | FU Geschossdecke | m² FU | functional unit | 980.16
☁ | construction | component_fu |  |  | component |  | COMP_area_terrace | 2 | FU Terasse | m² FU | functional unit | 5
☁ | construction | component_fu |  |  | component |  | COMP_area_basement_ceiling | 2 | FU Kellerdecke | m² FU | functional unit | 245.04
☁ | construction | component_fu |  |  | component |  | COMP_area_fundament | 2 | FU Bodenplatte | m² FU | functional unit | 0
☁ | construction | component_fu |  |  | component |  | COMP_area_ceil_to_air | 2 | FU Außendecke gg. Außenluft | m² FU | functional unit | 0
☁ | construction | component_fu |  |  | component |  | COMP_area_wall_earth_contacted | 2 | FU Erdb. Wand beheizt | m² FU | functional unit | 0
☁ | construction | component_fu |  |  | component |  | COMP_area_internal_wall_load | 2 | FU Innenwand tragend | m² FU | functional unit | 505.7626
☁ | construction | component_fu |  |  | component |  | COMP_area_internal_wall_nonload | 2 | FU Innenwand nicht tragend | m² FU | functional unit | 758.6438
☁ | construction | component_fu |  |  | component |  | COMP_area_ceiling_topfloor | 2 | FU Oberste Geschoßdecke | m² FU | functional unit | 0
☁ | construction | component_fu |  |  | component |  | COMP_area_wall_ec_unheated | 2 | FU Erdb. Wand Keller | m² FU | functional unit | 114.1172
☁ | construction | component_fu |  |  | component |  | COMP_area_basement_floor_unheated | 2 | FU Erdb. Fußboden Keller | m² FU | functional unit | 245.04
☁ | construction | component_fu |  |  | component |  | COMP_area_columns | 2 | FU Stützen | stk | functional unit | 0
☁ | construction | component_fu |  |  | component |  | COMP_area_internal_wall_unheated | 2 | FU Innenwand unbeheizt | m² FU | functional unit | 183.78
☁ | construction | component_fu |  |  | component |  | COMP_area_unheated_horizontal | 2 | FU Zwischendecke unbeheizt / Keller / TG | m² FU | functional unit | 0
☁ | construction | component_fu |  |  | component |  | COMP_area_balconies | 2 | FU Balkone | m² FU | functional unit | 0
☁ | construction | component_fu |  |  | component |  | COMP_area_windowframe | 2 | FU Fensterrahmen | m² FU | functional unit | 0
☁ | construction | component_fu |  |  | component |  | COMP_area_windowglazing | 2 | FU Fensterglas | m² FU | functional unit | 0
☁ | construction | component_fu |  |  | component |  | COMP_area_garage_horizontal | 2 | FU Garage Decken | m² FU | functional unit | 0
☁ | construction | component_fu |  |  | component |  | COMP_area_garage_columns | 2 | FU Garage Stützen | stk | functional unit | 0
☁ | construction | component_fu |  |  | component |  | COMP_area_other_1 | 2 | FU Sonstige 1 | m² FU | functional unit | 0
☁ | construction | component_fu |  |  | component |  | COMP_area_other_2 | 2 | FU Sonstige 2 | m² FU | functional unit | 0
☁ | construction | component_fu |  |  | component |  | COMP_area_other_3 | 2 | FU Sonstige 3 | m² FU | functional unit | 0
☁ | construction | component_fu |  |  | component |  | COMP_fu_PV | 2 | FU PV-Anlage | m² PV | functional unit | 0
☁ | construction | component_fu |  |  | component |  | COMP_fu_boreholes | 2 | FU Erdwärmesonden | lfm | functional unit | 0
☁ | construction | component_fu |  |  | component |  | COMP_fu_ahu_1 | 2 | FU Lüftungsanlage 1 | m²BGF | functional unit | 0
☁ | construction | component_fu |  |  | component |  | COMP_fu_ahu_2 | 2 | FU Lüftungsanlage 2 | m²BGF | functional unit | 0
☁ | construction | component_fu |  |  | component |  | COMP_fu_buffer_storage | 2 | FU Pufferspeicher | m²BGF | functional unit | 0
☁ | construction | component_fu |  |  | component |  | COMP_fu_BESS | 2 | FU E-Batterie | kWh | functional unit | 0
☁ | construction | component_fu |  |  | component |  | COMP_fu_energy_1 | 2 | FU Energiesystem 1 | FU | functional unit | 0
☁ | construction | component_fu |  |  | component |  | COMP_fu_energy_2 | 2 | FU Energiesystem 2 | FU | functional unit | 0
☁ | construction | component_fu |  |  | component |  | COMP_fu_solarthermal | 2 | FU Solarthermie | m²ST | functional unit | 0
☁ | [6 empty] | GWP_refratio_walls | 0 | Bezug pro BGF (Außenwand) | m²AW/m²BGF
☁ | [6 empty] | GWP_refratio_windows | 0 | Bezug pro BGF (Fenster) | m²Fe/m²BGF |  | 3.43%
☁ | [6 empty] | GWP_refratio_roof | 0 | Bezug pro BGF (Dach) | m²Dach/m²BGF |  | 16.67%
☁ | [6 empty] | GWP_refratio_fundament | 0 | Bezug pro BGF (Fundament) | m²KB/m²BGF |  | 0.3402%
☁ | [6 empty] | GWP_refratio_ceilings | 0 | Bezug pro BGF (Zwischengeschoßdecken) | m²Zwd/m²BGF |  | 66.69%
☁
☁ | lca | [5 empty] | GWP_refratio_pv | 0 | Bezug pro BGF (PV) | m²PV/m²BGF |  | 16.67%
| lca | component_type
lca
| lca | component_type
| lca | component_type
| lca | component_type
| lca | component_type
☁ | [6 empty] | GWP_refratio_boreholes | 0 | Bezug pro BGF (Erdsonden) | StkErdsonden/m²BGF |  | 0%
☁ | [6 empty] | GWP_direct_fossile | 2 | Direkteingabe GWP Fossil |  |  | 0
☁ | [6 empty] | GWP_direct_biogenic | 2 | Direkteingabe GWP Biogen |  |  | 0
☁ | [6 empty] | GWP_direct_biogenic_share | 1 | Direkteingabe Biogener Anteil |  |  | 1
☁ | [6 empty] | GWP_direct_life | 1 | Direkteingabe Lebensdauer |  |  | 50
☁
☁ | lca | [6 empty] | 0 | Statistische Fahrzeugverantwortung | Anzahl Fahrzeuge |  | 3.0571
☁ | lca | vehicle_count |  |  |  |  | GWP_miv_count_ev | 0 | GWP Herstellung E-Cars | Anzahl Fahrzeuge |  | 2.14
☁ | lca | vehicle_count |  |  |  |  | GWP_miv_count_fossile | 0 | GWP Herstellung Verbrenner | Anzahl Fahrzeuge |  | 0.91712
☁ | lca | [5 empty] | GWP_mobility_construction_fossil | 1 | GWP Verbrenner | t CO2/Fahrzeug |  | 5
☁ | lca | [5 empty] | GWP_mobility_construction_ev | 1 | GWP E-Car | t CO2/Fahrzeug |  | 9
☁ | lca | [5 empty] | GHG_LCA_timeframe_years | 1 | Betrachtungszeitraum Ökobilanz |  |  | 26
☁ | lca | [5 empty] | GWP_mobility_moped_gpPKm | 1 | GWP Mobilität Moped | GWP 100S (gCO2equiv/Pkm) |  | 126.75
☁ | lca | [5 empty] | GWP_mobility_car_gpPKm | 1 | GWP Mobilität PKW | GWP 100S (gCO2equiv/Pkm) |  | 216.5
☁ | lca | pathway_reduction_year |  |  |  |  | year_rcp0 | 1 | Bezugsjahr Ausgangssituation |  |  | 2025
☁ | lca | pathway_reduction_year |  |  |  |  | year_rcp1 | 1 | Bezugsjahr Stütztstelle 1 |  |  | 2030
☁ | lca | pathway_reduction_year |  |  |  |  | year_rcp2 | 1 | Bezugsjahr Stütztstelle 2 |  |  | 2040
☁ | lca | pathway_reduction_year |  |  |  |  | year_rcp3 | 1 | Bezugsjahr Stütztstelle 3 |  |  | 2050
☁
☁ | lca | pathway_reduction_factor |  |  | energy_carrier | grid | grid_rcp1 | 1 | Absenkfaktor 1 Netzstrom |  |  | 60%
☁ | lca | pathway_reduction_factor |  |  | energy_carrier | grid | grid_rcp2 | 1 | Absenkfaktor 2 Netzstrom |  |  | 20%
☁ | lca | pathway_reduction_factor |  |  | energy_carrier | grid | grid_rcp3 | 1 | Absenkfaktor 3 Netzstrom |  |  | 0%
☁ | lca | pathway_reduction_factor |  |  | energy_carrier | renewables | rcp1_renewable | 1 | Absenkfaktor 1 Erneuerbare |  |  | 80%
☁ | lca | pathway_reduction_factor |  |  | energy_carrier | renewables | rcp2_renewable | 1 | Absenkfaktor 2 Erneuerbare |  |  | 40%
☁ | lca | pathway_reduction_factor |  |  | energy_carrier | renewables | rcp3_renewable | 1 | Absenkfaktor 3 Erneuerbare |  |  | 0%
☁ | lca | pathway_reduction_factor |  |  | energy_carrier | district_heating | rcp1_dh | 0 | Absenkfaktor 1 Fernwärme |  |  | 99%
☁ | lca | pathway_reduction_factor |  |  | energy_carrier | district_heating | rcp2_dh | 0 | Absenkfaktor 2 Fernwärme |  |  | 97%
☁ | lca | pathway_reduction_factor |  |  | energy_carrier | district_heating | rcp3_dh | 0 | Absenkfaktor 3 Fernwärme |  |  | 95%
☁ | lca | pathway_reduction_factor |  |  | energy_carrier | fossile | rcp1_fossil | 1 | Absenkfaktor 1 Andere Fossile |  |  | 99%
☁ | lca | pathway_reduction_factor |  |  | energy_carrier | fossile | rcp2_fossil | 1 | Absenkfaktor 2 Andere Fossile |  |  | 97%
☁ | lca | pathway_reduction_factor |  |  | energy_carrier | fossile | rcp3_fossil | 1 | Absenkfaktor 3 Andere Fossile |  |  | 95%
☁ | lca | pathway_integral |  |  | energy_carrier | grid | GWP_rcpi_grid | 0 | Absenkpfad-Integral Netzstrom |  |  | 9.5
☁ | lca | pathway_integral |  |  | energy_carrier | renewables | GWP_rcpi_grid_substition | 0 | Absenkpfad-Integral Substi |  |  | 9.5
☁ | lca | pathway_integral |  |  | energy_carrier | district_heating | GWP_rcpi_district_heating | 0 | Absenkpfad-Integral Fernwärme |  |  | 25.35
☁ | lca | pathway_integral |  |  | energy_carrier | fossile | GWP_rcpi_fossil | 0 | Absenkpfad-Integral Fossil |  |  | 25.35
☁ | lca | pathway_integral |  |  | energy_carrier | natural_gas | GWP_rcpi_natural_gas | 0 | Absenkpfad-Integral Gas |  |  | 25.35
☁ | lca | pathway_integral |  |  | energy_carrier | biomass | GWP_rcpi_biomass | 0 | Absenkpfad-Integral Biomasse |  |  | 25.35
☁ | lca | pathway_integral |  |  | energy_carrier | fossile | GWP_rcpi_mob_fossile | 0 | Absenkpfad-Integral MIV Fossil |  |  | 25.35
☁ | lca | pathway_integral |  |  | energy_carrier | renewables | GWP_rcpi_renewable | 0 | Absenkpfad-Integral Erneuerbar |  |  | 13
☁ | lca | pathway_integral |  |  | heating | system_2 |  | 0 | Absenkpfad-Integral Heizen 2 Thermisch |  |  | 25.35
☁ | lca | pathway_integral |  |  | heating | system_4 |  | 0 | Absenkpfad-Integral Heizen 4 Thermisch |  |  | 13
☁ | lca | pathway_integral |  |  | cooling | system_2 |  | 0 | Absenkpfad-Integral Kühlen 2 Thermisch |  |  | 13
☁ | lca | pathway_integral |  |  | dhw | system_1 |  | 0 | Absenkpfad-Integral WWWB 1 Thermisch |  |  | 9.5
☁ | lca | pathway_integral |  |  | dhw | system_2 |  | 0 | Absenkpfad-Integral WWWB 2 Thermisch |  |  | 9.5
⚖ | [6 empty] | fPE_grid_profile | 1 | Strom Konversionsprofil PE |  |  | OIB2023 (Monatswerte)
⚖ | assessment | district_heating_index |  |  |  |  | district_heating_conversion_profile | 1 | Fernwärme Konversionsprofil |  |  | 7
⚖ | assessment | grid_name |  |  |  |  | fGHG_grid_profile | 2 | Strom Konversionsprofil THG |  |  | OIB2023 (Monatswerte)
⚖
⚖ | primary_energy | conversion_factor_index |  |  |  |  | fPE_grid_column | 0 | Strom Konversionsprofil ID PE | int |  | 13
⚖ | GHG | conversion_factor_index |  |  |  |  | fGHG_grid_column | 0 | Strom Konversionsprofil ID THG | int |  | 13
⚖ | primary_energy | is_district_heating |  |  | heating | system_2 | heat_th2_is_dh | 0 | PE Heizen 2 ist Fernwärme | bool |  | 0
⚖ | primary_energy | is_district_heating |  |  | heating | system_4 | heat_th4_is_dh | 0 | PE Heizen 4 ist Fernwärme | bool |  | 1
⚖ | primary_energy | is_district_heating |  |  | cooling | system_2 | cool_th2_is_dh | 0 | PE Kühlen 2 ist Fernwärme | bool |  | 0
⚖ | primary_energy | is_district_heating |  |  | dhw | system_1 | dhw1_is_dh | 0 | PE WWWB 1 ist Fernwärme | bool |  | 0
⚖ | primary_energy | is_district_heating |  |  | dhw | system_2 | dhw2_is_dh | 0 | PE WWWB 2 ist Fernwärme | bool |  | 0
⚖ | primary_energy | is_natural_gas |  |  | heating | system_2 | heat_th2_is_ng | 0 | PE Heizen 2 ist Erdgas | bool |  | 1
⚖ | primary_energy | is_natural_gas |  |  | heating | system_4 | heat_th4_is_ng | 0 | PE Heizen 4 ist Erdgas | bool |  | 0
⚖ | primary_energy | is_natural_gas |  |  | cooling | system_2 | cool_th2_is_ng | 0 | PE Kühlen 2 ist Erdgas | bool |  | 0
⚖ | primary_energy | is_natural_gas |  |  | dhw | system_1 | dhw1_is_ng | 0 | PE WWWB 1 ist Erdgas | bool |  | 0
⚖ | primary_energy | is_natural_gas |  |  | dhw | system_2 | dhw2_is_ng | 0 | PE WWWB 2 ist Erdgas | bool |  | 0
⚖ | primary_energy | is_biomass |  |  | heating | system_2 | heat_th2_is_bio | 0 | PE Heizen 2 ist Biomasse | bool |  | 0
⚖ | primary_energy | is_biomass |  |  | heating | system_4 | heat_th4_is_bio | 0 | PE Heizen 4 ist Biomasse | bool |  | 0
⚖ | primary_energy | is_biomass |  |  | cooling | system_2 | cool_th2_is_bio | 0 | PE Kühlen 2 ist Biomasse | bool |  | 0
⚖ | primary_energy | is_biomass |  |  | dhw | system_1 | dhw1_is_bio | 0 | PE WWWB 1 ist Biomasse | bool |  | 0
⚖ | primary_energy | is_biomass |  |  | dhw | system_2 | dhw2_is_bio | 0 | PE WWWB 2 ist Biomasse | bool |  | 0
⚖ | primary_energy | is_other |  |  | heating | system_2 | heat_th2_is_other | 0 | PE Heizen 2 ist Sonstige | bool |  | 0
⚖ | primary_energy | is_other |  |  | heating | system_4 | heat_th4_is_other | 0 | PE Heizen 4 ist Sonstige | bool |  | 0
⚖ | primary_energy | is_other |  |  | cooling | system_2 | cool_th2_is_other | 0 | PE Kühlen 2 ist Sonstige | bool |  | 1
⚖ | primary_energy | is_other |  |  | dhw | system_1 | dhw1_is_other | 0 | PE WWWB 1 ist Sonstige | bool |  | 1
⚖ | primary_energy | is_other |  |  | dhw | system_2 | dhw2_is_other | 0 | PE WWWB 2 ist Sonstige | bool |  | 0
⚖ | primary_energy | flex_share |  |  |  |  | fPE_flex_factor | 1 | Flexibler Netzbezug Anteil PE-Faktor |  |  | 0%
⚖ | primary_energy | conversion_factor |  |  |  |  | pe_conversion_factor_gasoline | 1 | PE-Konversionsfaktor Kraftstoff | kWhPE/kWhEE |  | 1.2
ghg_conversion_factor_gasoline
⚖ | primary_energy | conversion_factor |  |  | heating | system_2 |  | 0 | PE-Konversionsfaktor Heizen 2 Thermisch | kWhPE/kWhEE |  | 1.1
⚖ | primary_energy | conversion_factor |  |  | heating | system_4 |  | 0 | PE-Konversionsfaktor Heizen 4 Thermisch | kWhPE/kWhEE |  | 0.33
⚖ | primary_energy | conversion_factor |  |  | cooling | system_2 |  | 0 | PE-Konversionsfaktor Kühlen 2 Thermisch | kWhPE/kWhEE |  | 0.42
⚖ | primary_energy | conversion_factor |  |  | dhw | system_1 |  | 0 | PE-Konversionsfaktor WWWB 1 Thermisch | kWhPE/kWhEE |  | 1.76
⚖ | primary_energy | conversion_factor |  |  | dhw | system_2 |  | 0 | PE-Konversionsfaktor WWWB 2 Thermisch | kWhPE/kWhEE |  | 1.76
⚖ | GHG | conversion_factor |  |  | heating | system_2 |  | 0 | THG-Konversionsfaktor Heizen 2 Thermisch | kgCO2eq/kWhEE |  | 0.201
⚖ | GHG | conversion_factor |  |  | heating | system_4 |  | 0 | THG-Konversionsfaktor Heizen 4 Thermisch | kgCO2eq/kWhEE |  | 0.02
⚖ | GHG | conversion_factor |  |  | cooling | system_2 |  | 0 | THG-Konversionsfaktor Kühlen 2 Thermisch | kgCO2eq/kWhEE |  | 0.042
⚖ | GHG | conversion_factor |  |  | dhw | system_1 |  | 0 | THG-Konversionsfaktor WWWB 1 Thermisch | kgCO2eq/kWhEE |  | 0.156
⚖ | GHG | conversion_factor |  |  | dhw | system_2 |  | 0 | THG-Konversionsfaktor WWWB 2 Thermisch | kgCO2eq/kWhEE |  | 0.156
🚗 | mobility | statistical_persons |  |  | usage | residential | StatPAX_residential | 0 | Mobilitätsstatistische Nutzer Wohnen | - |  | 28.1966
🚗 | mobility | statistical_persons |  |  | usage | office | StatPAX_office | 0 | Mobilitätsstatistische Nutzer Büro | - |  | 0
🚗 | mobility | statistical_persons |  |  | usage | schoolsec | StatPAX_schoolsec | 0 | Mobilitätsstatistische Nutzer Schule sekundär | - |  | 0
🚗 | mobility | statistical_persons |  |  | usage | schoolprim | StatPAX_schoolprim | 0 | Mobilitätsstatistische Nutzer Schule primär | - |  | 0
🚗 | mobility | statistical_persons |  |  | usage | retailfood | StatPAX_retail | 0 | Mobilitätsstatistische Nutzer Handel Supermarkt | - |  | 0
🚗 | mobility | statistical_persons |  |  | usage | retailother | StatPAX_retailother | 0 | Mobilitätsstatistische Nutzer Handel Sonstige | - |  | 0
🚗 |  | charging_stations |  |  |  |  | EV_charging_station_density | 1 | Ladestationen pro 100 E-Cars | stations/100EVs |  | 20
🚗 | mobility | charging_stations |  |  |  |  | EV_charging_stations | 0 | Anzahl Ladestationen | - |  | 1
🚗 | mobility | charging_station_power |  |  |  |  | EV_charging_station_power | 1 | Leistung Ladestation | kW |  | 10
🔧 | tool | seasonal_interpolation |  |  |  |  | seasonal_interpolation | 1 | Interpolationsmethode Sommer Winter | text |  | wave
👤 | usage | plugload |  |  | usage | residential | plugloads_residential | 2 | Nutzerstrom Wohnen | kWh/m²NFA |  | 20.5286
👤 | usage | plugload |  |  | usage | office | plugloads_office | 2 | Nutzerstrom Büro | kWh/m²NFA |  | 24.6365
👤 | usage | plugload |  |  | usage | schoolsec | plugloads_schoolsec | 2 | Nutzerstrom Bildung sekundär | kWh/m²NFA |  | 51.3241
👤 | usage | plugload |  |  | usage | schoolprim | plugloads_schoolprim | 2 | Nutzerstrom Bildung primär | kWh/m²NFA |  | 30.7945
👤 | usage | plugload |  |  | usage | retailfood | plugloads_retailfood | 2 | Nutzerstrom Handel Lebensmittel | kWh/m²NFA |  | 30.7957
👤 | usage | plugload |  |  | usage | retailother | plugloads_retailother | 2 | Nutzerstrom Handel sonstiger | kWh/m²NFA |  | 30.7957
👤 | usage | plugload |  |  | usage | other | plugloads_other | 2 | Nutzerstrom Sonstige Nutzung | kWh/m²NFA |  | 1
🔧 | tool | hour_phase |  |  |  |  | seasonal_phase_h | 1 | Interpolation Sommer Winter Wellenphase | h |  | -300
🔧 | tool | [6 empty] | 0 | Speicherzeitpunkt |  |  | 2026-10-15 14:08

## OUT
icon | domain | measure | spatial_scope | temporal_scope | entity_group | entity_key | var_name | ka | label_de | unit | Live
| weather | Wetter |  |  |  |  | Ta_annual_avg | 3 | Außentemperatur Jahresmittel | °C | 9.9326
| weather | temperature |  |  |  |  | Ta_avg_heating_period | 3 | Mittelaußentemperatur Heizperiode | °C | 5.6539
| weather | temperature |  |  |  |  | Ta_avg_cooling_period | 3 | Mittelaußentemperatur Kühlperiode | °C | 18.351
| usage | [6 empty] | 3 | Nutzungsmischung |  | 100% Wohnen, 0% Büro und Gewerbe, 0% Bildungseinrichtung (sekundär, Tertiär), 0% Kindergarten und Volksschule, 0% Lebensmittelhandel, 0% Handel Sonstige, 0% Sonstige Nutzung
🔌 | useful_energy | plugloads | district | annual |  |  | UED_plugloads | 3 | Nutzerstrom | kWh/m²NGFa | 20.5286
💡 | useful_energy | lighting | district | annual |  |  | UED_lighting | 3 | Beleuchtung | kWh/m²NGFa | 0
🌃 | useful_energy | aux_el_demand | district | annual |  |  | UED_auxiliary | 3 | Allgemeinstrom | kWh/m²NGFa | 1.752
🔥 | useful_energy | heating_demand | district | annual |  |  | UED_heating | 3 | Heiwärmebedarf | kWh/m²NGFa | 34.8224
❄ | useful_energy | cooling_demand | district | annual |  |  | UED_cooling | 3 | Külenergiebedarf | kWh/m²NGFa | 6.8829
💧 | useful_energy | dhw_demand | district | annual |  |  | UED_dhw | 3 | WWWB | kWh/m²NGFa | 12.78
💨 | useful_energy | vent_el_demand | district | annual |  |  | UED_ventilation | 3 | Lüftungsenergiebedarf | kWh/m²NGFa | 0
🚗 | useful_energy |  | district | annual |  |  | UED_mim_electric | 3 | E-Mobilität | kWh/m²NGFa | 9.3574
🚗 | useful_energy |  | district | annual |  |  | UED_mim_fossile | 3 | Fossile Mobilität | kWh/m²NGFa | 9.8134
🧱 | heat_balance | heat_loss | district | annual |  |  | QT | 3 | Transmissionswärmeverl. | kWh/m²NGFa | 23.5676
💨 | heat_balance | heat_loss | district | annual |  |  | QV | 3 | Lüftungswärmeverluste | kWh/m²NGFa | 56.0498
🌒 | heat_balance | heat_loss | district | annual |  |  | QVn | 3 | Nachtlüftung | kWh/m²NGFa | 0
🌞 | heat_balance | heat_gain | district | annual |  |  | QS | 3 | Solare Gewinne | kWh/m²NGFa | 8.8388
👤 | heat_balance | heat_gain | district | annual |  |  | QI | 3 | Innere Wärmen | kWh/m²NGFa | 42.8391
♨ | heat_balance | heating_demand | district | annual |  |  | QH | 3 | Heizwärmebedarf | kWh/m²NGFa | 34.8224
❄ | heat_balance | cooling_demand | district | annual |  |  | QC | 3 | Kühlbedarf (KB) | kWh/m²NGFa | 6.8829
| heat_balance | heat_recovery | district | annual |  |  | QV_heatrecovery | 3 | ML Wärmerückgewinnung | kWh/m²NGFa | 0
☑ | heat_balance | test | district | annual |  |  |  | 4 | Wärmebilanz | TRUE | -1.7053e-13
| heat_balance | heat_loss | district | winter |  |  | QT_winter | 3 | Transmissionswärmeverl. | kWh/m²NGFa | 19.3716
| heat_balance | heat_loss | district | winter |  |  | QV_winter | 3 | Lüftungswärmeverluste | kWh/m²NGFa | 46.0707
| heat_balance | heat_loss | district | winter |  |  | QVn_winter | 3 | Nachtlüftung | kWh/m²NGFa | 0
| heat_balance | heat_gain | district | winter |  |  | QS_winter | 3 | Solare Gewinne | kWh/m²NGFa | 5.5769
| heat_balance | heat_gain | district | winter |  |  | QI_winter | 3 | Innere Wärmen | kWh/m²NGFa | 24.3415
| heat_balance | heating_demand | district | winter |  |  | QH_winter | 3 | Heizwärmebedarf | kWh/m²NGFa | 34.8224
| heat_balance | cooling_demand | district | winter |  |  | QC_winter | 3 | Kühlbedarf (KB) | kWh/m²NGFa | 0
☑ | heat_balance | test | district | winter |  |  | test_heat_balance_winter | 4 | Wärmebilanz Heizperiode | FALSE | 0.70148
| heat_balance | heat_loss | district | winter | hull | wall | QT_wall_winter | 3 | Transmission AW | kWh/m²NGFa | 7.2776
| heat_balance | heat_loss | district | winter | hull | roof | QT_roof_winter | 3 | Transmission Dach | kWh/m²NGFa | 2.0232
| heat_balance | heat_loss | district | winter | hull | fundament | QT_ground_winter | 3 | Transmission KD/EFB | kWh/m²NGFa | 3.9246
| heat_balance | heat_loss | district | winter | hull | windows | QT_window_winter | 3 | Transmission Fenster | kWh/m²NGFa | 4.385
| heat_balance | heat_loss | district | winter | hull |  | QT_psi_winter | 3 | Transmission Wärmebrücken | kWh/m²NGFa | 1.7611
| heat_balance | heat_loss | district | winter |  |  | QV_inf_winter | 3 | Infiltration | kWh/m²NGFa | 12.5647
| heat_balance | heat_loss | district | winter |  |  | QV_window_winter | 3 | Lüftung Fenster | kWh/m²NGFa | 33.5059
| heat_balance | heat_loss | district | winter |  |  | QV_mechvent_winter | 3 | Mechanische Lüftung | kWh/m²NGFa | 0
| heat_balance | heat_recovery | district | winter |  |  | QV_heatrecovery_winter | 3 | ML Wärmerückgewinnung | kWh/m²NGFa | 0
| heat_balance | heating_demand | district | winter |  |  | QH_min_winter | 3 | Heizwärmebedarf Statisch | kWh/m²NGFa | 34.8224
| heat_balance | heating_demand | district | winter |  |  | QH_flex_winter | 3 | Heizwärmebedarf Flexibel | kWh/m²NGFa | 0
| heat_balance | cooling_demand | district | winter |  |  | QC_min_winter | 3 | Kühlbedarf Statisch | kWh/m²NGFa | 0
| heat_balance | cooling_demand | district | winter |  |  | QC_flex_winter | 3 | Kühlbedarf Flexibel | kWh/m²NGFa | 0
| heat_balance |  | district | winter |  |  | QH_flexshare_winter | 3 | Anteil Flexibler Heizung an Gesamtheizung | ratio | 0%
F | heat_balance |  | district | winter |  |  | QC_flexshare_winter | 3 | Anteil Flexibler Kühlung an Gesamtkühlung | ratio | 0%
| heat_balance | heat_loss | district | summer |  |  | QT_summer | 3 | Transmissionswärmeverl. | kWh/m²NGFa | 4.196
| heat_balance | heat_loss | district | summer |  |  | QV_summer | 3 | Lüftungswärmeverluste | kWh/m²NGFa | 9.9792
| heat_balance | heat_loss | district | summer |  |  | QVn_summer | 3 | Nachtlüftung gekühlt | kWh/m²NGFa | 0
| heat_balance | heat_gain | district | summer |  |  | QS_summer | 3 | Solare Gewinne | kWh/m²NGFa | 3.2619
| heat_balance | heat_gain | district | summer |  |  | QI_summer | 3 | Innere Wärmen | kWh/m²NGFa | 18.4976
| heat_balance | heating_demand | district | summer |  |  | QH_summer | 3 | Heizwärmebedarf | kWh/m²NGFa | 0
| heat_balance | cooling_demand | district | summer |  |  | QC_summer | 3 | Kühlbedarf (KB) | kWh/m²NGFa | 6.8829
☑ | heat_balance | test | district | summer |  |  | test_heat_balance_summer | 4 | Wärmebilanz Kühlperiode | FALSE | -0.70148
| heat_balance | heat_loss | district | summer | hull | wall | QT_wall_summer | 3 | Transmission AW | kWh/m²NGFa | 1.5764
| heat_balance | heat_loss | district | summer | hull | roof | QT_roof_summer | 3 | Transmission Dach | kWh/m²NGFa | 0.43824
| heat_balance | heat_loss | district | summer | hull | fundament | QT_ground_summer | 3 | Transmission KD/EFB | kWh/m²NGFa | 0.8501
| heat_balance | heat_loss | district | summer | hull | windows | QT_window_summer | 3 | Transmission Fenster | kWh/m²NGFa | 0.94982
| heat_balance | heat_loss | district | summer | hull |  | QT_psi_summer | 3 | Transmission Wärmebrücken | kWh/m²NGFa | 0.38145
| heat_balance | heat_loss | district | summer |  |  | QV_inf_summer | 3 | Infiltration | kWh/m²NGFa | 2.7216
| heat_balance | heat_loss | district | summer |  |  | QV_window_summer | 3 | Lüftung Fenster | kWh/m²NGFa | 7.2576
| heat_balance | heat_loss | district | summer |  |  | QV_mechvent_summer | 3 | Mechanische Lüftung | kWh/m²NGFa | 0
| heat_balance | heat_recovery | district | summer |  |  | QV_heatrecovery_summer | 3 | ML Wärmerückgewinnung 2 | kWh/m²NGFa | 0
| heat_balance | heating_demand | district | summer |  |  | QH_min_summer | 3 | Heizwärmebedarf Statisch | kWh/m²NGFa | 0
| heat_balance | heating_demand | district | summer |  |  | QH_flex_summer | 3 | Heizwärmebedarf Flexibel | kWh/m²NGFa | 0
| heat_balance | cooling_demand | district | summer |  |  | QC_min_summer | 3 | Kühlbedarf Statisch | kWh/m²NGFa | 6.8829
| heat_balance | cooling_demand | district | summer |  |  | QC_flex_summer | 3 | Kühlbedarf Flexibel | kWh/m²NGFa | 0
| heat_balance |  | district | summer |  |  | QH_flexshare_summer | 3 | Anteil Flexibler Heizung an Gesamtheizung | ratio | 0%
| heat_balance |  | district | summer |  |  | QC_flexshare_summer | 3 | Anteil Flexibler Kühlung an Gesamtkühlung | ratio | 0%
☑ | heat_balance | test | district | annual |  |  | test_heat_balance | 4 | Wärmebilanz | TRUE | -1.7053e-13
☑ | heat_balance | test | district | annual |  |  | test_heat_balance_seasonal_mismatch | 4 | Wärmebilanz Diff Sommer Winter | TRUE | 9.9476e-14
🧱 | heat_balance | heat_loss | uncooled | annual |  |  | QT_u | 3 | Transmissionswärmeverl. | kWh/m²NGFungekühlta | 0
💨 | heat_balance | heat_loss | uncooled | annual |  |  | QV_u | 3 | Lüftungswärmeverluste | kWh/m²NGFungekühlta | 0
🌒 | heat_balance | heat_loss | uncooled | annual |  |  | QVn_u | 3 | Nachtlüftung | kWh/m²NGFungekühlta | 0
🌞 | heat_balance | heat_gain | uncooled | annual |  |  | QS_u | 3 | Solare Gewinne | kWh/m²NGFungekühlta | 0
👤 | heat_balance | heat_gain | uncooled | annual |  |  | QI_u | 3 | Innere Wärmen | kWh/m²NGFungekühlta | 0
♨ | heat_balance | heating_demand | uncooled | annual |  |  | QH_u | 3 | Heizwärmebedarf | kWh/m²NGFungekühlta | 0
🧱 | heat_balance | heat_loss | uncooled | annual | hull | wall | QT_wall_u | 3 | Transmission AW | kWh/m²NGFungekühlta | 0
🧱 | heat_balance | heat_loss | uncooled | annual | hull | roof | QT_roof_u | 3 | Transmission Dach | kWh/m²NGFungekühlta | 0
🧱 | heat_balance | heat_loss | uncooled | annual | hull | fundament | QT_ground_u | 3 | Transmission KD/EFB | kWh/m²NGFungekühlta | 0
🧱 | heat_balance | heat_loss | uncooled | annual | hull | windows | QT_window_u | 3 | Transmission Fenster | kWh/m²NGFungekühlta | 0
🧱 | heat_balance | heat_loss | uncooled | annual | hull |  | QT_psi_u | 3 | Transmission Wärmebrücken | kWh/m²NGFungekühlta | 0
💨 | heat_balance | heat_loss | uncooled | annual |  |  | QV_inf_u | 3 | Infiltration | kWh/m²NGFungekühlta | 0
💨 | heat_balance | heat_loss | uncooled | annual |  |  | QV_window_u | 3 | Lüftung Fenster | kWh/m²NGFungekühlta | 0
💨 | heat_balance | heat_loss | uncooled | annual |  |  | QV_mechvent_u | 3 | Mechanische Lüftung | kWh/m²NGFungekühlta | 0
🔀 | heat_balance | heat_recovery | uncooled | annual |  |  | QV_heatrecovery_u | 3 | ML Wärmerückgewinnung | kWh/m²NGFungekühlta | 0
♨ | heat_balance | heating_demand | uncooled | annual |  |  | QH_min_u | 3 | Heizwärmebedarf Statisch | kWh/m²NGFungekühlta | 0
♨ | heat_balance | heating_demand | uncooled | annual |  |  | QH_flex_u | 3 | Heizwärmebedarf Flexibel | kWh/m²NGFungekühlta | 0
F | heat_balance |  | uncooled | annual |  |  | QH_flexanteil_u | 3 | Flexibilitätsanteil | ratio | 0
🧱 | heat_balance | heat_loss | cooled | annual |  |  | QT_c | 3 | Transmissionswärmeverl. | kWh/m²NGFgekühlta | 23.5676
💨 | heat_balance | heat_loss | cooled | annual |  |  | QV_c | 3 | Lüftungswärmeverluste | kWh/m²NGFgekühlta | 56.0498
🌒 | heat_balance | heat_loss | cooled | annual |  |  | QVn_c | 3 | Nachtlüftung gekühlt | kWh/m²NGFgekühlta | 0
🌞 | heat_balance | heat_gain | cooled | annual |  |  | QS_c | 3 | Solare Gewinne | kWh/m²NGFgekühlta | 8.8388
👤 | heat_balance | heat_gain | cooled | annual |  |  | QI_c | 3 | Innere Wärmen | kWh/m²NGFgekühlta | 42.8391
♨ | heat_balance | heating_demand | cooled | annual |  |  | QH_c | 3 | Heizwärmebedarf | kWh/m²NGFgekühlta | 34.8224
❄ | heat_balance | cooling_demand | cooled | annual |  |  | QC_c | 3 | Kühlbedarf (KB) | kWh/m²NGFgekühlta | 6.8829
🧱 | heat_balance | heat_loss | cooled | annual | hull | wall | QT_wall_c | 3 | Transmission AW | kWh/m²NGFgekühlta | 8.854
🧱 | heat_balance | heat_loss | cooled | annual | hull | roof | QT_roof_c | 3 | Transmission Dach | kWh/m²NGFgekühlta | 2.4615
🧱 | heat_balance | heat_loss | cooled | annual | hull | fundament | QT_ground_c | 3 | Transmission KD/EFB | kWh/m²NGFgekühlta | 4.7747
🧱 | heat_balance | heat_loss | cooled | annual | hull | windows | QT_window_c | 3 | Transmission Fenster | kWh/m²NGFgekühlta | 5.3348
🧱 | heat_balance | heat_loss | cooled | annual | hull |  | QT_psi_c | 3 | Transmission Wärmebrücken | kWh/m²NGFgekühlta | 2.1425
💨 | heat_balance | heat_loss | cooled | annual |  |  | QV_inf_c | 3 | Infiltration | kWh/m²NGFgekühlta | 15.2863
💨 | heat_balance | heat_loss | cooled | annual |  |  | QV_window_c | 3 | Lüftung Fenster | kWh/m²NGFgekühlta | 40.7635
💨 | heat_balance | heat_loss | cooled | annual |  |  | QV_mechvent_c | 3 | Mechanische Lüftung | kWh/m²NGFgekühlta | 0
🔀 | heat_balance | heat_recovery | cooled | annual |  |  | QV_heatrecovery_c | 3 | ML Wärmerückgewinnung | kWh/m²NGFgekühlta | 0
♨ | heat_balance | heating_demand | cooled | annual |  |  | QH_min_c | 3 | Heizwärmebedarf Statisch | kWh/m²NGFgekühlta | 34.8224
♨ | heat_balance | heating_demand | cooled | annual |  |  | QH_flex_c | 3 | Heizwärmebedarf Flexibel | kWh/m²NGFgekühlta | 0
❄ | heat_balance | cooling_demand | cooled | annual |  |  | QC_min_c | 3 | Kühlbedarf Statisch | kWh/m²NGFgekühlta | 6.8829
❄ | heat_balance | cooling_demand | cooled | annual |  |  | QC_flex_c | 3 | Kühlbedarf Flexibel | kWh/m²NGFgekühlta | 0
F | heat_balance |  | cooled | annual |  |  | QC_flexanteil | 3 | Flexibilitätsanteil | ratio | 0%
F | heat_balance |  | cooled | annual |  |  | QH_flexanteil_c | 3 | Flexibilitätsanteil | ratio | 0%
| comfort | temperature | uncooled | winter |  |  | Tu_avg_winter | 3 | Mitteltemperatur ungekühlt | °C | #N/A
| comfort | temperature | cooled | winter |  |  | Tc_avg_winter | 3 | Mitteltemperatur gekühlt | °C | 21.1895
| comfort | temperature | uncooled | summer |  |  | Tu_avg_summer | 3 | Mitteltemperatur ungekühlt | °C | #N/A
| comfort | temperature | cooled | summer |  |  | Tc_avg_summer | 3 | Mitteltemperatur gekühlt | °C | 24.477
| comfort | temperature_difference | uncooled | winter |  |  | dTu_winter | 3 | Mittlere Temperaturüberschreitung ungekühlt | K | #N/A
| comfort | temperature_difference | cooled | winter |  |  | dTc_winter | 3 | Mittlere Temperaturüberschreitung gekühlt | K | 0.1895
| comfort | temperature_difference | uncooled | summer |  |  | dTu_summer | 3 | Mittlere Temperaturunterschreitung ungekühlt | °C | #N/A
| comfort | temperature_difference | cooled | summer |  |  | dTc_summer | 3 | Mittlere Temperaturunterschreitung gekühlt | °C | 1.523
3
3
| final_energy_balance | user_electricity | district | annual |  |  | EUI_plugAuxLight | 3 | Nutzerstrom, Beleuchtung und Allgemeinstrom | kWh/m²NGFa | 22.2806
| electricity_end_use | plugloads | district | annual |  |  | EUI_plugloads | 3 | Nutzerstrom | kWh/m²NGFa | 20.5286
| electricity_end_use | aux_el_demand | district | annual |  |  | EUI_auxiliary | 3 | Allgemeinstrom | kWh/m²NGFa | 1.752
| electricity_end_use | lighting | district | annual |  |  | EUI_lighting | 3 | Beleuchtung | kWh/m²NGFa | 0
☑ | electricity_end_use | test | district |  |  |  | test_EUI_balance | 3 | Nutzerstrom Bilanz | TRUE | 2.9488e-13
| final_energy_balance | heating_demand | district | annual |  |  | EUIh_el | 3 | Heizen | kWh/m²NGFa | 7.3792
| electricity_end_use | heating_aux | district | annual |  |  | EUIh_el_aux | 3 | Heizen Hilfsstrom | kWh/m²NGFa | 0.73127
3
| final_energy_balance | cooling_demand | district | annual |  |  | EUIc_el | 3 | Kühlen | kWh/m²NGFa | 1.403
| electricity_end_use | cooling_aux | district |  |  |  | EUIc_el_aux | 3 | Kühlen Hilfsstrom | kWh/m²NGFa | 0.13904
3
| final_energy_balance | dhw_demand |  |  |  |  | EUIdhw_el | 3 | Warmwasser | kWh/m²NGFa | 4.4157
| final_energy_balance | vent_el_demand |  |  |  |  | EUIv_el | 3 | Lüftung | kWh/m²NGFa | 0
| final_energy_balance | dhw_demand |  |  |  |  | EUIdhwdirect_el | 3 | WW E-Stab | kWh/m²NGFa | 0
| final_energy_balance | battery_charge |  |  |  |  | Batt_total_charge_input | 3 | e-Speicher Beladung | kWh/m²NGFa | 0
| final_energy_balance | ev_local_charge |  |  |  |  | EUIev_el | 3 | EV Quartiersladung | kWh/m²NGFa | 6.3712
O | electricity_end_use | total |  |  |  |  | EUI_el_total | 3 | Quartier | kWh/m²NGFa | 41.8497
🌞 | electricity_dispatch | PV_use |  | static |  |  | PV_total | 3 | PV Ertrag | kWh/m²NGFa | 44.0074
🌞 | electricity_dispatch | PV_use |  | static | energy_use | user_electricity | PV_to_plugloads | 3 | PV → Nutzerstrom | kWh/m²NGFa | 10.8539
🌞 | electricity_dispatch | PV_use |  | static | energy_use | heating_demand | PV_to_Eh_min | 3 | PV → Heizung | kWh/m²NGFa | 0.88793
🌞 | electricity_dispatch | PV_use |  | static | energy_use | cooling_demand | PV_to_Ec_min | 3 | PV → Kühlung | kWh/m²NGFa | 0.95117
🌞 | electricity_dispatch | PV_use |  | static | energy_use | dhw_demand | PV_to_Edhw_min | 3 | PV → Warmwasser | kWh/m²NGFa | 2.0171
🌞 | electricity_dispatch | PV_use |  | static | energy_use | vent_el_demand | PV_to_Ev_min | 3 | PV → Lüftung | kWh/m²NGFa | 0
🌞 | electricity_dispatch | PV_use |  | static | energy_use | ev_local_charge | PV_to_Eev_min | 3 | PV → E-Car Mindestladung | kWh/m²NGFa | 1.7516
🌞 | final_energy_balance | PV_use |  | static | energy_use |  | PV_total_direct | 3 | PV → Direktnutzung | kWh/m²NGFa | 16.4617
🌞 | electricity_dispatch | PV_use |  | flexible | energy_use | heating_demand | PV_to_Eh_flex | 3 | PV → Heizung Speicherladung | kWh/m²NGFa | 0
🌞 | electricity_dispatch | PV_use |  | flexible | energy_use | cooling_demand | PV_to_Ec_flex | 3 | PV → Kühlung Speicherladung | kWh/m²NGFa | 0
🌞 | electricity_dispatch | PV_use |  | flexible | energy_use | dhw_demand | PV_to_Edhw | 3 | PV → Warmwasser Speicherladung | kWh/m²NGFa | 0
🌞 | electricity_dispatch | PV_use |  | flexible | energy_use |  | PV_to_Edhw_direct | 3 | PV → Warmwasser Direktelektrisch | kWh/m²NGFa | 0
🌞 | electricity_dispatch | PV_use |  | flexible | energy_use | battery_charge | PV_to_Batt | 3 | PV → Batterie | kWh/m²NGFa | 0
🌞 | electricity_dispatch | PV_use |  | flexible | energy_use | ev_local_charge | PV_to_Eev_flex | 3 | PV → E-Car Speicherung | kWh/m²NGFa | 0
🌞 | final_energy_balance | PV_use |  | flexible | energy_use |  | PV_total_flex | 3 | PV → Direktnutzung | kWh/m²NGFa | 0
🌞 | final_energy_balance | PV_use |  |  |  |  | PV_to_Egrid | 3 | PV Netzeinspeisung | kWh/m²NGFa | 27.5457
🔋 | electricity_dispatch | battery_use |  | flexible | energy_use | user_electricity | Batt_to_plugloads | 3 | Batterie → Nutzerstrom | kWh/m²NGFa | 0
| electricity_dispatch | battery_use |  | flexible |  |  | Batt_to_HVAC | 3 | Batterie → HKLS | kWh/m²NGFa | 0
🔋 | electricity_dispatch | battery_use |  | flexible | energy_use | heating_demand | Batt_to_Eh_min | 3 | Batterie → Heizung | kWh/m²NGFa | 0
🔋 | electricity_dispatch | battery_use |  | flexible | energy_use | cooling_demand | Batt_to_Ec_min | 3 | Batterie → Kühlung | kWh/m²NGFa | 0
🔋 | electricity_dispatch | battery_use |  | flexible | energy_use | dhw_demand | Batt_to_Edhw_min | 3 | Batterie → Warmwasser | kWh/m²NGFa | 0
🔋 | electricity_dispatch | battery_use |  | flexible | energy_use | vent_el_demand | Batt_to_Ev_min | 3 | Batterie → Lüftung | kWh/m²NGFa | 0
🔋 | electricity_dispatch | battery_use |  | flexible | energy_use | ev_local_charge | Batt_to_Eev_min | 3 | Batterie → E-Car Mindestladung | kWh/m²NGFa | 0
| electricity_dispatch | battery_use |  | flexible |  |  | Batt_charging_losses | 3 | Batterie → Direktnutzung | kWh/m²NGFa | 0
🔋 | electricity_dispatch | battery_use |  | flexible | energy_use |  |  | 3 | Batterie Entnahme | kWh/m²NGFa | 0
🔋 | electricity_dispatch | flexible_grid_use |  | flexible | energy_use | user_electricity | VRGrid_to_plugloads | 3 | Flexibler Netzstrom → Nutzerstrom | kWh/m²NGFa | 0
🔋 | electricity_dispatch | flexible_grid_use |  | flexible | energy_use | heating_demand | VRGrid_to_Eh_min | 3 | Flexibler Netzstrom → Heizung | kWh/m²NGFa | 0
🔋 | electricity_dispatch | flexible_grid_use |  | flexible | energy_use | cooling_demand | VRGrid_to_Ec_min | 3 | Flexibler Netzstrom → Kühlung | kWh/m²NGFa | 0
🔋 | electricity_dispatch | flexible_grid_use |  | flexible | energy_use | dhw_demand | VRGrid_to_Edhw_min | 3 | Flexibler Netzstrom → Warmwasser | kWh/m²NGFa | 0
🔋 | electricity_dispatch | flexible_grid_use |  | flexible | energy_use | vent_el_demand | VRGrid_to_Ev_min | 3 | Flexibler Netzstrom → Lüftung | kWh/m²NGFa | 0
🔋 | electricity_dispatch | flexible_grid_use |  | flexible | energy_use | ev_local_charge | VRGrid_to_Eev_min | 3 | Flexibler Netzstrom → E-Car Mindestladung | kWh/m²NGFa | 0
🔋 | final_energy_balance | flexible_grid_use | district | flexible |  |  | VRGrid_to_min | 3 | Flexibler Netzstrom Direktnutzung | kWh/m²NGFa | 0
☑ | flexible_grid_use | test | district |  |  |  |  | 3 | Flexibler Netzstrom vollständig | TRUE | 0
🔋 | electricity_dispatch | flexible_grid_use |  | flexible | energy_use | heating_demand | VRGrid_to_Eh_flex | 3 | Flexibler Netzstrom → Heizung Speicherladung | kWh/m²NGFa | 0
🔋 | electricity_dispatch | flexible_grid_use |  | flexible | energy_use | cooling_demand | VRGrid_to_Ec_flex | 3 | Flexibler Netzstrom → Kühlung Speicherladung | kWh/m²NGFa | 0
🔋 | electricity_dispatch | flexible_grid_use |  | flexible | energy_use | dhw_demand | VRGrid_to_Edhw_flex | 3 | Flexibler Netzstrom → Warmwasser Speicherladung | kWh/m²NGFa | 0
🔋 | electricity_dispatch | flexible_grid_use |  | flexible | energy_use | vent_el_demand | VRGrid_to_Batt | 3 | Flexibler Netzstrom → Batterie | kWh/m²NGFa | 0
🔋 | electricity_dispatch | flexible_grid_use |  | flexible | energy_use | ev_local_charge | VRGrid_to_Eev_flex | 3 | Flexibler Netzstrom → E-Car Speicherung | kWh/m²NGFa | 0
🔋 | final_energy_balance | flexible_grid_use | district | flexible |  |  | VRGrid_to_flex | 3 | Flexibler Netzstrom Speicherung | kWh/m²NGFa | 0
☑ | flexible_grid_use | test | district |  |  |  |  | 3 | Flexibler Netzstrom vollständig | TRUE | 0
🔋 | electricity_dispatch | flexible_grid_use |  | flexible |  |  | VRGrid_to_building | 3 | Flexible Deckung → Gebäude | kWh/m²NGFa | 0
☑ | flexible_grid_use | test | district |  |  |  |  | 3 | Flexible Deckung Gebäude + MIV = Quartier | TRUE | 0
🚗 | electricity_dispatch | ev2b_use |  | static | energy_use | user_electricity | Eev_to_plugloads | 3 | E-Car Entladung → Nutzerstrom | kWh/m²NGFa | 0
| electricity_dispatch | ev2b_use |  | static |  |  | Eev_to_HVAC | 3 | E-Car Entladung → HKLS | kWh/m²NGFa | 0
🚗 | electricity_dispatch | ev2b_use |  | static | energy_use | heating_demand | Eev_to_Eh_min | 3 | E-Car Entladung → Heizung | kWh/m²NGFa | 0
🚗 | electricity_dispatch | ev2b_use |  | static | energy_use | cooling_demand | Eev_to_Ec_min | 3 | E-Car Entladung → Kühlung | kWh/m²NGFa | 0
🚗 | electricity_dispatch | ev2b_use |  | static | energy_use | dhw_demand | Eev_to_Edhw_min | 3 | E-Car Entladung → Warmwasser | kWh/m²NGFa | 0
🚗 | electricity_dispatch | ev2b_use |  | static | energy_use | vent_el_demand | Eev_to_Ev_min | 3 | E-Car Entladung → Lüftung | kWh/m²NGFa | 0
🚗 | electricity_dispatch | ev2b_use |  | static |  |  | Eev_discharge_loss | 3 | E-Car Entladeverluste | kWh/m²NGFa | 0
🚗 | final_energy_balance | ev2b_use |  | static |  |  | Eev_to_district | 3 | E-Car Entladung | kWh/m²NGFa | 0
🔌 | electricity_dispatch | grid_use |  | static | energy_use | user_electricity | Grid_to_plugloads | 3 | Netzstrom → Nutzerstrom | kWh/m²NGFa | 11.4267
🔌 | electricity_dispatch | grid_use |  | static | energy_use | heating_demand | Grid_to_Eh_min | 3 | Netzstrom → Heizung | kWh/m²NGFa | 6.4912
🔌 | electricity_dispatch | grid_use |  | static | energy_use | cooling_demand | Grid_to_Ec_min | 3 | Netzstrom → Kühlung | kWh/m²NGFa | 0.45182
🔌 | electricity_dispatch | grid_use |  | static | energy_use | dhw_demand | Grid_to_Edhw_min | 3 | Netzstrom → Warmwasser | kWh/m²NGFa | 2.3986
🔌 | electricity_dispatch | grid_use |  | static | energy_use | vent_el_demand | Grid_to_Ev_min | 3 | Netzstrom → Lüftung | kWh/m²NGFa | 0
🔌 | electricity_dispatch | grid_use |  | static |  |  | Grid_to_building_min | 3 | Netzstrom → Gebäude | kWh/m²NGFa | 20.7684
🔌 | electricity_dispatch | grid_use |  | static | energy_use | ev_local_charge | Grid_to_Eev_min | 3 | Netzstrom → E-Car Mindestladung | kWh/m²NGFa | 4.6197
🔌 | electricity_dispatch | grid_use |  | static |  |  | Grid_to_min | 3 | Netzstrom → Quartier | kWh/m²NGFa | 25.3881
☑ | electricity_dispatch | test | district |  |  |  |  | 3 | Netzstrombilanz Gebäude + MIV = Insgesamt | TRUE | -1.5987e-13
☑ | electricity_dispatch | test | district |  |  |  |  | 3 | Netzstrombilanz | TRUE | -9.9476e-14
🔌 | final_energy_balance | ev_charge_ext | external |  |  |  | Eev_ext_charge | 3 | E-Car Ladung Außerhalb des Quartiers | kWh/m²NGFa | 4.0238
| energy_dispatch | district_heating_use |  | static | energy_use | heating_demand | EUIh_district_heating | 3 | Fernwärme Heizung | kWh/m²NGFa | 0
| energy_dispatch | district_heating_use |  | static | energy_use | dhw_demand | EUIdhw_district_heating | 3 | Fernwärme Warmwasser | kWh/m²NGFa | 0
| energy_dispatch | district_heating_use | district | static |  |  | EUI_district_heating | 3 | HEB Fernwärme | kWh/m²NGFa | 0
| energy_dispatch | natural_gas_use |  | static | energy_use | heating_demand | EUIh_natural_gas | 3 | Gas Heizung | kWh/m²NGFa | 0
| energy_dispatch | natural_gas_use |  | static | energy_use | dhw_demand | EUIdhw_natural_gas | 3 | Gas Warmwasser | kWh/m²NGFa | 0
| energy_dispatch | natural_gas_use | district | static |  |  | EUI_natural_gas | 3 | HEB Gas | kWh/m²NGFa | 0
| energy_dispatch | biomass_use |  | static | energy_use | heating_demand | EUIh_biomass | 3 | Biomasse Heizung | kWh/m²NGFa | 0
| energy_dispatch | biomass_use |  | static | energy_use | dhw_demand | EUIdhw_biomass | 3 | Biomasse Warmwasser | kWh/m²NGFa | 0
| energy_dispatch | biomass_use | district | static |  |  | EUI_biomass | 3 | HEB Biomasse | kWh/m²NGFa | 0
| energy_dispatch | other_use |  | static | energy_use | heating_demand | EUIh_other | 3 | Sonstige Heizung | kWh/m²NGFa | 0
| energy_dispatch | other_use |  | static | energy_use | cooling_demand | EUIc_other | 3 | Sonstige Kühlung | kWh/m²NGFa | 0
| energy_dispatch | other_use |  | static | energy_use | dhw_demand | EUIdhw_other | 3 | Sonstige Warmwasser | kWh/m²NGFa | 0
| energy_dispatch | other_use | district | static |  |  | EUI_other | 3 | HEB Sonstige Energieträger | kWh/m²NGFa | 0
| energy_dispatch | fossile_use |  | static |  |  | EUI_mob_fossil | 3 | MIV Fossil | kWh/m²NGFa | 9.8134
| energy_dispatch | [6 empty] | 3 | Abwärme
3
| final_energy |  | Elektrisch | Quartier |  |  | Grid_total_flexandnotflex | 3 | Netzstrom insg. (Flexibel und Inflexibel) | kWh/m²NGFa | 25.3881
[8 empty] | 3 | EV Beladung im Quartier | kWhPEges./m²NGFa | 8.5091
[8 empty] | 3 | EV Beladung Netzäquivalent | kWhPEges./m²NGFa | 11.4278
[8 empty] | 3 | EV Beladung Netzsubstitution | kWhPEges./m²NGFa | 2.9187
[8 empty] | 3 | EV Own Travels |  | 9.6979
3
| primary_energy_balance | PE-Bilanz |  |  |  |  | context_factor_density | 3 | Kontextfaktor bauliche Dichte | kWhPEges./m²NGFa | 22.6203
| primary_energy_balance | PE-Bilanz |  |  |  |  | context_factor_mobility | 3 | Kontextfaktor Mobilität | kWhPEges./m²NGFa | 14.1077
| primary_energy_balance | PE-Bilanz |  |  |  |  | context_factor_renovation | 3 | Kontextfaktor Sanierung | kWhPEges./m²NGFa | 15
| primary_energy_balance | demand |  | annual |  |  | PEI_virtual_demand | 3 | PE-Bedarf (inkl. Kontextfaktoren) | kWhPEges./m²NGFa | 86.3154
| primary_energy_balance | demand |  | annual | operation |  | PEI_demand | 3 | Betriebsenergie | kWhPEges./m²NGFa | 64.8414
| primary_energy_balance | demand |  | annual | plugloads | electricity | PEI_el_plugloads | 3 | Nutzerstrom | kWhPEges./m²NGFa | 39.7856
| primary_energy_balance | demand |  | annual | hvac | electricity | PEI_el_hvac | 3 | HKLS Strom | kWhPEges./m²NGFa | 25.0559
| primary_energy_balance | demand |  | annual | hvac | district_heating | PEI_district_heating | 3 | HKLS Fernwärme | kWhPEges./m²NGFa | 0
| primary_energy_balance | demand |  | annual | hvac | natural_gas | PEI_natural_gas | 3 | HKLS Erdgas | kWhPEges./m²NGFa | 0
| primary_energy_balance | demand |  | annual | hvac | biomass | PEI_biomass | 3 | HKLS Biomasse | kWhPEges./m²NGFa | 0
| primary_energy_balance | demand |  | annual | hvac | other | PEI_other | 3 | HKLS Sonstige | kWhPEges./m²NGFa | 0
| primary_energy_balance | demand |  | annual | mobility |  | PEI_mob_total | 3 | Mobilität (MIV) | kWhPEges./m²NGFa | 21.474
| primary_energy_balance | demand |  | annual | mobility | fossile | PEI_mob_fossile | 3 | MIV Fossil | kWhPEges./m²NGFa | 11.7761
| primary_energy_balance | demand |  | annual | mobility | electricity | PEI_mob_el | 3 | MIV Elektrisch | kWhPEges./m²NGFa | 9.6979
| primary_energy_balance | demand |  | annual | storage |  | PEI_storage_losses | 3 | Speicher-Verluste | kWhPEges./m²NGFa | 0
| primary_energy_balance | supply |  | annual | context_factor | density | PEI_cf_density_neg | 3 | Kontext bauliche Dichte negativ | kWhPEges./m²NGFa | 0
| primary_energy_balance | demand |  | annual |  |  | PEI_virtual_supply | 3 | PE-Deckung (inkl. Kontextfaktoren) | kWhPEges./m²NGFa | 123.3272
| primary_energy_balance | supply |  | annual | context_factor | density | PEI_cf_density_pos | 3 | Kontext bauliche Dichte positiv | kWhPEges./m²NGFa | 22.6203
| primary_energy_balance | supply |  | annual | context_factor | mobility | PEI_cf_mobility | 3 | Kontext Mobilität | kWhPEges./m²NGFa | 14.1077
| primary_energy_balance | supply |  | annual | context_factor | renovation | PEI_cf_renovation | 3 | Kontext Sanierung | kWhPEges./m²NGFa | 15
| primary_energy_balance | supply |  | annual |  |  | PEI_sub_PV | 3 | Lokale Erneuerbare (Netzstrom Substitutionsäquivalent) | kWhPEges./m²NGFa | 71.5992
| primary_energy_balance | supply |  | annual |  |  | PEI_sub_flex | 3 | Energieflexibilität (Netzstrom Substitutionsäquivalent) | kWhPEges./m²NGFa | 0
| primary_energy_balance | balance |  | annual |  |  | PEI_balance | 3 | PE-Bilanz Netzäquivalent | kWhPEges./m²NGFa | 37.0119
☑ | primary_energy_balance | test | district |  |  |  | PEI_virtual_balance_test | 3 | PE-Bilanz Summe = Virtuelle Deckung - Virtueller Bedarf | TRUE | 0
| pe_import_export_balance |  | import |  |  |  | PEI_grid_import | 3 | Netzbezug | kWhPEges./m²NGFa | 48.3153
| pe_import_export_balance |  | import |  |  |  | PEI_flex_import | 3 | Flexibler Bezug | kWhPEges./m²NGFa | 0
| pe_import_export_balance |  | import |  |  |  | PEI_evExtCharge_import | 3 | EV Externe Beladung | kWhPEges./m²NGFa | 7.218
| pe_import_export_balance |  | import |  |  |  | PEI_import | 3 | Primärenergie-Import | kWhPEges./m²NGFa | 67.3095
| pe_import_export_balance |  | export |  |  |  | PEI_pv_export | 3 | PV Netzeinspeisung PE | kWhPEges./m²NGFa | 43.6453
| pe_import_export_balance |  | export |  |  |  | PEI_evOtherTravel_export | 3 | EV Other Travels |  | 8.9521
| pe_import_export_balance |  | export |  |  |  | PEI_export | 3 | Primärenergie-Export | kWhPEges./m²NGFa | 52.5973
| pe_import_export_balance | [5 empty] | PEI_saldo_project | 3 | PE-IE-Bilanz Projektwert | kWhPEges./m²NGFa | -14.7121
| pe_import_export_balance | [5 empty] | PEI_saldo_target | 3 | PE-IE-Bilanz Zielwert | kWhPEges./m²NGFa | -51.7281
| pe_import_export_balance | [5 empty] | PEI_importExport_balance | 3 | importExport Saldo Projektwert - Zielwert | kWhPEges./m²NGFa | 37.0159
☑ | primary_energy_balance | test | district |  |  |  | PEI_importexport_balance_test | 3 | PE-Bilanz Virtuell = Import/Export | TRUE | -0.0040816
[7 empty] | fPE_grid | 3 | PE Faktor Netzstrom Statistisch |  | 1.7938
[7 empty] | fPE_eff | 3 | PE Faktor Netzstrom Effektiv |  | 1.8881
☁ | GWP | embodied_emissions | district | 2025-2075 | component |  | GWP_ee_wall |  | THG LZ Außenwand | GWP 100A (kgCO2equiv/m²BGF) | 21.2272
☁ | GWP | embodied_emissions | district | 2025-2075 | component |  | GWP_ee_roof_flat |  | THG LZ Flachdach | GWP 100A (kgCO2equiv/m²BGF) | 26.1815
☁ | GWP | embodied_emissions | district | 2025-2075 | component |  | GWP_ee_roof_pitched |  | THG LZ Steildach | GWP 100A (kgCO2equiv/m²BGF) | 0
☁ | GWP | embodied_emissions | district | 2025-2075 | component |  | GWP_ee_floor |  | THG LZ Erdb. Fußboden beheizt | GWP 100A (kgCO2equiv/m²BGF) | -0.073292
☁ | GWP | embodied_emissions | district | 2025-2075 | component |  | GWP_ee_ceiling |  | THG LZ Geschossdecke | GWP 100A (kgCO2equiv/m²BGF) | 0
☁ | GWP | embodied_emissions | district | 2025-2075 | component |  | GWP_ee_terrace |  | THG LZ Terasse | GWP 100A (kgCO2equiv/m²BGF) | 0
☁ | GWP | embodied_emissions | district | 2025-2075 | component |  | GWP_ee_basement_ceiling |  | THG LZ Kellerdecke | GWP 100A (kgCO2equiv/m²BGF) | 5.7102
☁ | GWP | embodied_emissions | district | 2025-2075 | component |  | GWP_ee_fundament |  | THG LZ Bodenplatte | GWP 100A (kgCO2equiv/m²BGF) | 0
☁ | GWP | embodied_emissions | district | 2025-2075 | component |  | GWP_ee_ceil_to_air |  | THG LZ Außendecke gg. Außenluft | GWP 100A (kgCO2equiv/m²BGF) | 0
☁ | GWP | embodied_emissions | district | 2025-2075 | component |  | GWP_ee_wall_earth_contacted |  | THG LZ Erdb. Wand beheizt | GWP 100A (kgCO2equiv/m²BGF) | 0
☁ | GWP | embodied_emissions | district | 2025-2075 | component |  | GWP_ee_internal_wall_load |  | THG LZ Innenwand tragend | GWP 100A (kgCO2equiv/m²BGF) | 0
☁ | GWP | embodied_emissions | district | 2025-2075 | component |  | GWP_ee_internal_wall_nonload |  | THG LZ Innenwand nicht tragend | GWP 100A (kgCO2equiv/m²BGF) | 0
☁ | GWP | embodied_emissions | district | 2025-2075 | component |  | GWP_ee_ceiling_topfloor |  | THG LZ Oberste Geschoßdecke | GWP 100A (kgCO2equiv/m²BGF) | 0
☁ | GWP | embodied_emissions | district | 2025-2075 | component |  | GWP_ee_wall_ec_unheated |  | THG LZ Erdb. Wand Keller | GWP 100A (kgCO2equiv/m²BGF) | 0
☁ | GWP | embodied_emissions | district | 2025-2075 | component |  | GWP_ee_basement_floor_unheated |  | THG LZ Erdb. Fußboden unbeheizt | GWP 100A (kgCO2equiv/m²BGF) | 0
☁ | GWP | embodied_emissions | district | 2025-2075 | component |  | GWP_ee_columns |  | THG LZ Stützen | GWP 100A (kgCO2equiv/m²BGF) | 0
☁ | GWP | embodied_emissions | district | 2025-2075 | component |  | GWP_ee_internal_wall_unheated |  | THG LZ Innenwand unbeheizt | GWP 100A (kgCO2equiv/m²BGF) | 0
☁ | GWP | embodied_emissions | district | 2025-2075 | component |  | GWP_ee_unheated_horizontal |  | THG LZ Zwischendecke unbeheizt / Keller / TG | GWP 100A (kgCO2equiv/m²BGF) | 0
☁ | GWP | embodied_emissions | district | 2025-2075 | component |  | GWP_ee_balconies |  | THG LZ Balkone | GWP 100A (kgCO2equiv/m²BGF) | 0
☁ | GWP | embodied_emissions | district | 2025-2075 | component |  | GWP_ee_windowframe |  | THG LZ Fensterrahmen | GWP 100A (kgCO2equiv/m²BGF) | 0
☁ | GWP | embodied_emissions | district | 2025-2075 | component |  | GWP_ee_windowglazing |  | THG LZ Fensterglas | GWP 100A (kgCO2equiv/m²BGF) | 0
☁ | GWP | embodied_emissions | district | 2025-2075 | component |  | GWP_ee_garage_horizontal |  | THG LZ Garage Decken | GWP 100A (kgCO2equiv/m²BGF) | 0
☁ | GWP | embodied_emissions | district | 2025-2075 | component |  | GWP_ee_garage_columns |  | THG LZ Garage Stützen | GWP 100A (kgCO2equiv/m²BGF) | 0
☁ | GWP | embodied_emissions | district | 2025-2075 | component |  | GWP_ee_other_1 |  | THG LZ Sonstige 2 | GWP 100A (kgCO2equiv/m²BGF) | 0
☁ | GWP | embodied_emissions | district | 2025-2075 | component |  | GWP_ee_other_2 |  | THG LZ Sonstige 2 | GWP 100A (kgCO2equiv/m²BGF) | 0
☁ | GWP | embodied_emissions | district | 2025-2075 | component |  | GWP_ee_other_3 |  | THG LZ Sonstige 3 | GWP 100A (kgCO2equiv/m²BGF) | 0
☁ | GWP | embodied_emissions | district | 2025-2075 | component |  | GWP_ee_PV |  | THG LZ PV-Anlage | GWP 100A (kgCO2equiv/m²BGF) | 0
☁ | GWP | embodied_emissions | district | 2025-2075 | component |  | GWP_ee_boreholes |  | THG LZ Erdwärmesonden | GWP 100A (kgCO2equiv/m²BGF) | 0
☁ | GWP | embodied_emissions | district | 2025-2075 | component |  | GWP_ee_ahu_1 |  | THG LZ Lüftungsanlage 1 | GWP 100A (kgCO2equiv/m²BGF) | 0
☁ | GWP | embodied_emissions | district | 2025-2075 | component |  | GWP_ee_ahu_2 |  | THG LZ Lüftungsanlage 2 | GWP 100A (kgCO2equiv/m²BGF) | 0
☁ | GWP | embodied_emissions | district | 2025-2075 | component |  | GWP_ee_buffer_storage |  | THG LZ Pufferspeicher | GWP 100A (kgCO2equiv/m²BGF) | 0
☁ | GWP | embodied_emissions | district | 2025-2075 | component |  | GWP_ee_BESS |  | THG LZ E-Batterie | GWP 100A (kgCO2equiv/m²BGF) | 0
☁ | GWP | embodied_emissions | district | 2025-2075 | component |  | GWP_ee_energy_1 |  | THG LZ Energiesystem 1 | GWP 100A (kgCO2equiv/m²BGF) | 0
☁ | GWP | embodied_emissions | district | 2025-2075 | component |  | GWP_ee_energy_2 |  | THG LZ Energiesystem 2 | GWP 100A (kgCO2equiv/m²BGF) | 0
☁ | GWP | embodied_emissions | district | 2025-2075 | component |  | GWP_ee_solarthermal |  | THG LZ Solarthermie | GWP 100A (kgCO2equiv/m²BGF) | 0
☁ | GWP | embodied_emissions | district | 2025-2075 | component |  | GWP_ee_total_construction |  | THG Graue Energie LZ Baulich | GWP 100A (kgCO2equiv/m²BGF) | 53.0456
☁ | GWP | embodied_emissions | district | 2025-2075 | component |  | GWP_ee_total_TES |  | THG Graue Energie LZ TGA | GWP 100A (kgCO2equiv/m²BGF) | 0
☁ | GWP | embodied_emissions | district | 2025-2075 | component |  | GWP_ee_total |  | THG Graue Energie LZ | GWP 100A (kgCO2equiv/m²BGF) | 53.0456
☁ | GWP | embodied_emissions | district | 2025-2075 | component |  | GWP_ee_total_construction_fossil |  | THG Graue Energie LZ Baulich Fossil | GWP 100A (kgCO2equiv/m²BGF) | 53.2213
☁ | GWP | embodied_emissions | district | 2025-2075 | component |  | GWP_ee_total_TES_fossil |  | THG Graue Energie LZ TGA Fossil | GWP 100A (kgCO2equiv/m²BGF) | 0
☁ | GWP | embodied_emissions | district | 2025-2075 | component |  | GWP_ee_total_fossil |  | THG Graue Energie LZ Fossil | GWP 100A (kgCO2equiv/m²BGF) | 53.2213
☁ | GWP | embodied_emissions | district | 2025-2075 | component |  | GWP_ee_total_construction_biogenic |  | THG Graue Energie LZ Baulich Biogen | GWP 100A (kgCO2equiv/m²BGF) | -0.1757
☁ | GWP | embodied_emissions | district | 2025-2075 | component |  | GWP_ee_total_TES_biogenic |  | THG Graue Energie LZ TGA Biogen | GWP 100A (kgCO2equiv/m²BGF) | 0
☁ | GWP | embodied_emissions | district | 2025-2075 | component |  | GWP_ee_total_biogenic |  | THG Graue Energie LZ Biogen | GWP 100A (kgCO2equiv/m²BGF) | -0.1757
3
3
3
3
☁ | embodied_emissions | THG-Bilanz | Graue Emissionen |  |  |  | legacy_GWP_ee_walls_fossile | 3 | Bauteil Außenwand fossil | GWP 100A (kgCO2equiv/m²BGF) | 0
☁ | embodied_emissions | THG-Bilanz | Graue Emissionen |  |  |  | legacy_GWP_ee_walls_biogenic | 3 | Bauteil Außenwand biogen | GWP 100A (kgCO2equiv/m²BGF) | 0
☁ | embodied_emissions | THG-Bilanz | Graue Emissionen |  |  |  | legacy_GWP_life_walls | 3 | Bauteil Außenwand Lebensdauer | Jahre | 50
| embodied_emissions | [5 empty] | legacy_GWP_ee_lc_walls_fossil | 3 |  |  | 0
| embodied_emissions | [5 empty] | legacy_GWP_ee_lc_walls_biogenic | 3 |  |  | 0
☁ | embodied_emissions | THG-Bilanz | Graue Emissionen |  |  |  | legacy_GWP_ee_lc_walls | 3 | Bauteil Außenwand | GWP 100A (kgCO2equiv/m²BGF) | 0
☁ | embodied_emissions | THG-Bilanz | Graue Emissionen |  |  |  | legacy_GWP_ee_windows_fossile | 3 | Bauteil Fenster fossil | GWP 100A (kgCO2equiv/m²BGF) | 32.8931
☁ | embodied_emissions | THG-Bilanz | Graue Emissionen |  |  |  | legacy_GWP_ee_windows_bigenic | 3 | Bauteil Fenster biogen | GWP 100A (kgCO2equiv/m²BGF) | 0
☁ | embodied_emissions | THG-Bilanz | Graue Emissionen |  |  |  | legacy_GWP_life_windows | 3 | Bauteil Fenster Lebensdauer | Jahre | 50
| embodied_emissions | [5 empty] | legacy_GWP_ee_lc_windows_fossile | 3 |  |  | 32.8931
| embodied_emissions | [5 empty] | legacy_GWP_ee_lc_windows_biogenic | 3 |  |  | 0
☁ | embodied_emissions | THG-Bilanz | Graue Emissionen |  |  |  | legacy_GWP_ee_lc_windows | 3 | Bauteil Fenster | GWP 100A (kgCO2equiv/m²BGF) | 32.8931
☁ | embodied_emissions | THG-Bilanz | Graue Emissionen |  |  |  | legacy_GWP_ee_roof_fossile | 3 | Bauteil Dach fossil | GWP 100A (kgCO2equiv/m²BGF) | 23.5841
☁ | embodied_emissions | THG-Bilanz | Graue Emissionen |  |  |  | legacy_GWP_ee_roof_biogenic | 3 | Bauteil Dach biogen | GWP 100A (kgCO2equiv/m²BGF) | -0.016549
☁ | embodied_emissions | THG-Bilanz | Graue Emissionen |  |  |  | legacy_GWP_life_roof | 3 | Bauteil Dach Lebensdauer | Jahre | 50
| embodied_emissions | [5 empty] | legacy_GWP_ee_lc_roof_fossile | 3 |  |  | 23.5841
| embodied_emissions | [5 empty] | legacy_GWP_ee_lc_roof_biogenic | 3 |  |  | -0.016549
☁ | embodied_emissions | THG-Bilanz | Graue Emissionen |  |  |  | legacy_GWP_ee_lc_roof | 3 | Bauteil Dach | GWP 100A (kgCO2equiv/m²BGF) | 23.5676
☁ | embodied_emissions | THG-Bilanz | Graue Emissionen |  |  |  | legacy_GWP_ee_ground_fossile | 3 | Bauteil Decke gegen Erdreich / Keller fossil | GWP 100A (kgCO2equiv/m²BGF) | 61.4439
☁ | embodied_emissions | THG-Bilanz | Graue Emissionen |  |  |  | legacy_GWP_ee_ground_biogenic | 3 | Bauteil Decke gegen Erdreich / Keller biogen | GWP 100A (kgCO2equiv/m²BGF) | 0
☁ | embodied_emissions | THG-Bilanz | Graue Emissionen |  |  |  | legacy_GWP_life_ground | 3 | Bauteil Decke gegen Erdreich / Keller Lebensdauer | Jahre | 50
| embodied_emissions | [5 empty] | legacy_GWP_ee_lc_ground_fossile | 3 |  |  | 61.4439
| embodied_emissions | [5 empty] | legacy_GWP_ee_lc_ground_biogenic | 3 |  |  | 0
☁ | embodied_emissions | THG-Bilanz | Graue Emissionen |  |  |  | legacy_GWP_ee_lc_ground | 3 | Bauteil Decke gegen Erdreich / Keller | GWP 100A (kgCO2equiv/m²BGF) | 61.4439
☁ | embodied_emissions | THG-Bilanz | Graue Emissionen |  |  |  | legacy_GWP_ee_ceilings_fossile | 3 | Bauteil Zwischengeschoßdecken fossil | GWP 100A (kgCO2equiv/m²BGF) | 0
☁ | embodied_emissions | THG-Bilanz | Graue Emissionen |  |  |  | legacy_GWP_ee_ceilings_biogenic | 3 | Bauteil Zwischengeschoßdecken biogen | GWP 100A (kgCO2equiv/m²BGF) | 0
☁ | embodied_emissions | THG-Bilanz | Graue Emissionen |  |  |  | legacy_GWP_life_ceilings | 3 | Bauteil Zwischengeschoßdecken Lebensdauer | Jahre | 27
| embodied_emissions | [5 empty] | legacy_GWP_ee_lc_ceilings_fossile | 3 |  |  | 0
| embodied_emissions | [5 empty] | legacy_GWP_ee_lc_ceilings_biogenic | 3 |  |  | 0
☁ | embodied_emissions | THG-Bilanz | Graue Emissionen |  |  |  | legacy_GWP_ee_lc_ceil | 3 | Bauteil Zwischengeschoßdecken | GWP 100A (kgCO2equiv/m²BGF) | 0
☁ | embodied_emissions | THG-Bilanz | Graue Emissionen |  |  |  | legacy_GWP_ee_general_fossile | 3 | Baulich Allgemein fossil | GWP 100A (kgCO2equiv/m²BGF) | 0
☁ | embodied_emissions | THG-Bilanz | Graue Emissionen |  |  |  | legacy_GWP_ee_general_bigonenic | 3 | Baulich Allgemein biogen | GWP 100A (kgCO2equiv/m²BGF) | 0
☁ | embodied_emissions | THG-Bilanz | Graue Emissionen |  |  |  | legacy_GWP_life_general | 3 | Baulich Allgemein Lebensdauer | Jahre | 27
| embodied_emissions | [5 empty] | legacy_GWP_ee_lc_general_fossile | 3 |  |  | 0
| embodied_emissions | [5 empty] | legacy_GWP_ee_lc_general_biogenic | 3 |  |  | 0
☁ | embodied_emissions | THG-Bilanz | Graue Emissionen |  |  |  | legacy_GWP_ee_lc_general | 3 | Baulich Allgemein | GWP 100A (kgCO2equiv/m²BGF) | 0
☁ | embodied_emissions | THG-Bilanz | Graue Emissionen |  |  |  | legacy_GWP_ee_other_fossile | 3 | Baulich Andere fossil | GWP 100A (kgCO2equiv/m²BGF) | 0
☁ | embodied_emissions | THG-Bilanz | Graue Emissionen |  |  |  | legacy_GWP_ee_other_biogenic | 3 | Baulich Andere biogen | GWP 100A (kgCO2equiv/m²BGF) | 0
☁ | embodied_emissions | THG-Bilanz | Graue Emissionen |  |  |  | legacy_GWP_life_other | 3 | Baulich Andere Lebensdauer | Jahre | 27
| embodied_emissions | [5 empty] | legacy_GWP_ee_lc_other_fossile | 3 |  |  | 0
| embodied_emissions | [5 empty] | legacy_GWP_ee_lc_other_biogenic | 3 |  |  | 0
☁ | embodied_emissions | THG-Bilanz | Graue Emissionen |  |  |  | legacy_GWP_ee_lc_other | 3 | Baulich Sammel-Maßnahmen | GWP 100A (kgCO2equiv/m²BGF) | 0
☁ | embodied_emissions | THG-Bilanz | Graue Emissionen |  |  |  | legacy_GWP_ee_direct_fossile | 3 | Baulich Direkteingabe fossil | GWP 100A (kgCO2equiv/m²BGF) | 0
☁ | embodied_emissions | THG-Bilanz | Graue Emissionen |  |  |  | legacy_GWP_ee_direct_biogenic | 3 | Baulich Direkteingabe biogen | GWP 100A (kgCO2equiv/m²BGF) | 0
☁ | embodied_emissions | THG-Bilanz | Graue Emissionen |  |  |  | legacy_GWP_life_direct | 3 | Baulich Direkteingabe Lebensdauer | Jahre | 50
| embodied_emissions | [5 empty] | legacy_GWP_ee_lc_direct_fossile | 3 |  |  | 0
| embodied_emissions | [5 empty] | legacy_GWP_ee_lc_direct_biogenic | 3 |  |  | 0
☁ | embodied_emissions | THG-Bilanz | Graue Emissionen |  |  |  | legacy_GWP_ee_lc_direct | 3 | Baulich Direkteingabe | GWP 100A (kgCO2equiv/m²BGF) | 0
☁ | embodied_emissions | THG-Bilanz | Graue Emissionen |  |  |  | legacy_GWP_ee_con_build | 3 | Baulich Errichtung | GWP 100A (kgCO2equiv/m²BGF) | 117.9047
☁ | embodied_emissions | THG-Bilanz | Graue Emissionen |  |  |  | legacy_GWP_ee_rep_build | 3 | Baulich Instandsetzung | GWP 100A (kgCO2equiv/m²BGF) | 0
| embodied_emissions | [5 empty] | legacy_GWP_ee_lc_fossil | 3 | Baulich Fossil | GWP 100A (kgCO2equiv/m²BGF) | 117.9212
| embodied_emissions | [5 empty] | legacy_GWP_ee_lc_biogenic | 3 | Baulich Biogen | GWP 100A (kgCO2equiv/m²BGF) | -0.016549
☁ | embodied_emissions | THG-Bilanz | Graue Emissionen |  |  |  | legacy_GWP_ee_lc_construction | 3 | Baulich | GWP 100A (kgCO2equiv/m²BGF) | 117.9047
☑ |  | THG-Bilanz | test |  |  |  |  | 3 | Biogen+Fossil = Errichtung + Instandsetzung | TRUE | TRUE
3
☑ |  | THG-Bilanz | test |  |  |  |  | 3 | Komponenten-Lebensdauern sind positiv | TRUE | TRUE
☁ |  | THG-Bilanz | Graue Emissionen |  |  |  | legacy_GWP_ee_tga_pv_fossile | 3 | TGA PV fossil | GWP 100A (kgCO2equiv/m²BGF) | 0
|  | THG-Bilanz | Graue Emissionen |  |  |  | legacy_GWP_ee_tga_pv_biogenic | 3 | TGA PV biogen | GWP 100A (kgCO2equiv/m²BGF) | 0
|  | THG-Bilanz | Graue Emissionen |  |  |  | legacy_GWP_life_tga_pv | 3 | TGA PV Lebensdauer | Jahre | 27
☁ |  | THG-Bilanz | Graue Emissionen |  |  |  | legacy_GWP_ee_lc_pv | 3 | TGA PV | GWP 100A (kgCO2equiv/m²BGF) | 0
☁ |  | THG-Bilanz | Graue Emissionen |  |  |  | legacy_GWP_ee_tga_boreholes_fossile | 3 | TGA Erdsonden fossil | GWP 100A (kgCO2equiv/m²BGF) | 0
|  | THG-Bilanz | Graue Emissionen |  |  |  | legacy_GWP_ee_tga_boreholes_biogenic | 3 | TGA Erdsonden biogen | GWP 100A (kgCO2equiv/m²BGF) | 0
|  | THG-Bilanz | Graue Emissionen |  |  |  | legacy_GWP_life_tga_boreholes | 3 | TGA Erdsonden Lebensdauer | Jahre | 27
☁ |  | THG-Bilanz | Graue Emissionen |  |  |  | legacy_GWP_ee_lc_boreholes | 3 | TGA Erdsonden | GWP 100A (kgCO2equiv/m²BGF) | 0
☁ |  | THG-Bilanz | Graue Emissionen |  |  |  | legacy_GWP_ee_tga_ventilation_fossile | 3 | TGA Lüftung fossil | GWP 100A (kgCO2equiv/m²BGF) | 0
|  | THG-Bilanz | Graue Emissionen |  |  |  | legacy_GWP_ee_tga_ventilation_biogenic | 3 | TGA Lüftung biogen | GWP 100A (kgCO2equiv/m²BGF) | 0
|  | THG-Bilanz | Graue Emissionen |  |  |  | legacy_GWP_life_tga_ventilation | 3 | TGA Lüftung Lebensdauer | Jahre | 27
☁ |  | THG-Bilanz | Graue Emissionen |  |  |  | legacy_GWP_ee_lc_ventilation | 3 | TGA Lüftung | GWP 100A (kgCO2equiv/m²BGF) | 0
☁ |  | THG-Bilanz | Graue Emissionen |  |  |  | legacy_GWP_ee_tga_solarthermal_fossile | 3 | TGA Solarthermie fossil | GWP 100A (kgCO2equiv/m²BGF) | 0
|  | THG-Bilanz | Graue Emissionen |  |  |  | legacy_GWP_ee_tga_solarthermal_biogenic | 3 | TGA Solarthermie biogen | GWP 100A (kgCO2equiv/m²BGF) | 0
|  | THG-Bilanz | Graue Emissionen |  |  |  | legacy_GWP_life_solarthermal | 3 | TGA Solarthermie Lebensdauer | Jahre | 27
☁ |  | THG-Bilanz | Graue Emissionen |  |  |  | legacy_GWP_ee_lc_solarthermal | 3 | TGA Solarthermie | GWP 100A (kgCO2equiv/m²BGF) | 0
☁ |  | THG-Bilanz | Graue Emissionen |  |  |  | legacy_GWP_ee_tga_battery_fossile | 3 | TGA E-Batterie fossil | GWP 100A (kgCO2equiv/m²BGF) | 0
|  | THG-Bilanz | Graue Emissionen |  |  |  | legacy_GWP_ee_tga_battery_biogenic | 3 | TGA E-Batterie biogen | GWP 100A (kgCO2equiv/m²BGF) | 0
|  | THG-Bilanz | Graue Emissionen |  |  |  | legacy_GWP_life_battery | 3 | TGA E-Batterie Lebensdauer | Jahre | 27
☁ |  | THG-Bilanz | Graue Emissionen |  |  |  | legacy_GWP_ee_lc_battery | 3 | TGA E-Batterie | GWP 100A (kgCO2equiv/m²BGF) | 0
|  | THG-Bilanz | Graue Emissionen |  |  |  | legacy_GWP_ee_tga_storage_fossile | 3 | TGA Speicher fossil | GWP 100A (kgCO2equiv/m²BGF) | 0
|  | THG-Bilanz | Graue Emissionen |  |  |  | legacy_GWP_ee_tga_storage_biogenic | 3 | TGA Speicher biogen | GWP 100A (kgCO2equiv/m²BGF) | 0
|  | THG-Bilanz | Graue Emissionen |  |  |  | legacy_GWP_life_storage | 3 | TGA Speicher Lebensdauer | Jahre | 27
|  | THG-Bilanz | Graue Emissionen |  |  |  | legacy_GWP_ee_lc_storage | 3 | TGA Speicher | GWP 100A (kgCO2equiv/m²BGF) | 0
|  | THG-Bilanz | Graue Emissionen |  |  |  | legacy_GWP_ee_tga_general_fossile | 3 | TGA Allgemein fossil | GWP 100A (kgCO2equiv/m²BGF) | 0
|  | THG-Bilanz | Graue Emissionen |  |  |  | legacy_GWP_ee_tga_general_biogenic | 3 | TGA Allgemein biogen | GWP 100A (kgCO2equiv/m²BGF) | 0
|  | THG-Bilanz | Graue Emissionen |  |  |  | legacy_GWP_life_tga_general | 3 | TGA Allgemein Lebensdauer | Jahre | 27
|  | THG-Bilanz | Graue Emissionen |  |  |  | legacy_GWP_ee_lc_tga_general | 3 | TGA Allgemein | GWP 100A (kgCO2equiv/m²BGF) | 0
|  | THG-Bilanz | Graue Emissionen |  |  |  | legacy_GWP_ee_tga_other_fossile | 3 | TGA Andere fossil | GWP 100A (kgCO2equiv/m²BGF) | 0
|  | THG-Bilanz | Graue Emissionen |  |  |  | legacy_GWP_ee_tga_other_biogenic | 3 | TGA Andere biogen | GWP 100A (kgCO2equiv/m²BGF) | 0
|  | THG-Bilanz | Graue Emissionen |  |  |  | legacy_GWP_life_tga_other | 3 | TGA Andere Lebensdauer | Jahre | 27
|  | THG-Bilanz | Graue Emissionen |  |  |  | legacy_GWP_ee_lc_tga_other | 3 | TGA Sammel-Maßnahmen | GWP 100A (kgCO2equiv/m²BGF) | 0
☁ |  | THG-Bilanz | Graue Emissionen |  |  |  | legacy_GWP_ee_con_tga | 3 | Errichtung TGA | GWP 100A (kgCO2equiv/m²BGF) | 0
☁ |  | THG-Bilanz | Graue Emissionen |  |  |  | legacy_GWP_ee_rep_tga | 3 | Instandsetzung TGA | GWP 100A (kgCO2equiv/m²BGF) | 0
☁ |  | THG-Bilanz | Graue Emissionen |  |  |  | legacy_GWP_ee_lc_tga | 3 | TGA | GWP 100A (kgCO2equiv/m²BGF) | 0
3
☁ | GWP | embodied_emissions | district | 2025-2075 |  |  | GWP_ee_mob_fossile | 3 | Errichtung Mobilität fossil | GWP 100S (kgCO2equiv/m²BGF) | 3.12
☁ | GWP | embodied_emissions | district | 2025-2075 |  |  | GWP_ee_mob_ev | 3 | Errichtung Mobilität Elektrisch | GWP 100S (kgCO2equiv/m²BGF) | 13.104
☁ | GWP | embodied_emissions | district | 2025-2075 |  |  | GWP_ee_lc_mob | 3 | Errichtung Mobilität | GWP 100S (kgCO2equiv/m²BGF) | 16.224
3
3
3
☁ | GWP | operational_emissions | district | pro Jahr |  |  |  | 3 | Betrieb Gebäude Netzstrombezug | GWP pro Jahr (kgCO2equiv/m²BGFa) | 5.3946
☁ | GWP | operational_emissions | district | pro Jahr |  |  |  | 3 | Betrieb Gebäude Flexibler Netzbezug | GWP pro Jahr (kgCO2equiv/m²BGFa) | 0
☁ | GWP | operational_emissions | district | pro Jahr |  |  |  | 3 | Betrieb EV Ladung Insgesamt | GWP pro Jahr (kgCO2equiv/m²BGFa) | 1.9597
3
3
☁ | GWP | operational_emissions | district | pro Jahr |  |  | GWP_oe_battery_charge | 3 | Betrieb Batterie Beladung | GWP pro Jahr (kgCO2equiv/m²BGFa) | 0
☁ | GWP | emission_intensity | district |  |  |  | GWP_emInt_grid_avg | 3 | Emissions-Intensität Netzstrom allgemein | gCO2eq/kWh | 174.5836
☁ | GWP | emission_intensity | district |  |  |  | GWP_emInt_grid | 3 | Emissions-Intensität Netzstrombezug | gCO2eq/kWh | 207.8
☁ | GWP | emission_intensity | district |  |  |  | GWP_emInt_flex | 3 | Emissions-Intensität Flexibler Netzbezug | gCO2eq/kWh | #N/A
☁ | GWP | emission_intensity | district |  |  |  | GWP_emInt_batt_charge | 3 | Emissions-Intensität Batterie Beladung | gCO2eq/kWh | #N/A
| GWP | emission_intensity | district |  |  |  | GWP_emInt_ev_charge | 3 | Emissions-Intensität EV ladung | gCO2eq/kWh | 150.8196
☁ | GWP | emission_intensity | district |  |  |  | GWP_emInt_PV_feedin | 3 | Emissions-Intensität Netzeinspeisung | gCO2eq/kWh | -119.6062
3
☁ | GWP | operational_emissions | district | pro Jahr |  |  | GWP_oe_grid_build | 3 | Betrieb Gebäude Netzstrombezug | GWP pro Jahr (kgCO2equiv/m²BGFa) | 5.3946
☁ | GWP | operational_emissions | district | pro Jahr |  |  | GWP_oe_flex_build | 3 | Betrieb Gebäude Flexibler Netzbezug | GWP pro Jahr (kgCO2equiv/m²BGFa) | 0
☁ | GWP | operational_emissions | district | pro Jahr |  |  | GWP_oe_district_heating | 3 | Betrieb HKLS Fernwärme | GWP pro Jahr (kgCO2equiv/m²BGFa) | 0
☁ | GWP | operational_emissions | district | pro Jahr |  |  | GWP_oe_natural_gas | 3 | Betrieb HKLS Erdgas | GWP pro Jahr (kgCO2equiv/m²BGFa) | 0
☁ | GWP | operational_emissions | district | pro Jahr |  |  | GWP_oe_biomass | 3 | Betrieb HKLS Biomasse | GWP pro Jahr (kgCO2equiv/m²BGFa) | 0
☁ | GWP | operational_emissions | district | pro Jahr |  |  | GWP_oe_other | 3 | Betrieb HKLS Sonstige | GWP pro Jahr (kgCO2equiv/m²BGFa) | 0
☁ | GWP | operational_emissions | district | pro Jahr |  |  | GWP_oe_grid_feedin | 3 | Betrieb Netzeinspeisung | GWP pro Jahr (kgCO2equiv/m²BGFa) | -4.1183
☁ | GWP | operational_emissions | district | pro Jahr |  |  | GWP_oe_building | 3 | Betrieb Gebäude | GWP pro Jahr (kgCO2equiv/m²BGFa) | 1.2763
3
3
☁ | GWP | operational_emissions | district | pro Jahr |  |  | GWP_oe_mob_ev | 3 | GWP MIV elektrisch INSGESAMTE LADUNG | GWP pro Jahr (kgCO2equiv/m²BGFa) | 1.9597
☁ | GWP | operational_emissions | district | pro Jahr |  |  | GWP_oe_mob_ev_export | 3 | GWP MIV Export (Anderer Verkehr) | GWP pro Jahr (kgCO2equiv/m²BGFa) | -1.0891
☁ | GWP | operational_emissions | district | pro Jahr |  |  | GWP_oe_mob_fossile | 3 | GWP MIV fossil | GWP pro Jahr (kgCO2equiv/m²BGFa) | 2.1246
☁ | GWP | operational_emissions | district | pro Jahr |  |  | GWP_oe_mob | 3 | Mobilität (Ursächlich) | GWP pro Jahr (kgCO2equiv/m²BGFa) | 2.9952
3
| GWP | operational_emissions | district |  |  |  | GWP_oe | 3 | GWP Quartier (Gebäude+MIV) | GWP pro Jahr (kgCO2equiv/m²BGFa) | 4.2715
3
☁ | GWP | operational_emissions | district | 2025-2075 |  |  | GWP_oe_lc_grid_build | 3 | LZ Betrieb Gebäude Netzstrombezug | GWP 100S (kgCO2equiv/m²BGF) | 51.2486
☁ | GWP | operational_emissions | district | 2025-2075 |  |  | GWP_oe_lc_flex_build | 3 | LZ Betrieb Gebäude Flexibler Netzbezug | GWP 100S (kgCO2equiv/m²BGF) | 0
☁ | GWP | operational_emissions | district | 2025-2075 |  |  | GWP_oe_lc_district_heating | 3 | LZ Betrieb HKLS Fernwärme | GWP 100S (kgCO2equiv/m²BGF) | 0
☁ | GWP | operational_emissions | district | 2025-2075 |  |  | GWP_oe_lc_natural_gas | 3 | LZ Betrieb HKLS Erdgas | GWP 100S (kgCO2equiv/m²BGF) | 0
☁ | GWP | operational_emissions | district | 2025-2075 |  |  | GWP_oe_lc_biomass | 3 | LZ Betrieb HKLS Biomasse | GWP 100S (kgCO2equiv/m²BGF) | 0
☁ | GWP | operational_emissions | district | 2025-2075 |  |  | GWP_oe_lc_other | 3 | LZ Betrieb HKLS Sonstige | GWP 100S (kgCO2equiv/m²BGF) | 0
☁ | GWP | operational_emissions | district | 2025-2075 |  |  | GWP_oe_lc_grid_feedin | 3 | LZ Betrieb Netzeinspeisung | GWP 100S (kgCO2equiv/m²BGF) | -39.1238
☁ | GWP | operational_emissions | district | 2025-2050 |  |  | GWP_oe_lc_building | 3 | LZ Betrieb Gebäude |  | 12.1247
| GWP | operational_emissions | district |  |  |  | GWP_oe_lc_emission | 3 | LZ Betrieb Gebäude Emissionen |  | 51.2486
| GWP | operational_emissions | district |  |  |  | GWP_oe_lc_emission_savings | 3 | LZ Betrieb Gebäude Vermiedene Emissionen |  | 39.1238
☁ | GWP | operational_emissions | district | 2025-2075 |  |  | GWP_oe_lc_mob_ev | 3 | LCA OE MIV elektrisch | GWP 100S (kgCO2equiv/m²BGF) | 18.6174
☁ | GWP | operational_emissions | district | 2025-2075 |  |  | GWP_oe_lc_mob_export | 3 | LV Mobilitäts-Export | GWP 100S (kgCO2equiv/m²BGF) | -10.3466
☁ | GWP | operational_emissions | district | 2025-2075 |  |  | GWP_oe_lc_mob_fossile | 3 | LCA OE MIV fossil | GWP 100S (kgCO2equiv/m²BGF) | 53.8587
☁ | GWP | operational_emissions | district | 2025-2075 |  |  | GWP_oe_lc_mob | 3 | Mobilität | GWP 100S (kgCO2equiv/m²BGF) | 62.1295
3
☁ |  | THG-Bilanz | Betrieb 2025-2075 | 2025-2050 |  |  | legacy_GWP_lc_total | 3 | THG-Emissionen 2025-2075 | GWP 100S (kgCO2equiv/m²BGF) | 208.3829
☁ |  | THG-Bilanz | Betrieb 2025-2075 | 2025-2050 |  |  | legacy_GWP_lc_OE_total | 3 | OE THG-Emissionen 2025-2075 | GWP 100S (kgCO2equiv/m²BGF) | 74.2542
☁ |  | THG-Bilanz | Betrieb 2025-2075 | 2025-2050 |  |  | legacy_GWP_lc_EE_total | 3 | EE THG-Emissionen 2025-2075 | GWP 100S (kgCO2equiv/m²BGF) | 134.1287
☑ |  | THG-Bilanz | test |  |  |  | test_legacy_GWP_sum | 3 | OE + EE = LCA | TRUE | 0
☁ | GWP | total_emissions | district | 2025-2075 |  |  | GWP_lc_total | 3 | THG-Emissionen 2025-2075 | GWP 100S (kgCO2equiv/m²BGF) | 143.5239
☁ | GWP | operational | district | 2025-2075 |  |  | GWP_lc_OE_total | 3 | OE THG-Emissionen 2025-2075 | GWP 100S (kgCO2equiv/m²BGF) | 74.2542
☁ | GWP | embodied_emissions | district | 2025-2075 |  |  | GWP_lc_EE_total | 3 | EE THG-Emissionen 2025-2075 | GWP 100S (kgCO2equiv/m²BGF) | 69.2696
☑ |  | THG-Bilanz | test |  |  |  | test_GWP_sum | 3 | OE + EE = LCA | TRUE | 0
💸 |  | Stromkosten |  |  |  |  | cost_E_grid | 3 | Kosten Netzbezug | € | 8740.8431
💸 |  | Stromkosten |  |  |  |  | cost_VRGrid_flex | 3 | Kosten Flexibler Bezug | € | 0
💸 |  | Stromkosten |  |  |  |  | cost_PV_to_Egrid | 3 | Kosten Netzeinspeisung | € | 6076.9365
💸 |  | Stromkosten |  |  |  |  | cost_total | 3 | Summe Kosten | €
💸 |  | Stromkosten | [5 empty] | 3 | Kosten Netzbezug Durchschnitt | €/kWh | 0.14948
💸 |  | Stromkosten | [5 empty] | 3 | Kosten Flexibler Bezug Durchschnitt | €/kWh | #DIV/0!
💸 |  | Stromkosten | [5 empty] | 3 | Kosten Netzeinspeisung Durchschnitt | €/kWh | 0.1501
3
|  | flexible_grid_use |  |  |  |  | flex_signal_ratio | 3 | Freigabesignal Anteil Jahr |  | 21.06%
|  | flexible_grid_use |  |  |  |  | flex_signal_ratio_winter | 3 | Freigabesignal Anteil Winter |  | 28.4%
|  | flexible_grid_use |  |  |  |  | flex_signal_ratio_summer | 3 | Freigabesignal Anteil Sommer |  | 13.72%
" |  | flexible_grid_use |  |  |  |  | flex_GSRU | 3 | Flex GSRU |  | 0%
|  | flexible_grid_use |  |  |  |  | flex_GSRI | 3 | Flex GSRI |  | 0%
|  | flexible_grid_use |  |  |  |  | flex_GSR | 3 | Flex GSR |  | 0%
|  | PV |  |  |  |  | PV_own_consumption_direct | 3 | PV Eigenverbrauch direkt |  | 37.41%
|  | PV |  |  |  |  | PV_own_consumption_flex | 3 | PV Eigenverbrauch flex |  | 0%
S |  | PV |  |  |  |  | PV_own_consumption | 3 | PV Eigenverbrauch insgesamt |  | 37.41%
|  | PV |  |  |  |  | EUI_self_sufficiency | 3 | Energie-Autonomie |  | 39.34%
|  | PV |  |  |  |  | PV_peak_grid_feedin | 3 | PV Einspeisung Spitzenleistung | kW | 35.1755
[7 empty] | PV_peak_grid_feedin_date | 3 | PV-Spitzeneinspeisung Zeitpunkt |  | 2018-06-13 10:00
🔋 |  | battery | [5 empty] | 3 | Batterie in Verwendung | bool | FALSE
🔋 |  | battery |  |  |  |  | Batt_total_charge | 3 | Batterie Jährliche Beladung | kWh/m²NGFa | 0
🔋 |  | battery |  |  |  |  | Batt_total_discharge | 3 | Jährliche Entladung | kWh/m²NGFa | 0
🔋 |  | battery |  |  |  |  | Batt_charge_losses | 3 | Verluste Beladung | kWh/m²NGFa | 0
🔋 |  | battery |  |  |  |  | Batt_discharge_losses | 3 | Verluste Entladung | kWh/m²NGFa | 0
🔋 |  | battery |  |  |  |  | Batt_RTE | 3 | Round-Trip- Efficiency |  | 0%
🔋 |  | battery |  |  |  |  | Batt_FEC | 3 | Batterie Volladezyklen | x | 0
3
3
🚗 | mobility | occupancy | StatPAX |  |  |  |  | 3 | Wohnbau | StatPAX | 28.1966
🚗 | mobility | occupancy | StatPAX |  |  |  |  | 3 | Arbeit | StatPAX | 0
🚗 | mobility | occupancy | StatPAX |  |  |  |  | 3 | Büro und Gewerbe | StatPAX | 0
🚗 | mobility | occupancy | StatPAX |  |  |  |  | 3 | Bildundseinrichtungen (Kindergarten, Primär) | StatPAX | 0
🚗 | mobility | occupancy | StatPAX |  |  |  |  | 3 | Bildungseinrichtung (sekundär, Tertiär) | StatPAX | 0
🚗 | mobility | occupancy | StatPAX |  |  |  |  | 3 | Einkaufen | StatPAX | 0
🚗 | mobility | occupancy | StatPAX |  |  |  |  | 3 | Lebensmittelhandel (Supermarkt) | StatPAX | 0
🚗 | mobility | occupancy | StatPAX |  |  |  |  | 3 | Handel Sonstige | StatPAX | 0
🚗 | mobility | occupancy | StatPAX |  |  |  | StatPAX | 3 | Quartier | StatPAX | 28.1966
🚗 | mobility | mileage | Jkm |  |  |  |  | 3 | Wohnen | km/a | 92456.7914
🚗 | mobility | mileage | Jkm |  |  |  |  | 3 | Arbeit | km/a | 0
🚗 | mobility | mileage | Jkm |  |  |  |  | 3 | Bildungseinrichtung (sekundär, Tertiär) | km/a | 0
🚗 | mobility | mileage | Jkm |  |  |  |  | 3 | Handel | km/a | 0
🚗 | mobility | mileage | Jkm |  |  |  | mob_annual_milage_district | 3 | Gesamtverkehr | km/a | 92456.7914
🚗 | mobility | mileage | JPkm |  |  |  | mob_annual_mileage_PAX | 3 | Gesamtverkehr pro STATPAX | km/PAX/a | 3279
🚗 | mobility | mileage | Jkm |  |  |  |  | 3 | Zielverkehr zum Quartier | km/a | 48077.5315
🚗 | mobility |  | Statistisch |  |  |  |  | 3 | Zielverkehr Elektrisch | km/a | 33654.2721
🚗 | mobility |  | Statistisch |  |  |  |  | 3 | Zielverkehr Fossil | km/a | 14423.2595
🚗 | mobility |  | JPkm |  |  |  |  | 3 | Zielverkehr zum Quartier pro Person | km/PAX/a | 1705.08
🚗 | mobility |  | Anteil |  |  |  |  | 3 | Zielverkehrsanteil |  | 52%
🚗 |  | mobility | Real |  |  |  |  | 3 | Quell- und anderer Verkehr | km/a | 44380.2599
🚗 |  | mobility | Real |  |  |  |  | 3 | Alle Wege | km/a | 92457.7914
🚗 |  | mobility | Statistisch |  |  |  | UED_mob_el_target | 3 | EE-Bedarf Zielverkehr Elektrisch | kWh/m²NGFa | 4.8658
🚗 |  | mobility | Statistisch |  |  |  | EUI_mob_fossile | 3 | EE-Bedarf Zielverkehr Fossil | kWh/m²NGFa | 9.8134
🚗 |  | mobility | Real |  |  |  |  | 3 | Anzahl E-Cars |  | 4.1153
🚗 |  | mobility | Real |  |  |  |  | 3 | Batterie-Kapazität | Wh/m² | 143.5
🚗 |  | mobility | Real |  |  |  | EV_FEC | 3 | EV Volladezyklen |  | 39.959
🚗 |  | mobility | Real |  |  |  | UED_mob_el_total | 3 | Gesamtverkehr elektrisch | kWh/m²NGFa | 9.3574
🚗 |  | mobility | Real |  |  |  | UED_mob_el_other | 3 | Quell- und anderer Verkehr elektrisch | kWh/m²NGFa | 4.4916
mobility
🚗 |  | mobility |  |  |  |  | EUIev_el_total | 3 | EV Jährliche Beladung |  | 10.3951
🚗 |  | mobility | [5 empty] | 3 | EV Jährliche Entladung |  | 9.3574
🚗 |  | mobility | [5 empty] | 3 | EV Verluste |  | 90.02%
🚗 | [7 empty] | 3 | EV Verluste Beladung |  | 1.0376
3
3
| heating | Heizenergiebedarf |  |  |  |  | Eh_th | 3 | Wärmebedarf Raumwärme (inkl. Verteilverluste) | kWh/m²NGFa | 36.5635
| final_energy | Heizenergiebedarf |  |  |  |  | E_th_total | 3 | Wärmebedarf insgesamt (WW, Raumwärme, Verluste) | kWh/m²NGFa | 51.0074
| cooling | Kühlenergiebedarf |  |  |  |  | Ec_th | 3 | Kühlenergiebedarf inkl. Verteilverluste | kWh/m²NGFa | 6.9518
♨️ | heating | [5 empty] | Qenv_h_1el |  | Umweltwärme → Heizsystem 1 (elektrisch) | kWh Umweltwärme Entnahme/m²NGFa | 29.1843
♨️ | heating | [5 empty] | Qenv_h_3el |  | Umweltwärme → Heizsystem 3 (elektrisch) | kWh Umweltwärme Entnahme/m²NGFa | 0
♨️ | heating | [5 empty] | Qenv_h |  | Umweltwärme Entnahme | kWh Umweltwärme/m²NGFa | 29.1843
♨️ | heating |  |  |  | heating | system_1 | Eh_1el |  | Strom → Heizsystem 1 (elektrisch) | kWh Strom/m²NGFa | 7.3792
♨️ | heating |  |  |  | heating | system_3 | Eh_3el |  | Strom → Heizsystem 3 (elektrisch) | kWh Strom/m²NGFa | 0
♨️ | energy_dispatch | thermal_energy |  | static | heating | system_2 | EUIh_2th |  | HEB Heizsystem 2 (thermisch) | kWh EE/m²NGFa | 0
♨️ | energy_dispatch | thermal_energy |  | static | heating | system_4 | EUIh_4th |  | HEB Heizsystem 4 (thermisch) | kWh EE/m²NGFa | 0
♨️ | heating | [5 empty] | Qh_min_wasteheat |  | Abwärme minimum → Wärmeverteilung | kWh Umweltwärme/m²NGFa | 0
| heating | [5 empty] | Qh_flex_wasteheat |  | Abwärme flexibel → Wärmeverteilung | kWh Umweltwärme/m²NGFa | 0
| heating | [5 empty] | Qh_wasteheat |  | Abwärme → Wärmeverteilung | kWh Umweltwärme/m²NGFa | 0
♨️ | heating | [5 empty] | Qheb_1el |  | Heizsystem 1 (elektrisch) → Wärmeverteilung | kWh Wärme/m²NGFa | 36.5635
♨️ | heating | [5 empty] | Qheb_3el |  | Heizsystem 3 (elektrisch) → Wärmeverteilung | kWh Wärme/m²NGFa | 0
♨️ | heating | [5 empty] | Qheb_2th |  | Heizsystem 2 (thermisch) → Wärmeverteilung | kWh Wärme/m²NGFa | 0
♨️ | heating | [5 empty] | Qheb_4th |  | Heizsystem 4 (thermisch) → Wärmeverteilung | kWh Wärme/m²NGFa | 0
♨️ | heating | [7 empty] | Wärme → Wärmeverteilung | kWh Wärme/m²NGFa | 36.5635
♨️ | heating | [7 empty] | Hilfsstrom → Wärmeverteilung | kWh Strom/m²NGFa | 0.73127
♨️ | heating | [5 empty] | Qloss_h_th2_generation |  | Heizsystem 2 (thermisch) → Umwandlungsverluste | kWh Wärmeverluste/m²NGFa | 0
♨️ | heating | [5 empty] | Qloss_h_th4_generation |  | Heizsystem 4 (thermisch) → Umwandlungsverluste | kWh Wärmeverluste/m²NGFa | 0
♨️ | heating | [5 empty] | Qloss_h_generation |  | Heizen Umwandlungsverluste | kWh Wärmeverluste/m²NGFa | 0
♨️ | heating | [7 empty] | Wärmeverteilung → Raum | kWh Raumwärme/m²NGFa | 34.8224
♨️ | heating | [5 empty] | Qh_distr_losses |  | Wärmeverteilung → Verteilverluste | kWh Wärmeverluste/m²NGFa | 1.7411
❄️ | cooling | [5 empty] | Qenv_c_1el |  | Umweltwärme → Kühlsystem 1 (elektrisch) | kWh Umweltwärme Zufuhr/m²NGFa | 8.3547
❄️ | cooling | [5 empty] | Qenv_c_3el |  | Umweltwärme → Kühlsystem 3 (elektrisch) | kWh Umweltwärme Zufuhr/m²NGFa | 0
❄️ | cooling | [5 empty] | Qenv_c |  | Umweltwärme Zufuhr | kWh Umweltwärme Zufuhr/m²NGFa | 8.3547
❄️ | cooling |  |  |  | cooling | system_1 | Ec_1el |  | Strom → Kühlsystem 1 (elektrisch) | kWh Strom/m²NGFa | 1.403
❄️ | cooling |  |  |  | cooling | system_3 | Ec_3el |  | Strom → Kühlsystem 3 (elektrisch) | kWh Strom/m²NGFa | 0
❄️ | cooling | thermal_energy |  | static | cooling | system_2 | EUIc_2th |  | KEB Kühlsystem 2 (thermisch) | kWh EE/m²NGFa | 0
❄️ | cooling | [5 empty] | Qc_min_0fc |  | Freecooling → Kälteverteilung | kWh Kälte/m²NGFa | 0
❄️ | cooling | [5 empty] | Qced_1el |  | Kühlsystem 1 (elektrisch) → Kälteverteilung | kWh Kälte/m²NGFa | 6.9518
❄️ | cooling | [5 empty] | Qced_3el |  | Kühlsystem 3 (elektrisch) → Kälteverteilung | kWh Kälte/m²NGFa | 0
❄️ | cooling | [5 empty] | Qced_2th |  | Kühlsystem 2 (thermisch) → Kälteverteilung | kWh Kälte/m²NGFa | 0
❄️ | cooling | [7 empty] | Kälte → Kälteverteilung | kWh Kälte/m²NGFa | 6.9518
❄️ | cooling | [7 empty] | Hilfsstrom → Kälteverteilung | kWh Strom/m²NGFa | 0.13904
❄️ | cooling | [5 empty] | Qloss_c_th2_generation |  | Kühlsystem 2 (thermisch) → Umwandlungsverluste | kWh Wärmeverluste/m²NGFa | 0
❄️ | cooling | [5 empty] | Qloss_c_generation |  | Kühlen Umwandlungsverluste | kWh Wärmeverluste/m²NGFa | 0
❄️ | cooling | [7 empty] | Kälteverteilung → Raum | kWh Kälte/m²NGFa | 6.8829
❄️ | cooling | [5 empty] | Qc_distr_losses |  | Kälteverteilung → Verteilverluste | kWh Wärmeverluste/m²NGFa | -0.068829
💧 | dhw | [5 empty] | Qenv_dhw_1 |  | Umweltwärme → WW System 1 (elektrisch) | kWh Umweltwärme Entnahme/m²NGFa | 10.3171
💧 | dhw | [5 empty] | Qenv_dhw_2 |  | Umweltwärme → WW System 2 (elektrisch) | kWh Umweltwärme Entnahme/m²NGFa | 0
💧 | dhw | [5 empty] | Qenv_dhw |  | Umweltwärme Entnahme | kWh Umweltwärme/m²NGFa | 10.3171
💧 | dhw | [5 empty] | EUIdhw_1el |  | Strom → WW-System 1 | kWh Strom/m²NGFa | 4.1268
💧 | dhw | [5 empty] | EUIdhw_2el |  | Strom → WW-System 2 | kWh Strom/m²NGFa | 0
💧 | dhw | [7 empty] | Strom → WW-Erzeugung (ohne Hilfsstrom) | kWh Strom/m²NGFa | 4.1268
💧 | dhw | thermal_energy |  | static | dhw | system_1 | EUIdhw_1th | 3 | Thermische EE → WW-System 1 | kWh Wärme/m²NGFa | 0
💧 | dhw | thermal_energy |  | static | dhw | system_2 | EUIdhw_2th | 3 | Thermische EE → WW-System 2 | kWh Wärme/m²NGFa | 0
💧 | dhw | [5 empty] | EUIdhw_th_total |  | Thermische EE | kWh Wärme/m²NGFa | 0
💧 | dhw | [5 empty] | Qdhw_1_total | 3 | WW-System 1 → WW-Speicher 1 | kWh WW/m²NGFa | 14.4439
💧 | dhw | [5 empty] | Qdhw_2_total | 3 | WW-System 2 → WW-Speicher 2 | kWh WW/m²NGFa | 0
💧 | dhw | [5 empty] | Qdhw_storage_charge | 3 | Speicherbeladung | kWh WW/m²NGFa | 14.4439
💧 | dhw | [5 empty] | Qdhw_1_generation_losses |  | WW-System 1 → Umwandlungsverluste | kWh Wärmeverluste/m²NGFa | 0
💧 | dhw | [5 empty] | Qdhw_2_generation_losses |  | WW-System 2 → Umwandlungsverluste | kWh Wärmeverluste/m²NGFa | 0
💧 | dhw | [5 empty] | Qdhw_generation_losses |  | WW Umwandlungsverluste | kWh Wärmeverluste/m²NGFa | 0
💧 | dhw | [5 empty] | Qdhw_1_storage_losses |  | WW-Speicher 1 → Speicherverluste | kWh Wärmeverluste/m²NGFa | 0.24392
💧 | dhw | [5 empty] | Qdhw_2_storage_losses |  | WW-Speicher 2 → Speicherverluste | kWh Wärmeverluste/m²NGFa | 0
💧 | dhw | [5 empty] | Qdhw_storage_losses |  | Speicherverluste | kWh Wärmeverluste/m²NGFa | 0.24392
💧 | dhw | [5 empty] | Qdhw_1_drawoff |  | WW-Speicher 1 Entnahme → Verteilung | kWh WW/m²NGFa | 14.2
💧 | dhw | [5 empty] | Qdhw_2_drawoff |  | WW-Speicher 2 Entnahme → Verteilung | kWh WW/m²NGFa | 0
💧 | dhw | [5 empty] | Qdhw_drawoff |  | Warmwasser → Verteilung | kWh WW/m²NGFa | 14.2
💧 | dhw | [5 empty] | Edhw_1_aux_el | 3 | Hilfssstrom 1 → Verteilung | kWh Strom/m²NGFa | 0.28888
💧 | dhw | [5 empty] | Edhw_2_aux_el | 3 | Hilfssstrom 2 → Verteilung | kWh Strom/m²NGFa | 0
💧 | dhw | [5 empty] | Edhw_aux_el |  | Hilfsstrom → Verteilung | kWh Strom/m²NGFa | 0.28888
💧 | dhw | [5 empty] | Qdhw_1_tap |  | WW-Verteilung → Nutzung System 1 | kWh WW/m²NGFa | 12.78
💧 | dhw | [5 empty] | Qdhw_2_tap |  | WW-Verteilung → Nutzung System 2 | kWh WW/m²NGFa | 0
💧 | dhw | [5 empty] | Qdhw_tap |  | WW-Verteilung → Nutzung | kWh WW/m²NGFa | 12.78
💧 | dhw | [5 empty] | Qdhw_1_distr_losses |  | WW-Verteilung → Verteilverluste System 1 | kWh Wärmeverluste/m²NGFa | 1.42
💧 | dhw | [5 empty] | Qdhw_2_distr_losses |  | WW-Verteilung → Verteilverluste System 2 | kWh Wärmeverluste/m²NGFa | 0
💧 | dhw | [5 empty] | Qdhw_distr_losses |  | WW-Verteilung → Verteilverluste | kWh Wärmeverluste/m²NGFa | 1.42
💧 | dhw | Warmwasser |  |  |  |  | Edhw_1_el | 3 | WW 1 Endenergie elektrisch (inkl. Hilfsstrom) | kWh Strom/m²NGFa | 4.4157
💧 | dhw | Warmwasser |  |  |  |  | Edhw_2_el | 3 | WW 2 Endenergie elektrisch (inkl.Hilfsstrom) | kWh Strom/m²NGFa | 0
💧 | dhw | Warmwasser |  |  |  |  | Edhw_el | 3 | WW Endenergiebedarf Elektrisch (inkl. Hilfsstrom) | kWh Strom/m²NGFa | 4.4157

## SIM2
h | date | Monat_nr | Monat | hour_of_the_day | day_of_the_year | PV_yield | PV_to_user | PV_total_direct_use | PV_total_flex_use | PV_to_Egrid | Grid_to_user | Grid_to_HVAC_min | Grid_to_Eev_min | E_grid | E_plugAuxLight | Ev_min | Eh_min | Eh_flex_1el_final | Eh_flex_3el_final | Ec_min | Ec_flex_1el_final | Ec_flex_3el_final | Edhw_min | Edhw1_flex_final | Edhw2_flex_final | Eev_min | PV_to_Eev_flex | VRGrid_to_Eev_flex | Eev_Cmin_res
1 | 2018-01-01 | 1 | Januar | 0 | 1 | 0 | 0 | 0 | 0 | 0 | 1.0888 | 2.557 | 0 | 3.6458 | 1.0888 | 0 | 2.4335 | 0 | 0 | 0 | 0 | 0 | 0.12352 | 0 | 0 | 0 | 0 | 0 | 0
2 | 2018-01-01 01:00 | 1 | Januar | 1 | 1 | 0 | 0 | 0 | 0 | 0 | 1.0151 | 2.6016 | 0.096082 | 3.7128 | 1.0151 | 0 | 2.478 | 0 | 0 | 0 | 0 | 0 | 0.12352 | 0 | 0 | 0.096082 | 0 | 0 | 0.086474
3 | 2018-01-01 02:00 | 1 | Januar | 2 | 1 | 0 | 0 | 0 | 0 | 0 | 0.9935 | 2.7657 | 0.09894 | 3.8581 | 0.9935 | 0 | 2.5271 | 0 | 0 | 0 | 0 | 0 | 0.23853 | 0 | 0 | 0.09894 | 0 | 0 | 0.089046
4 | 2018-01-01 03:00 | 1 | Januar | 3 | 1 | 0 | 0 | 0 | 0 | 0 | 1.0064 | 2.793 | 0 | 3.7993 | 1.0064 | 0 | 2.5544 | 0 | 0 | 0 | 0 | 0 | 0.23853 | 0 | 0 | 0 | 0 | 0 | 0
5 | 2018-01-01 04:00 | 1 | Januar | 4 | 1 | 0 | 0 | 0 | 0 | 0 | 1.1661 | 3.0248 | 0 | 4.1909 | 1.1661 | 0 | 2.5524 | 0 | 0 | 0 | 0 | 0 | 0.47239 | 0 | 0 | 0 | 0 | 0 | 0
6 | 2018-01-01 05:00 | 1 | Januar | 5 | 1 | 0 | 0 | 0 | 0 | 0 | 2.0565 | 3.0918 | 0 | 5.1483 | 2.0565 | 0 | 2.3894 | 0 | 0 | 0 | 0 | 0 | 0.70241 | 0 | 0 | 0 | 0 | 0 | 0
7 | 2018-01-01 06:00 | 1 | Januar | 6 | 1 | 0 | 0 | 0 | 0 | 0 | 2.867 | 3.3483 | 0 | 6.2153 | 2.867 | 0 | 2.182 | 0 | 0 | 0 | 0 | 0 | 1.1663 | 0 | 0 | 0 | 0 | 0 | 0
8 | 2018-01-01 07:00 | 1 | Januar | 7 | 1 | 0 | 0 | 0 | 0 | 0 | 2.9515 | 3.2558 | 0 | 6.2073 | 2.9515 | 0 | 2.0895 | 0 | 0 | 0 | 0 | 0 | 1.1663 | 0 | 0 | 0 | 0 | 0 | 0
9 | 2018-01-01 08:00 | 1 | Januar | 8 | 1 | 0.16901 | 0.16901 | 0.16901 | 0 | 0 | 2.5702 | 3.0309 | 0 | 5.6011 | 2.7392 | 0 | 2.0985 | 0 | 0 | 0 | 0 | 0 | 0.93243 | 0 | 0 | 0 | 0 | 0 | 0
10 | 2018-01-01 09:00 | 1 | Januar | 9 | 1 | 0.45503 | 0.45503 | 0.45503 | 0 | 0 | 2.1404 | 2.3816 | 0.18415 | 4.7061 | 2.5954 | 0 | 1.7942 | 0 | 0 | 0 | 0 | 0 | 0.5874 | 0 | 0 | 0.18415 | 0 | 0 | 0.16574
11 | 2018-01-01 10:00 | 1 | Januar | 10 | 1 | 0.75405 | 0.75405 | 0.75405 | 0 | 0 | 1.8847 | 1.9908 | 0.4048 | 4.2803 | 2.6387 | 0 | 1.5185 | 0 | 0 | 0 | 0 | 0 | 0.47239 | 0 | 0 | 0.4048 | 0 | 0 | 0.36432
12 | 2018-01-01 11:00 | 1 | Januar | 11 | 1 | 0.97507 | 0.97507 | 0.97507 | 0 | 0 | 1.9187 | 1.4613 | 0.40117 | 3.7812 | 2.8938 | 0 | 0.75893 | 0 | 0 | 0 | 0 | 0 | 0.70241 | 0 | 0 | 0.40117 | 0 | 0 | 0.36105
13 | 2018-01-01 12:00 | 1 | Januar | 12 | 1 | 0.91006 | 0.91006 | 0.91006 | 0 | 0 | 1.9585 | 1.9327 | 0.82001 | 4.7112 | 2.8685 | 0 | 1.0003 | 0 | 0 | 0 | 0 | 0 | 0.93243 | 0 | 0 | 0.82001 | 0 | 0 | 0.73801
14 | 2018-01-01 13:00 | 1 | Januar | 13 | 1 | 0.72805 | 0.72805 | 0.72805 | 0 | 0 | 1.8494 | 2.1588 | 1.1192 | 5.1274 | 2.5774 | 0 | 1.5714 | 0 | 0 | 0 | 0 | 0 | 0.5874 | 0 | 0 | 1.1192 | 0 | 0 | 1.0073
15 | 2018-01-01 14:00 | 1 | Januar | 14 | 1 | 0.42903 | 0.42903 | 0.42903 | 0 | 0 | 1.9315 | 2.0238 | 0.99905 | 4.9543 | 2.3605 | 0 | 1.6703 | 0 | 0 | 0 | 0 | 0 | 0.35355 | 0 | 0 | 0.99905 | 0 | 0 | 0.89914
16 | 2018-01-01 15:00 | 1 | Januar | 15 | 1 | 0.11701 | 0.11701 | 0.11701 | 0 | 0 | 2.2517 | 2.1327 | 0.6033 | 4.9878 | 2.3687 | 0 | 1.7792 | 0 | 0 | 0 | 0 | 0 | 0.35355 | 0 | 0 | 0.6033 | 0 | 0 | 0.54297
17 | 2018-01-01 16:00 | 1 | Januar | 16 | 1 | 0 | 0 | 0 | 0 | 0 | 2.8515 | 2.4601 | 1.1803 | 6.4919 | 2.8515 | 0 | 1.8727 | 0 | 0 | 0 | 0 | 0 | 0.5874 | 0 | 0 | 1.1803 | 0 | 0 | 1.0622
18 | 2018-01-01 17:00 | 1 | Januar | 17 | 1 | 0 | 0 | 0 | 0 | 0 | 3.6249 | 2.4055 | 2.0695 | 8.1 | 3.6249 | 0 | 1.7031 | 0 | 0 | 0 | 0 | 0 | 0.70241 | 0 | 0 | 2.0695 | 0 | 0 | 1.8626
19 | 2018-01-01 18:00 | 1 | Januar | 18 | 1 | 0 | 0 | 0 | 0 | 0 | 4.0552 | 2.1536 | 2.6644 | 8.8732 | 4.0552 | 0 | 1.4512 | 0 | 0 | 0 | 0 | 0 | 0.70241 | 0 | 0 | 2.6644 | 0 | 0 | 2.398
20 | 2018-01-01 19:00 | 1 | Januar | 19 | 1 | 0 | 0 | 0 | 0 | 0 | 3.6672 | 2.1311 | 2.5359 | 8.3342 | 3.6672 | 0 | 1.5437 | 0 | 0 | 0 | 0 | 0 | 0.5874 | 0 | 0 | 2.5359 | 0 | 0 | 2.2823
21 | 2018-01-01 20:00 | 1 | Januar | 20 | 1 | 0 | 0 | 0 | 0 | 0 | 3.1055 | 2.2336 | 1.8296 | 7.1688 | 3.1055 | 0 | 1.7613 | 0 | 0 | 0 | 0 | 0 | 0.47239 | 0 | 0 | 1.8296 | 0 | 0 | 1.6467
22 | 2018-01-01 21:00 | 1 | Januar | 21 | 1 | 0 | 0 | 0 | 0 | 0 | 2.6047 | 2.1148 | 1.4543 | 6.1738 | 2.6047 | 0 | 1.8762 | 0 | 0 | 0 | 0 | 0 | 0.23853 | 0 | 0 | 1.4543 | 0 | 0 | 1.3089
23 | 2018-01-01 22:00 | 1 | Januar | 22 | 1 | 0 | 0 | 0 | 0 | 0 | 1.9807 | 2.3749 | 0.9957 | 5.3513 | 1.9807 | 0 | 2.1363 | 0 | 0 | 0 | 0 | 0 | 0.23853 | 0 | 0 | 0.9957 | 0 | 0 | 0.89613
24 | 2018-01-01 23:00 | 1 | Januar | 23 | 1 | 0 | 0 | 0 | 0 | 0 | 1.4016 | 2.4206 | 0.63126 | 4.4534 | 1.4016 | 0 | 2.297 | 0 | 0 | 0 | 0 | 0 | 0.12352 | 0 | 0 | 0.63126 | 0 | 0 | 0.56813
25 | 2018-01-02 | 1 | Januar | 0 | 2 | 0 | 0 | 0 | 0 | 0 | 1.0888 | 2.4979 | 0.34706 | 3.9338 | 1.0888 | 0 | 2.3744 | 0 | 0 | 0 | 0 | 0 | 0.12352 | 0 | 0 | 0.34706 | 0 | 0 | 0.31235
26 | 2018-01-02 01:00 | 1 | Januar | 1 | 2 | 0 | 0 | 0 | 0 | 0 | 1.0151 | 2.5574 | 0.040439 | 3.613 | 1.0151 | 0 | 2.4339 | 0 | 0 | 0 | 0 | 0 | 0.12352 | 0 | 0 | 0.040439 | 0 | 0 | 0.036395
27 | 2018-01-02 02:00 | 1 | Januar | 2 | 2 | 0 | 0 | 0 | 0 | 0 | 0.9935 | 2.6618 | 0.042189 | 3.6975 | 0.9935 | 0 | 2.4233 | 0 | 0 | 0 | 0 | 0 | 0.23853 | 0 | 0 | 0.042189 | 0 | 0 | 0.03797
28 | 2018-01-02 03:00 | 1 | Januar | 3 | 2 | 0 | 0 | 0 | 0 | 0 | 1.0064 | 2.6593 | 0 | 3.6657 | 1.0064 | 0 | 2.4208 | 0 | 0 | 0 | 0 | 0 | 0.23853 | 0 | 0 | 0 | 0 | 0 | 0
29 | 2018-01-02 04:00 | 1 | Januar | 4 | 2 | 0 | 0 | 0 | 0 | 0 | 1.1661 | 2.8762 | 0 | 4.0423 | 1.1661 | 0 | 2.4038 | 0 | 0 | 0 | 0 | 0 | 0.47239 | 0 | 0 | 0 | 0 | 0 | 0
30 | 2018-01-02 05:00 | 1 | Januar | 5 | 2 | 0 | 0 | 0 | 0 | 0 | 2.0565 | 2.9286 | 0 | 4.9851 | 2.0565 | 0 | 2.2262 | 0 | 0 | 0 | 0 | 0 | 0.70241 | 0 | 0 | 0 | 0 | 0 | 0
31 | 2018-01-02 06:00 | 1 | Januar | 6 | 2 | 0 | 0 | 0 | 0 | 0 | 2.867 | 3.1855 | 0 | 6.0525 | 2.867 | 0 | 2.0192 | 0 | 0 | 0 | 0 | 0 | 1.1663 | 0 | 0 | 0 | 0 | 0 | 0
32 | 2018-01-02 07:00 | 1 | Januar | 7 | 2 | 0 | 0 | 0 | 0 | 0 | 2.9515 | 3.0783 | 0 | 6.0298 | 2.9515 | 0 | 1.912 | 0 | 0 | 0 | 0 | 0 | 1.1663 | 0 | 0 | 0 | 0 | 0 | 0
33 | 2018-01-02 08:00 | 1 | Januar | 8 | 2 | 0.71505 | 0.71505 | 0.71505 | 0 | 0 | 2.0241 | 2.9462 | 0 | 4.9704 | 2.7392 | 0 | 2.0138 | 0 | 0 | 0 | 0 | 0 | 0.93243 | 0 | 0 | 0 | 0 | 0 | 0
34 | 2018-01-02 09:00 | 1 | Januar | 9 | 2 | 1.8721 | 1.8721 | 1.8721 | 0 | 0 | 0.72331 | 2.4969 | 0.20694 | 3.4271 | 2.5954 | 0 | 1.9095 | 0 | 0 | 0 | 0 | 0 | 0.5874 | 0 | 0 | 0.20694 | 0 | 0 | 0.18624
35 | 2018-01-02 10:00 | 1 | Januar | 10 | 2 | 3.1332 | 2.6387 | 3.1332 | 0 | 0 | 0 | 1.7232 | 0.44402 | 2.1672 | 2.6387 | 0 | 1.7453 | 0 | 0 | 0 | 0 | 0 | 0.47239 | 0 | 0 | 0.44402 | 0 | 0 | 0.39962
36 | 2018-01-02 11:00 | 1 | Januar | 11 | 2 | 3.1592 | 2.8938 | 3.1592 | 0 | 0 | 0 | 2.0858 | 0.43304 | 2.5188 | 2.8938 | 0 | 1.6488 | 0 | 0 | 0 | 0 | 0 | 0.70241 | 0 | 0 | 0.43304 | 0 | 0 | 0.38973
37 | 2018-01-02 12:00 | 1 | Januar | 12 | 2 | 2.3532 | 2.3532 | 2.3532 | 0 | 0 | 0.51537 | 2.5393 | 0.84126 | 3.8959 | 2.8685 | 0 | 1.6068 | 0 | 0 | 0 | 0 | 0 | 0.93243 | 0 | 0 | 0.84126 | 0 | 0 | 0.75713
38 | 2018-01-02 13:00 | 1 | Januar | 13 | 2 | 1.7551 | 1.7551 | 1.7551 | 0 | 0 | 0.82229 | 2.2776 | 1.1192 | 4.2191 | 2.5774 | 0 | 1.6902 | 0 | 0 | 0 | 0 | 0 | 0.5874 | 0 | 0 | 1.1192 | 0 | 0 | 1.0073
39 | 2018-01-02 14:00 | 1 | Januar | 14 | 2 | 1.0401 | 1.0401 | 1.0401 | 0 | 0 | 1.3204 | 2.0966 | 0.99905 | 4.4161 | 2.3605 | 0 | 1.7431 | 0 | 0 | 0 | 0 | 0 | 0.35355 | 0 | 0 | 0.99905 | 0 | 0 | 0.89914
40 | 2018-01-02 15:00 | 1 | Januar | 15 | 2 | 0.28602 | 0.28602 | 0.28602 | 0 | 0 | 2.0827 | 2.1904 | 0.6033 | 4.8764 | 2.3687 | 0 | 1.8369 | 0 | 0 | 0 | 0 | 0 | 0.35355 | 0 | 0 | 0.6033 | 0 | 0 | 0.54297
41 | 2018-01-02 16:00 | 1 | Januar | 16 | 2 | 0 | 0 | 0 | 0 | 0 | 2.8515 | 2.4017 | 1.1803 | 6.4334 | 2.8515 | 0 | 1.8143 | 0 | 0 | 0 | 0 | 0 | 0.5874 | 0 | 0 | 1.1803 | 0 | 0 | 1.0622
42 | 2018-01-02 17:00 | 1 | Januar | 17 | 2 | 0 | 0 | 0 | 0 | 0 | 3.6249 | 2.3473 | 2.0695 | 8.0418 | 3.6249 | 0 | 1.6449 | 0 | 0 | 0 | 0 | 0 | 0.70241 | 0 | 0 | 2.0695 | 0 | 0 | 1.8626
43 | 2018-01-02 18:00 | 1 | Januar | 18 | 2 | 0 | 0 | 0 | 0 | 0 | 4.0552 | 2.1108 | 2.6644 | 8.8304 | 4.0552 | 0 | 1.4084 | 0 | 0 | 0 | 0 | 0 | 0.70241 | 0 | 0 | 2.6644 | 0 | 0 | 2.398
44 | 2018-01-02 19:00 | 1 | Januar | 19 | 2 | 0 | 0 | 0 | 0 | 0 | 3.6672 | 2.1031 | 2.5359 | 8.3061 | 3.6672 | 0 | 1.5157 | 0 | 0 | 0 | 0 | 0 | 0.5874 | 0 | 0 | 2.5359 | 0 | 0 | 2.2823
45 | 2018-01-02 20:00 | 1 | Januar | 20 | 2 | 0 | 0 | 0 | 0 | 0 | 3.1055 | 2.1904 | 1.8296 | 7.1255 | 3.1055 | 0 | 1.718 | 0 | 0 | 0 | 0 | 0 | 0.47239 | 0 | 0 | 1.8296 | 0 | 0 | 1.6467
46 | 2018-01-02 21:00 | 1 | Januar | 21 | 2 | 0 | 0 | 0 | 0 | 0 | 2.6047 | 2.0862 | 1.4543 | 6.1453 | 2.6047 | 0 | 1.8477 | 0 | 0 | 0 | 0 | 0 | 0.23853 | 0 | 0 | 1.4543 | 0 | 0 | 1.3089
47 | 2018-01-02 22:00 | 1 | Januar | 22 | 2 | 0 | 0 | 0 | 0 | 0 | 1.9807 | 2.3609 | 0.9957 | 5.3373 | 1.9807 | 0 | 2.1223 | 0 | 0 | 0 | 0 | 0 | 0.23853 | 0 | 0 | 0.9957 | 0 | 0 | 0.89613
48 | 2018-01-02 23:00 | 1 | Januar | 23 | 2 | 0 | 0 | 0 | 0 | 0 | 1.4016 | 2.4809 | 0.63126 | 4.5137 | 1.4016 | 0 | 2.3574 | 0 | 0 | 0 | 0 | 0 | 0.12352 | 0 | 0 | 0.63126 | 0 | 0 | 0.56813
49 | 2018-01-03 | 1 | Januar | 0 | 3 | 0 | 0 | 0 | 0 | 0 | 1.0888 | 2.4985 | 0.34706 | 3.9344 | 1.0888 | 0 | 2.375 | 0 | 0 | 0 | 0 | 0 | 0.12352 | 0 | 0 | 0.34706 | 0 | 0 | 0.31235
50 | 2018-01-03 01:00 | 1 | Januar | 1 | 3 | 0 | 0 | 0 | 0 | 0 | 1.0151 | 2.5281 | 0.040439 | 3.5837 | 1.0151 | 0 | 2.4046 | 0 | 0 | 0 | 0 | 0 | 0.12352 | 0 | 0 | 0.040439 | 0 | 0 | 0.036395
51 | 2018-01-03 02:00 | 1 | Januar | 2 | 3 | 0 | 0 | 0 | 0 | 0 | 0.9935 | 2.6773 | 0.042189 | 3.713 | 0.9935 | 0 | 2.4388 | 0 | 0 | 0 | 0 | 0 | 0.23853 | 0 | 0 | 0.042189 | 0 | 0 | 0.03797
52 | 2018-01-03 03:00 | 1 | Januar | 3 | 3 | 0 | 0 | 0 | 0 | 0 | 1.0064 | 2.7046 | 0 | 3.711 | 1.0064 | 0 | 2.4661 | 0 | 0 | 0 | 0 | 0 | 0.23853 | 0 | 0 | 0 | 0 | 0 | 0
53 | 2018-01-03 04:00 | 1 | Januar | 4 | 3 | 0 | 0 | 0 | 0 | 0 | 1.1661 | 2.9066 | 0 | 4.0728 | 1.1661 | 0 | 2.4343 | 0 | 0 | 0 | 0 | 0 | 0.47239 | 0 | 0 | 0 | 0 | 0 | 0
54 | 2018-01-03 05:00 | 1 | Januar | 5 | 3 | 0 | 0 | 0 | 0 | 0 | 2.0565 | 2.9593 | 0 | 5.0158 | 2.0565 | 0 | 2.2569 | 0 | 0 | 0 | 0 | 0 | 0.70241 | 0 | 0 | 0 | 0 | 0 | 0
55 | 2018-01-03 06:00 | 1 | Januar | 6 | 3 | 0 | 0 | 0 | 0 | 0 | 2.867 | 3.2165 | 0 | 6.0835 | 2.867 | 0 | 2.0503 | 0 | 0 | 0 | 0 | 0 | 1.1663 | 0 | 0 | 0 | 0 | 0 | 0
56 | 2018-01-03 07:00 | 1 | Januar | 7 | 3 | 0 | 0 | 0 | 0 | 0 | 2.9515 | 3.1095 | 0 | 6.061 | 2.9515 | 0 | 1.9432 | 0 | 0 | 0 | 0 | 0 | 1.1663 | 0 | 0 | 0 | 0 | 0 | 0
57 | 2018-01-03 08:00 | 1 | Januar | 8 | 3 | 5.2524 | 2.7392 | 5.2524 | 0 | 0 | 0 | 0.46345 | 0 | 0.46345 | 2.7392 | 0 | 2.0442 | 0 | 0 | 0 | 0 | 0 | 0.93243 | 0 | 0 | 0 | 0 | 0 | 0
58 | 2018-01-03 09:00 | 1 | Januar | 9 | 3 | 7.8655 | 2.5954 | 5.4554 | 0 | 2.4102 | 0 | 0 | 0 | 0 | 2.5954 | 0 | 2.0656 | 0 | 0 | 0 | 0 | 0 | 0.5874 | 0 | 0 | 0.20694 | 0 | 0 | 0.18624
59 | 2018-01-03 10:00 | 1 | Januar | 10 | 3 | 9.3606 | 2.6387 | 5.4346 | 0 | 3.926 | 0 | 0 | 0 | 0 | 2.6387 | 0 | 1.8795 | 0 | 0 | 0 | 0 | 0 | 0.47239 | 0 | 0 | 0.44402 | 0 | 0 | 0.39962
60 | 2018-01-03 11:00 | 1 | Januar | 11 | 3 | 10.3357 | 2.8938 | 5.657 | 0 | 4.6786 | 0 | 0 | 0 | 0 | 2.8938 | 0 | 1.6278 | 0 | 0 | 0 | 0 | 0 | 0.70241 | 0 | 0 | 0.43304 | 0 | 0 | 0.38973
61 | 2018-01-03 12:00 | 1 | Januar | 12 | 3 | 10.1277 | 2.8685 | 5.9307 | 0 | 4.197 | 0 | 0 | 0 | 0 | 2.8685 | 0 | 1.2884 | 0 | 0 | 0 | 0 | 0 | 0.93243 | 0 | 0 | 0.84126 | 0 | 0 | 0.75713
62 | 2018-01-03 13:00 | 1 | Januar | 13 | 3 | 8.8016 | 2.5774 | 5.5035 | 0 | 3.298 | 0 | 0 | 0 | 0 | 2.5774 | 0 | 1.2195 | 0 | 0 | 0 | 0 | 0 | 0.5874 | 0 | 0 | 1.1192 | 0 | 0 | 1.0073
63 | 2018-01-03 14:00 | 1 | Januar | 14 | 3 | 7.2805 | 2.3605 | 4.5333 | 0 | 2.7472 | 0 | 0 | 0 | 0 | 2.3605 | 0 | 0.8202 | 0 | 0 | 0 | 0 | 0 | 0.35355 | 0 | 0 | 0.99905 | 0 | 0 | 0.89914
64 | 2018-01-03 15:00 | 1 | Januar | 15 | 3 | 4.6023 | 2.3687 | 4.4235 | 0 | 0.17877 | 0 | 0 | 0 | 0 | 2.3687 | 0 | 1.098 | 0 | 0 | 0 | 0 | 0 | 0.35355 | 0 | 0 | 0.6033 | 0 | 0 | 0.54297
65 | 2018-01-03 16:00 | 1 | Januar | 16 | 3 | 0 | 0 | 0 | 0 | 0 | 2.8515 | 2.1635 | 1.1803 | 6.1953 | 2.8515 | 0 | 1.5761 | 0 | 0 | 0 | 0 | 0 | 0.5874 | 0 | 0 | 1.1803 | 0 | 0 | 1.0622
66 | 2018-01-03 17:00 | 1 | Januar | 17 | 3 | 0 | 0 | 0 | 0 | 0 | 3.6249 | 2.125 | 2.0695 | 7.8194 | 3.6249 | 0 | 1.4226 | 0 | 0 | 0 | 0 | 0 | 0.70241 | 0 | 0 | 2.0695 | 0 | 0 | 1.8626
67 | 2018-01-03 18:00 | 1 | Januar | 18 | 3 | 0 | 0 | 0 | 0 | 0 | 4.0552 | 1.8739 | 2.6644 | 8.5935 | 4.0552 | 0 | 1.1715 | 0 | 0 | 0 | 0 | 0 | 0.70241 | 0 | 0 | 2.6644 | 0 | 0 | 2.398
68 | 2018-01-03 19:00 | 1 | Januar | 19 | 3 | 0 | 0 | 0 | 0 | 0 | 3.6672 | 1.8511 | 2.5359 | 8.0542 | 3.6672 | 0 | 1.2637 | 0 | 0 | 0 | 0 | 0 | 0.5874 | 0 | 0 | 2.5359 | 0 | 0 | 2.2823
69 | 2018-01-03 20:00 | 1 | Januar | 20 | 3 | 0 | 0 | 0 | 0 | 0 | 3.1055 | 1.9531 | 1.8296 | 6.8882 | 3.1055 | 0 | 1.4807 | 0 | 0 | 0 | 0 | 0 | 0.47239 | 0 | 0 | 1.8296 | 0 | 0 | 1.6467
70 | 2018-01-03 21:00 | 1 | Januar | 21 | 3 | 0 | 0 | 0 | 0 | 0 | 2.6047 | 1.8338 | 1.4543 | 5.8929 | 2.6047 | 0 | 1.5953 | 0 | 0 | 0 | 0 | 0 | 0.23853 | 0 | 0 | 1.4543 | 0 | 0 | 1.3089
71 | 2018-01-03 22:00 | 1 | Januar | 22 | 3 | 0 | 0 | 0 | 0 | 0 | 1.9807 | 2.1081 | 0.9957 | 5.0845 | 1.9807 | 0 | 1.8696 | 0 | 0 | 0 | 0 | 0 | 0.23853 | 0 | 0 | 0.9957 | 0 | 0 | 0.89613
72 | 2018-01-03 23:00 | 1 | Januar | 23 | 3 | 0 | 0 | 0 | 0 | 0 | 1.4016 | 2.1533 | 0.63126 | 4.1862 | 1.4016 | 0 | 2.0298 | 0 | 0 | 0 | 0 | 0 | 0.12352 | 0 | 0 | 0.63126 | 0 | 0 | 0.56813
73 | 2018-01-04 | 1 | Januar | 0 | 4 | 0 | 0 | 0 | 0 | 0 | 1.0888 | 2.2305 | 0.34706 | 3.6664 | 1.0888 | 0 | 2.107 | 0 | 0 | 0 | 0 | 0 | 0.12352 | 0 | 0 | 0.34706 | 0 | 0 | 0.31235
74 | 2018-01-04 01:00 | 1 | Januar | 1 | 4 | 0 | 0 | 0 | 0 | 0 | 1.0151 | 2.275 | 0.040439 | 3.3306 | 1.0151 | 0 | 2.1515 | 0 | 0 | 0 | 0 | 0 | 0.12352 | 0 | 0 | 0.040439 | 0 | 0 | 0.036395
75 | 2018-01-04 02:00 | 1 | Januar | 2 | 4 | 0 | 0 | 0 | 0 | 0 | 0.9935 | 2.4093 | 0.042189 | 3.445 | 0.9935 | 0 | 2.1707 | 0 | 0 | 0 | 0 | 0 | 0.23853 | 0 | 0 | 0.042189 | 0 | 0 | 0.03797
76 | 2018-01-04 03:00 | 1 | Januar | 3 | 4 | 0 | 0 | 0 | 0 | 0 | 1.0064 | 2.4217 | 0 | 3.428 | 1.0064 | 0 | 2.1831 | 0 | 0 | 0 | 0 | 0 | 0.23853 | 0 | 0 | 0 | 0 | 0 | 0
77 | 2018-01-04 04:00 | 1 | Januar | 4 | 4 | 0 | 0 | 0 | 0 | 0 | 1.1661 | 2.6238 | 0 | 3.7899 | 1.1661 | 0 | 2.1514 | 0 | 0 | 0 | 0 | 0 | 0.47239 | 0 | 0 | 0 | 0 | 0 | 0
78 | 2018-01-04 05:00 | 1 | Januar | 5 | 4 | 0 | 0 | 0 | 0 | 0 | 2.0565 | 2.6916 | 0 | 4.7481 | 2.0565 | 0 | 1.9892 | 0 | 0 | 0 | 0 | 0 | 0.70241 | 0 | 0 | 0 | 0 | 0 | 0
79 | 2018-01-04 06:00 | 1 | Januar | 6 | 4 | 0 | 0 | 0 | 0 | 0 | 2.867 | 2.9491 | 0 | 5.8161 | 2.867 | 0 | 1.7828 | 0 | 0 | 0 | 0 | 0 | 1.1663 | 0 | 0 | 0 | 0 | 0 | 0
80 | 2018-01-04 07:00 | 1 | Januar | 7 | 4 | 0 | 0 | 0 | 0 | 0 | 2.9515 | 2.8422 | 0 | 5.7937 | 2.9515 | 0 | 1.676 | 0 | 0 | 0 | 0 | 0 | 1.1663 | 0 | 0 | 0 | 0 | 0 | 0
81 | 2018-01-04 08:00 | 1 | Januar | 8 | 4 | 1.4821 | 1.4821 | 1.4821 | 0 | 0 | 1.2571 | 2.7092 | 0 | 3.9663 | 2.7392 | 0 | 1.7767 | 0 | 0 | 0 | 0 | 0 | 0.93243 | 0 | 0 | 0 | 0 | 0 | 0
82 | 2018-01-04 09:00 | 1 | Januar | 9 | 4 | 0.87106 | 0.87106 | 0.87106 | 0 | 0 | 1.7244 | 2.2832 | 0.20694 | 4.2145 | 2.5954 | 0 | 1.6958 | 0 | 0 | 0 | 0 | 0 | 0.5874 | 0 | 0 | 0.20694 | 0 | 0 | 0.18624
83 | 2018-01-04 10:00 | 1 | Januar | 10 | 4 | 3.0292 | 2.6387 | 3.0292 | 0 | 0 | 0 | 1.6445 | 0.44402 | 2.0885 | 2.6387 | 0 | 1.5626 | 0 | 0 | 0 | 0 | 0 | 0.47239 | 0 | 0 | 0.44402 | 0 | 0 | 0.39962
84 | 2018-01-04 11:00 | 1 | Januar | 11 | 4 | 6.1884 | 2.8938 | 5.4326 | 0 | 0.7558 | 0 | 0 | 0 | 0 | 2.8938 | 0 | 1.4034 | 0 | 0 | 0 | 0 | 0 | 0.70241 | 0 | 0 | 0.43304 | 0 | 0 | 0.38973
85 | 2018-01-04 12:00 | 1 | Januar | 12 | 4 | 5.5384 | 2.8685 | 5.5384 | 0 | 0 | 0 | 0 | 0.37667 | 0.37667 | 2.8685 | 0 | 1.2728 | 0 | 0 | 0 | 0 | 0 | 0.93243 | 0 | 0 | 0.84126 | 0 | 0 | 0.75713
86 | 2018-01-04 13:00 | 1 | Januar | 13 | 4 | 10.7257 | 2.5774 | 5.5752 | 0 | 5.1505 | 0 | 0 | 0 | 0 | 2.5774 | 0 | 1.2912 | 0 | 0 | 0 | 0 | 0 | 0.5874 | 0 | 0 | 1.1192 | 0 | 0 | 1.0073
87 | 2018-01-04 14:00 | 1 | Januar | 14 | 4 | 4.0823 | 2.3605 | 4.0823 | 0 | 0 | 0 | 0.04563 | 0.99905 | 1.0447 | 2.3605 | 0 | 1.4139 | 0 | 0 | 0 | 0 | 0 | 0.35355 | 0 | 0 | 0.99905 | 0 | 0 | 0.89914
88 | 2018-01-04 15:00 | 1 | Januar | 15 | 4 | 1.4821 | 1.4821 | 1.4821 | 0 | 0 | 0.88662 | 1.8577 | 0.6033 | 3.3477 | 2.3687 | 0 | 1.5042 | 0 | 0 | 0 | 0 | 0 | 0.35355 | 0 | 0 | 0.6033 | 0 | 0 | 0.54297
89 | 2018-01-04 16:00 | 1 | Januar | 16 | 4 | 0 | 0 | 0 | 0 | 0 | 2.8515 | 2.1054 | 1.1803 | 6.1372 | 2.8515 | 0 | 1.518 | 0 | 0 | 0 | 0 | 0 | 0.5874 | 0 | 0 | 1.1803 | 0 | 0 | 1.0622
90 | 2018-01-04 17:00 | 1 | Januar | 17 | 4 | 0 | 0 | 0 | 0 | 0 | 3.6249 | 2.0666 | 2.0695 | 7.761 | 3.6249 | 0 | 1.3641 | 0 | 0 | 0 | 0 | 0 | 0.70241 | 0 | 0 | 2.0695 | 0 | 0 | 1.8626
91 | 2018-01-04 18:00 | 1 | Januar | 18 | 4 | 0 | 0 | 0 | 0 | 0 | 4.0552 | 1.8009 | 2.6644 | 8.5205 | 4.0552 | 0 | 1.0985 | 0 | 0 | 0 | 0 | 0 | 0.70241 | 0 | 0 | 2.6644 | 0 | 0 | 2.398
92 | 2018-01-04 19:00 | 1 | Januar | 19 | 4 | 0 | 0 | 0 | 0 | 0 | 3.6672 | 1.7631 | 2.5359 | 7.9662 | 3.6672 | 0 | 1.1757 | 0 | 0 | 0 | 0 | 0 | 0.5874 | 0 | 0 | 2.5359 | 0 | 0 | 2.2823
93 | 2018-01-04 20:00 | 1 | Januar | 20 | 4 | 0 | 0 | 0 | 0 | 0 | 3.1055 | 1.8648 | 1.8296 | 6.7999 | 3.1055 | 0 | 1.3924 | 0 | 0 | 0 | 0 | 0 | 0.47239 | 0 | 0 | 1.8296 | 0 | 0 | 1.6467
94 | 2018-01-04 21:00 | 1 | Januar | 21 | 4 | 0 | 0 | 0 | 0 | 0 | 2.6047 | 1.7454 | 1.4543 | 5.8044 | 2.6047 | 0 | 1.5069 | 0 | 0 | 0 | 0 | 0 | 0.23853 | 0 | 0 | 1.4543 | 0 | 0 | 1.3089
95 | 2018-01-04 22:00 | 1 | Januar | 22 | 4 | 0 | 0 | 0 | 0 | 0 | 1.9807 | 2.0492 | 0.9957 | 5.0256 | 1.9807 | 0 | 1.8107 | 0 | 0 | 0 | 0 | 0 | 0.23853 | 0 | 0 | 0.9957 | 0 | 0 | 0.89613
96 | 2018-01-04 23:00 | 1 | Januar | 23 | 4 | 0 | 0 | 0 | 0 | 0 | 1.4016 | 2.0495 | 0.12317 | 3.5742 | 1.4016 | 0 | 1.926 | 0 | 0 | 0 | 0 | 0 | 0.12352 | 0 | 0 | 0.12317 | 0 | 0 | 0.11085
97 | 2018-01-05 | 1 | Januar | 0 | 5 | 0 | 0 | 0 | 0 | 0 | 1.0888 | 2.2011 | 0.091347 | 3.3813 | 1.0888 | 0 | 2.0776 | 0 | 0 | 0 | 0 | 0 | 0.12352 | 0 | 0 | 0.091347 | 0 | 0 | 0.082212
98 | 2018-01-05 01:00 | 1 | Januar | 1 | 5 | 0 | 0 | 0 | 0 | 0 | 1.0151 | 2.1263 | 0 | 3.1414 | 1.0151 | 0 | 2.0028 | 0 | 0 | 0 | 0 | 0 | 0.12352 | 0 | 0 | 0 | 0 | 0 | 0
99 | 2018-01-05 02:00 | 1 | Januar | 2 | 5 | 0 | 0 | 0 | 0 | 0 | 0.9935 | 2.2456 | 0.11659 | 3.3557 | 0.9935 | 0 | 2.0071 | 0 | 0 | 0 | 0 | 0 | 0.23853 | 0 | 0 | 0.11659 | 0 | 0 | 0.10493
100 | 2018-01-05 03:00 | 1 | Januar | 3 | 5 | 0 | 0 | 0 | 0 | 0 | 1.0064 | 2.2729 | 0.042301 | 3.3216 | 1.0064 | 0 | 2.0344 | 0 | 0 | 0 | 0 | 0 | 0.23853 | 0 | 0 | 0.042301 | 0 | 0 | 0.038071
101 | 2018-01-05 04:00 | 1 | Januar | 4 | 5 | 0 | 0 | 0 | 0 | 0 | 1.1661 | 2.49 | 0.039756 | 3.6958 | 1.1661 | 0 | 2.0176 | 0 | 0 | 0 | 0 | 0 | 0.47239 | 0 | 0 | 0.039756 | 0 | 0 | 0.035781
102 | 2018-01-05 05:00 | 1 | Januar | 5 | 5 | 0 | 0 | 0 | 0 | 0 | 2.0565 | 2.5133 | 0 | 4.5698 | 2.0565 | 0 | 1.8109 | 0 | 0 | 0 | 0 | 0 | 0.70241 | 0 | 0 | 0 | 0 | 0 | 0
103 | 2018-01-05 06:00 | 1 | Januar | 6 | 5 | 0 | 0 | 0 | 0 | 0 | 2.867 | 2.7562 | 0 | 5.6232 | 2.867 | 0 | 1.5899 | 0 | 0 | 0 | 0 | 0 | 1.1663 | 0 | 0 | 0 | 0 | 0 | 0
104 | 2018-01-05 07:00 | 1 | Januar | 7 | 5 | 0 | 0 | 0 | 0 | 0 | 2.9515 | 2.6494 | 0 | 5.6009 | 2.9515 | 0 | 1.4832 | 0 | 0 | 0 | 0 | 0 | 1.1663 | 0 | 0 | 0 | 0 | 0 | 0
105 | 2018-01-05 08:00 | 1 | Januar | 8 | 5 | 0.14301 | 0.14301 | 0.14301 | 0 | 0 | 2.5962 | 2.5013 | 0 | 5.0974 | 2.7392 | 0 | 1.5688 | 0 | 0 | 0 | 0 | 0 | 0.93243 | 0 | 0 | 0 | 0 | 0 | 0
106 | 2018-01-05 09:00 | 1 | Januar | 9 | 5 | 0.76705 | 0.76705 | 0.76705 | 0 | 0 | 1.8284 | 2.0655 | 0.16574 | 4.0596 | 2.5954 | 0 | 1.4781 | 0 | 0 | 0 | 0 | 0 | 0.5874 | 0 | 0 | 0.16574 | 0 | 0 | 0.14917
107 | 2018-01-05 10:00 | 1 | Januar | 10 | 5 | 3.0032 | 2.6387 | 3.0032 | 0 | 0 | 0 | 1.4315 | 0.39821 | 1.8298 | 2.6387 | 0 | 1.3236 | 0 | 0 | 0 | 0 | 0 | 0.47239 | 0 | 0 | 0.39821 | 0 | 0 | 0.35839
108 | 2018-01-05 11:00 | 1 | Januar | 11 | 5 | 3.7833 | 2.8938 | 3.7833 | 0 | 0 | 0 | 0.99752 | 0.39589 | 1.3934 | 2.8938 | 0 | 1.1846 | 0 | 0 | 0 | 0 | 0 | 0.70241 | 0 | 0 | 0.39589 | 0 | 0 | 0.3563
109 | 2018-01-05 12:00 | 1 | Januar | 12 | 5 | 5.3564 | 2.8685 | 5.3564 | 0 | 0 | 0 | 0 | 0.49795 | 0.49795 | 2.8685 | 0 | 1.1086 | 0 | 0 | 0 | 0 | 0 | 0.93243 | 0 | 0 | 0.94478 | 0 | 0 | 0.8503
110 | 2018-01-05 13:00 | 1 | Januar | 13 | 5 | 2.7822 | 2.5774 | 2.7822 | 0 | 0 | 0 | 1.5893 | 1.3646 | 2.9538 | 2.5774 | 0 | 1.2067 | 0 | 0 | 0 | 0 | 0 | 0.5874 | 0 | 0 | 1.3646 | 0 | 0 | 1.2281
111 | 2018-01-05 14:00 | 1 | Januar | 14 | 5 | 3.7573 | 2.3605 | 3.7573 | 0 | 0 | 0 | 0.29748 | 1.1765 | 1.474 | 2.3605 | 0 | 1.3407 | 0 | 0 | 0 | 0 | 0 | 0.35355 | 0 | 0 | 1.1765 | 0 | 0 | 1.0589
112 | 2018-01-05 15:00 | 1 | Januar | 15 | 5 | 1.0791 | 1.0791 | 1.0791 | 0 | 0 | 1.2897 | 1.7771 | 0.97242 | 4.0392 | 2.3687 | 0 | 1.4235 | 0 | 0 | 0 | 0 | 0 | 0.35355 | 0 | 0 | 0.97242 | 0 | 0 | 0.87517
113 | 2018-01-05 16:00 | 1 | Januar | 16 | 5 | 0 | 0 | 0 | 0 | 0 | 2.8515 | 1.987 | 1.4586 | 6.2971 | 2.8515 | 0 | 1.3996 | 0 | 0 | 0 | 0 | 0 | 0.5874 | 0 | 0 | 1.4586 | 0 | 0 | 1.3127
114 | 2018-01-05 17:00 | 1 | Januar | 17 | 5 | 0 | 0 | 0 | 0 | 0 | 3.6249 | 1.9185 | 1.6556 | 7.199 | 3.6249 | 0 | 1.2161 | 0 | 0 | 0 | 0 | 0 | 0.70241 | 0 | 0 | 1.6556 | 0 | 0 | 1.49
115 | 2018-01-05 18:00 | 1 | Januar | 18 | 5 | 0 | 0 | 0 | 0 | 0 | 4.0552 | 1.6681 | 2.1629 | 7.8862 | 4.0552 | 0 | 0.96571 | 0 | 0 | 0 | 0 | 0 | 0.70241 | 0 | 0 | 2.1629 | 0 | 0 | 1.9466
116 | 2018-01-05 19:00 | 1 | Januar | 19 | 5 | 0 | 0 | 0 | 0 | 0 | 3.6672 | 1.6302 | 2.087 | 7.3844 | 3.6672 | 0 | 1.0428 | 0 | 0 | 0 | 0 | 0 | 0.5874 | 0 | 0 | 2.087 | 0 | 0 | 1.8783
117 | 2018-01-05 20:00 | 1 | Januar | 20 | 5 | 0 | 0 | 0 | 0 | 0 | 3.1055 | 1.7167 | 1.7154 | 6.5377 | 3.1055 | 0 | 1.2443 | 0 | 0 | 0 | 0 | 0 | 0.47239 | 0 | 0 | 1.7154 | 0 | 0 | 1.5439
118 | 2018-01-05 21:00 | 1 | Januar | 21 | 5 | 0 | 0 | 0 | 0 | 0 | 2.6047 | 1.5823 | 1.2558 | 5.4427 | 2.6047 | 0 | 1.3437 | 0 | 0 | 0 | 0 | 0 | 0.23853 | 0 | 0 | 1.2558 | 0 | 0 | 1.1302
119 | 2018-01-05 22:00 | 1 | Januar | 22 | 5 | 0 | 0 | 0 | 0 | 0 | 1.9807 | 1.8261 | 0.75773 | 4.5646 | 1.9807 | 0 | 1.5876 | 0 | 0 | 0 | 0 | 0 | 0.23853 | 0 | 0 | 0.75773 | 0 | 0 | 0.68195
120 | 2018-01-05 23:00 | 1 | Januar | 23 | 5 | 0 | 0 | 0 | 0 | 0 | 1.4016 | 1.8561 | 0.49733 | 3.755 | 1.4016 | 0 | 1.7325 | 0 | 0 | 0 | 0 | 0 | 0.12352 | 0 | 0 | 0.49733 | 0 | 0 | 0.4476
121 | 2018-01-06 | 1 | Januar | 0 | 6 | 0 | 0 | 0 | 0 | 0 | 1.2903 | 1.9378 | 0 | 3.2281 | 1.2903 | 0 | 1.8143 | 0 | 0 | 0 | 0 | 0 | 0.12352 | 0 | 0 | 0 | 0 | 0 | 0
122 | 2018-01-06 01:00 | 1 | Januar | 1 | 6 | 0 | 0 | 0 | 0 | 0 | 1.0677 | 2.0566 | 0 | 3.1243 | 1.0677 | 0 | 1.9331 | 0 | 0 | 0 | 0 | 0 | 0.12352 | 0 | 0 | 0 | 0 | 0 | 0
123 | 2018-01-06 02:00 | 1 | Januar | 2 | 6 | 0 | 0 | 0 | 0 | 0 | 1.0182 | 2.0068 | 0.085531 | 3.1105 | 1.0182 | 0 | 1.8832 | 0 | 0 | 0 | 0 | 0 | 0.12352 | 0 | 0 | 0.085531 | 0 | 0 | 0.076978
124 | 2018-01-06 03:00 | 1 | Januar | 3 | 6 | 0 | 0 | 0 | 0 | 0 | 0.99298 | 1.9969 | 0.025909 | 3.0158 | 0.99298 | 0 | 1.8734 | 0 | 0 | 0 | 0 | 0 | 0.12352 | 0 | 0 | 0.025909 | 0 | 0 | 0.023318
125 | 2018-01-06 04:00 | 1 | Januar | 4 | 6 | 0 | 0 | 0 | 0 | 0 | 1.026 | 2.0053 | 0.055915 | 3.0871 | 1.026 | 0 | 1.8817 | 0 | 0 | 0 | 0 | 0 | 0.12352 | 0 | 0 | 0.055915 | 0 | 0 | 0.050323
126 | 2018-01-06 05:00 | 1 | Januar | 5 | 6 | 0 | 0 | 0 | 0 | 0 | 1.2944 | 2.0819 | 0 | 3.3764 | 1.2944 | 0 | 1.8434 | 0 | 0 | 0 | 0 | 0 | 0.23853 | 0 | 0 | 0 | 0 | 0 | 0
127 | 2018-01-06 06:00 | 1 | Januar | 6 | 6 | 0 | 0 | 0 | 0 | 0 | 1.889 | 2.1379 | 0 | 4.0269 | 1.889 | 0 | 1.6655 | 0 | 0 | 0 | 0 | 0 | 0.47239 | 0 | 0 | 0 | 0 | 0 | 0
128 | 2018-01-06 07:00 | 1 | Januar | 7 | 6 | 0 | 0 | 0 | 0 | 0 | 2.6671 | 2.1386 | 0 | 4.8056 | 2.6671 | 0 | 1.4362 | 0 | 0 | 0 | 0 | 0 | 0.70241 | 0 | 0 | 0 | 0 | 0 | 0
129 | 2018-01-06 08:00 | 1 | Januar | 8 | 6 | 0.23402 | 0.23402 | 0.23402 | 0 | 0 | 2.8865 | 2.0622 | 0 | 4.9486 | 3.1205 | 0 | 1.3598 | 0 | 0 | 0 | 0 | 0 | 0.70241 | 0 | 0 | 0 | 0 | 0 | 0
130 | 2018-01-06 09:00 | 1 | Januar | 9 | 6 | 0.71505 | 0.71505 | 0.71505 | 0 | 0 | 2.5322 | 1.7063 | 0.27308 | 4.5115 | 3.2472 | 0 | 1.1189 | 0 | 0 | 0 | 0 | 0 | 0.5874 | 0 | 0 | 0.27308 | 0 | 0 | 0.24577
131 | 2018-01-06 10:00 | 1 | Januar | 10 | 6 | 1.1181 | 1.1181 | 1.1181 | 0 | 0 | 2.2765 | 1.1985 | 0.57504 | 4.0501 | 3.3946 | 0 | 0.8411 | 0 | 0 | 0 | 0 | 0 | 0.35738 | 0 | 0 | 0.57504 | 0 | 0 | 0.51754
132 | 2018-01-06 11:00 | 1 | Januar | 11 | 6 | 1.3131 | 1.3131 | 1.3131 | 0 | 0 | 2.3206 | 1.2526 | 0.49448 | 4.0676 | 3.6337 | 0 | 0.66515 | 0 | 0 | 0 | 0 | 0 | 0.5874 | 0 | 0 | 0.49448 | 0 | 0 | 0.44503
133 | 2018-01-06 12:00 | 1 | Januar | 12 | 6 | 1.1831 | 1.1831 | 1.1831 | 0 | 0 | 2.4346 | 1.2622 | 0.80292 | 4.4998 | 3.6177 | 0 | 0.55979 | 0 | 0 | 0 | 0 | 0 | 0.70241 | 0 | 0 | 0.80292 | 0 | 0 | 0.72263
134 | 2018-01-06 13:00 | 1 | Januar | 13 | 6 | 1.0271 | 1.0271 | 1.0271 | 0 | 0 | 2.3356 | 1.3175 | 1.4283 | 5.0814 | 3.3627 | 0 | 0.61508 | 0 | 0 | 0 | 0 | 0 | 0.70241 | 0 | 0 | 1.4283 | 0 | 0 | 1.2855
135 | 2018-01-06 14:00 | 1 | Januar | 14 | 6 | 0.62404 | 0.62404 | 0.62404 | 0 | 0 | 2.5392 | 1.3794 | 1.0268 | 4.9455 | 3.1633 | 0 | 0.79202 | 0 | 0 | 0 | 0 | 0 | 0.5874 | 0 | 0 | 1.0268 | 0 | 0 | 0.92416
136 | 2018-01-06 15:00 | 1 | Januar | 15 | 6 | 0.23402 | 0.23402 | 0.23402 | 0 | 0 | 2.9493 | 1.4898 | 0.73184 | 5.1709 | 3.1833 | 0 | 0.90235 | 0 | 0 | 0 | 0 | 0 | 0.5874 | 0 | 0 | 0.73184 | 0 | 0 | 0.65866
137 | 2018-01-06 16:00 | 1 | Januar | 16 | 6 | 0 | 0 | 0 | 0 | 0 | 3.9202 | 1.9563 | 0.83299 | 6.7095 | 3.9202 | 0 | 0.90501 | 0 | 0 | 0 | 0 | 0 | 1.0513 | 0 | 0 | 0.83299 | 0 | 0 | 0.74969
138 | 2018-01-06 17:00 | 1 | Januar | 17 | 6 | 0 | 0 | 0 | 0 | 0 | 4.5158 | 1.649 | 1.2201 | 7.3849 | 4.5158 | 0 | 0.83155 | 0 | 0 | 0 | 0 | 0 | 0.81742 | 0 | 0 | 1.2201 | 0 | 0 | 1.0981
139 | 2018-01-06 18:00 | 1 | Januar | 18 | 6 | 0 | 0 | 0 | 0 | 0 | 4.5308 | 1.1959 | 1.9034 | 7.63 | 4.5308 | 0 | 0.72348 | 0 | 0 | 0 | 0 | 0 | 0.47239 | 0 | 0 | 1.9034 | 0 | 0 | 1.7131
140 | 2018-01-06 19:00 | 1 | Januar | 19 | 6 | 0 | 0 | 0 | 0 | 0 | 3.744 | 1.4415 | 1.7545 | 6.9399 | 3.744 | 0 | 0.96906 | 0 | 0 | 0 | 0 | 0 | 0.47239 | 0 | 0 | 1.7545 | 0 | 0 | 1.579
141 | 2018-01-06 20:00 | 1 | Januar | 20 | 6 | 0 | 0 | 0 | 0 | 0 | 2.9638 | 1.5268 | 1.2804 | 5.771 | 2.9638 | 0 | 1.2882 | 0 | 0 | 0 | 0 | 0 | 0.23853 | 0 | 0 | 1.2804 | 0 | 0 | 1.1523
142 | 2018-01-06 21:00 | 1 | Januar | 21 | 6 | 0 | 0 | 0 | 0 | 0 | 2.7248 | 1.6488 | 0.99691 | 5.3705 | 2.7248 | 0 | 1.4103 | 0 | 0 | 0 | 0 | 0 | 0.23853 | 0 | 0 | 0.99691 | 0 | 0 | 0.89722
143 | 2018-01-06 22:00 | 1 | Januar | 22 | 6 | 0 | 0 | 0 | 0 | 0 | 2.3419 | 1.9191 | 0.5535 | 4.8146 | 2.3419 | 0 | 1.6806 | 0 | 0 | 0 | 0 | 0 | 0.23853 | 0 | 0 | 0.5535 | 0 | 0 | 0.49815
144 | 2018-01-06 23:00 | 1 | Januar | 23 | 6 | 0 | 0 | 0 | 0 | 0 | 1.5819 | 2.0743 | 0.49099 | 4.1472 | 1.5819 | 0 | 1.9508 | 0 | 0 | 0 | 0 | 0 | 0.12352 | 0 | 0 | 0.49099 | 0 | 0 | 0.44189
145 | 2018-01-07 | 1 | Januar | 0 | 7 | 0 | 0 | 0 | 0 | 0 | 1.8112 | 2.1631 | 0.59399 | 4.5683 | 1.8112 | 0 | 2.0396 | 0 | 0 | 0 | 0 | 0 | 0.12352 | 0 | 0 | 0.59399 | 0 | 0 | 0.53459
146 | 2018-01-07 01:00 | 1 | Januar | 1 | 7 | 0 | 0 | 0 | 0 | 0 | 1.3598 | 2.4167 | 0.39144 | 4.168 | 1.3598 | 0 | 2.2932 | 0 | 0 | 0 | 0 | 0 | 0.12352 | 0 | 0 | 0.39144 | 0 | 0 | 0.35229
147 | 2018-01-07 02:00 | 1 | Januar | 2 | 7 | 0 | 0 | 0 | 0 | 0 | 1.129 | 2.6266 | 0.014074 | 3.7697 | 1.129 | 0 | 2.503 | 0 | 0 | 0 | 0 | 0 | 0.12352 | 0 | 0 | 0.014074 | 0 | 0 | 0.012667
148 | 2018-01-07 03:00 | 1 | Januar | 3 | 7 | 0 | 0 | 0 | 0 | 0 | 1.0481 | 2.7321 | 0.026572 | 3.8068 | 1.0481 | 0 | 2.6086 | 0 | 0 | 0 | 0 | 0 | 0.12352 | 0 | 0 | 0.026572 | 0 | 0 | 0.023914
149 | 2018-01-07 04:00 | 1 | Januar | 4 | 7 | 0 | 0 | 0 | 0 | 0 | 0.99814 | 2.8166 | 0.02326 | 3.838 | 0.99814 | 0 | 2.6931 | 0 | 0 | 0 | 0 | 0 | 0.12352 | 0 | 0 | 0.02326 | 0 | 0 | 0.020934
150 | 2018-01-07 05:00 | 1 | Januar | 5 | 7 | 0 | 0 | 0 | 0 | 0 | 0.99607 | 2.9065 | 0 | 3.9026 | 0.99607 | 0 | 2.783 | 0 | 0 | 0 | 0 | 0 | 0.12352 | 0 | 0 | 0 | 0 | 0 | 0
151 | 2018-01-07 06:00 | 1 | Januar | 6 | 7 | 0 | 0 | 0 | 0 | 0 | 1.044 | 2.8968 | 0 | 3.9408 | 1.044 | 0 | 2.7733 | 0 | 0 | 0 | 0 | 0 | 0.12352 | 0 | 0 | 0 | 0 | 0 | 0
152 | 2018-01-07 07:00 | 1 | Januar | 7 | 7 | 0 | 0 | 0 | 0 | 0 | 1.2305 | 2.9447 | 0 | 4.1753 | 1.2305 | 0 | 2.7062 | 0 | 0 | 0 | 0 | 0 | 0.23853 | 0 | 0 | 0 | 0 | 0 | 0
153 | 2018-01-07 08:00 | 1 | Januar | 8 | 7 | 3.1332 | 2.0245 | 3.1332 | 0 | 0 | 0 | 1.7937 | 0 | 1.7937 | 2.0245 | 0 | 2.545 | 0 | 0 | 0 | 0 | 0 | 0.35738 | 0 | 0 | 0 | 0 | 0 | 0
154 | 2018-01-07 09:00 | 1 | Januar | 9 | 7 | 5.0833 | 3.0545 | 5.0833 | 0 | 0 | 0 | 0 | 0.28857 | 0.28857 | 3.0545 | 0 | 1.3173 | 0 | 0 | 0 | 0 | 0 | 0.70241 | 0 | 0 | 0.29766 | 0 | 0 | 0.2679
155 | 2018-01-07 10:00 | 1 | Januar | 10 | 7 | 7.3065 | 3.7898 | 5.9288 | 0 | 1.3777 | 0 | 0 | 0 | 0 | 3.7898 | 0 | 0.82952 | 0 | 0 | 0 | 0 | 0 | 0.70241 | 0 | 0 | 0.60708 | 0 | 0 | 0.54638
156 | 2018-01-07 11:00 | 1 | Januar | 11 | 7 | 8.1255 | 4.3793 | 5.9567 | 0 | 2.1688 | 0 | 0 | 0 | 0 | 4.3793 | 0 | 0.16758 | 0 | 0 | 0 | 0 | 0 | 0.93243 | 0 | 0 | 0.47745 | 0 | 0 | 0.4297
157 | 2018-01-07 12:00 | 1 | Januar | 12 | 7 | 7.9175 | 4.4602 | 5.9047 | 0 | 2.0128 | 0 | 0 | 0 | 0 | 4.4602 | 0 | 0 | 0 | 0 | 0 | 0 | 0 | 0.93243 | 0 | 0 | 0.51211 | 0 | 0 | 0.4609
158 | 2018-01-07 13:00 | 1 | Januar | 13 | 7 | 4.0953 | 3.7661 | 4.0953 | 0 | 0 | 0 | 0.48825 | 0.70537 | 1.1936 | 3.7661 | 0 | 0 | 0 | 0 | 0 | 0 | 0 | 0.81742 | 0 | 0 | 0.70537 | 0 | 0 | 0.63484
159 | 2018-01-07 14:00 | 1 | Januar | 14 | 7 | 1.7161 | 1.7161 | 1.7161 | 0 | 0 | 1.2895 | 1.1561 | 0.6733 | 3.1189 | 3.0056 | 0 | 0.56871 | 0 | 0 | 0 | 0 | 0 | 0.5874 | 0 | 0 | 0.6733 | 0 | 0 | 0.60597
160 | 2018-01-07 15:00 | 1 | Januar | 15 | 7 | 0.11701 | 0.11701 | 0.11701 | 0 | 0 | 2.4862 | 1.7397 | 0.691 | 4.9169 | 2.6032 | 0 | 1.2674 | 0 | 0 | 0 | 0 | 0 | 0.47239 | 0 | 0 | 0.691 | 0 | 0 | 0.6219
161 | 2018-01-07 16:00 | 1 | Januar | 16 | 7 | 0 | 0 | 0 | 0 | 0 | 2.3991 | 2.5704 | 0.81723 | 5.7867 | 2.3991 | 0 | 1.983 | 0 | 0 | 0 | 0 | 0 | 0.5874 | 0 | 0 | 0.81723 | 0 | 0 | 0.73551
162 | 2018-01-07 17:00 | 1 | Januar | 17 | 7 | 0 | 0 | 0 | 0 | 0 | 2.7907 | 2.6823 | 1.2113 | 6.6843 | 2.7907 | 0 | 1.9799 | 0 | 0 | 0 | 0 | 0 | 0.70241 | 0 | 0 | 1.2113 | 0 | 0 | 1.0901
163 | 2018-01-07 18:00 | 1 | Januar | 18 | 7 | 0 | 0 | 0 | 0 | 0 | 3.4235 | 2.4669 | 1.9407 | 7.831 | 3.4235 | 0 | 1.7645 | 0 | 0 | 0 | 0 | 0 | 0.70241 | 0 | 0 | 1.9407 | 0 | 0 | 1.7466
164 | 2018-01-07 19:00 | 1 | Januar | 19 | 7 | 0 | 0 | 0 | 0 | 0 | 3.8331 | 2.2452 | 2.17 | 8.2483 | 3.8331 | 0 | 1.7728 | 0 | 0 | 0 | 0 | 0 | 0.47239 | 0 | 0 | 2.17 | 0 | 0 | 1.953
165 | 2018-01-07 20:00 | 1 | Januar | 20 | 7 | 0 | 0 | 0 | 0 | 0 | 3.5002 | 2.4905 | 1.905 | 7.8957 | 3.5002 | 0 | 2.0181 | 0 | 0 | 0 | 0 | 0 | 0.47239 | 0 | 0 | 1.905 | 0 | 0 | 1.7145
166 | 2018-01-07 21:00 | 1 | Januar | 21 | 7 | 0 | 0 | 0 | 0 | 0 | 2.9932 | 2.4615 | 1.5578 | 7.0126 | 2.9932 | 0 | 2.223 | 0 | 0 | 0 | 0 | 0 | 0.23853 | 0 | 0 | 1.5578 | 0 | 0 | 1.402
167 | 2018-01-07 22:00 | 1 | Januar | 22 | 7 | 0 | 0 | 0 | 0 | 0 | 2.565 | 2.7556 | 0.88022 | 6.2008 | 2.565 | 0 | 2.5171 | 0 | 0 | 0 | 0 | 0 | 0.23853 | 0 | 0 | 0.88022 | 0 | 0 | 0.7922
168 | 2018-01-07 23:00 | 1 | Januar | 23 | 7 | 0 | 0 | 0 | 0 | 0 | 1.4016 | 2.9905 | 0.73599 | 5.1281 | 1.4016 | 0 | 2.867 | 0 | 0 | 0 | 0 | 0 | 0.12352 | 0 | 0 | 0.73599 | 0 | 0 | 0.66239
169 | 2018-01-08 | 1 | Januar | 0 | 8 | 0 | 0 | 0 | 0 | 0 | 1.0888 | 3.1121 | 0.37687 | 4.5778 | 1.0888 | 0 | 2.9886 | 0 | 0 | 0 | 0 | 0 | 0.12352 | 0 | 0 | 0.37687 | 0 | 0 | 0.33918
170 | 2018-01-08 01:00 | 1 | Januar | 1 | 8 | 0 | 0 | 0 | 0 | 0 | 1.0151 | 3.1715 | 0.57442 | 4.7611 | 1.0151 | 0 | 3.048 | 0 | 0 | 0 | 0 | 0 | 0.12352 | 0 | 0 | 0.57442 | 0 | 0 | 0.51697
171 | 2018-01-08 02:00 | 1 | Januar | 2 | 8 | 0 | 0 | 0 | 0 | 0 | 0.9935 | 3.3356 | 0.34995 | 4.679 | 0.9935 | 0 | 3.097 | 0 | 0 | 0 | 0 | 0 | 0.23853 | 0 | 0 | 0.34995 | 0 | 0 | 0.31496
172 | 2018-01-08 03:00 | 1 | Januar | 3 | 8 | 0 | 0 | 0 | 0 | 0 | 1.0064 | 3.3479 | 0 | 4.3543 | 1.0064 | 0 | 3.1094 | 0 | 0 | 0 | 0 | 0 | 0.23853 | 0 | 0 | 0 | 0 | 0 | 0
173 | 2018-01-08 04:00 | 1 | Januar | 4 | 8 | 0 | 0 | 0 | 0 | 0 | 1.1661 | 3.58 | 0 | 4.7461 | 1.1661 | 0 | 3.1076 | 0 | 0 | 0 | 0 | 0 | 0.47239 | 0 | 0 | 0 | 0 | 0 | 0
174 | 2018-01-08 05:00 | 1 | Januar | 5 | 8 | 0 | 0 | 0 | 0 | 0 | 2.0565 | 3.6486 | 0 | 5.7051 | 2.0565 | 0 | 2.9462 | 0 | 0 | 0 | 0 | 0 | 0.70241 | 0 | 0 | 0 | 0 | 0 | 0
175 | 2018-01-08 06:00 | 1 | Januar | 6 | 8 | 0 | 0 | 0 | 0 | 0 | 2.867 | 3.9071 | 0 | 6.774 | 2.867 | 0 | 2.7408 | 0 | 0 | 0 | 0 | 0 | 1.1663 | 0 | 0 | 0 | 0 | 0 | 0
176 | 2018-01-08 07:00 | 1 | Januar | 7 | 8 | 0 | 0 | 0 | 0 | 0 | 2.9515 | 3.8304 | 0 | 6.7819 | 2.9515 | 0 | 2.6641 | 0 | 0 | 0 | 0 | 0 | 1.1663 | 0 | 0 | 0 | 0 | 0 | 0
177 | 2018-01-08 08:00 | 1 | Januar | 8 | 8 | 0.40303 | 0.40303 | 0.40303 | 0 | 0 | 2.3362 | 3.5934 | 0 | 5.9296 | 2.7392 | 0 | 2.661 | 0 | 0 | 0 | 0 | 0 | 0.93243 | 0 | 0 | 0 | 0 | 0 | 0
178 | 2018-01-08 09:00 | 1 | Januar | 9 | 8 | 1.1311 | 1.1311 | 1.1311 | 0 | 0 | 1.4644 | 1.7833 | 0.20694 | 3.4546 | 2.5954 | 0 | 1.1959 | 0 | 0 | 0 | 0 | 0 | 0.5874 | 0 | 0 | 0.20694 | 0 | 0 | 0.18624
179 | 2018-01-08 10:00 | 1 | Januar | 10 | 8 | 1.7161 | 1.7161 | 1.7161 | 0 | 0 | 0.9226 | 0.93223 | 0.44402 | 2.2989 | 2.6387 | 0 | 0.45984 | 0 | 0 | 0 | 0 | 0 | 0.47239 | 0 | 0 | 0.44402 | 0 | 0 | 0.39962
180 | 2018-01-08 11:00 | 1 | Januar | 11 | 8 | 1.8591 | 1.8591 | 1.8591 | 0 | 0 | 1.0346 | 0.70241 | 0.43304 | 2.1701 | 2.8938 | 0 | 0 | 0 | 0 | 0 | 0 | 0 | 0.70241 | 0 | 0 | 0.43304 | 0 | 0 | 0.38973
181 | 2018-01-08 12:00 | 1 | Januar | 12 | 8 | 2.0281 | 2.0281 | 2.0281 | 0 | 0 | 0.84039 | 0.93243 | 0.84126 | 2.6141 | 2.8685 | 0 | 0 | 0 | 0 | 0 | 0 | 0 | 0.93243 | 0 | 0 | 0.84126 | 0 | 0 | 0.75713
182 | 2018-01-08 13:00 | 1 | Januar | 13 | 8 | 1.6511 | 1.6511 | 1.6511 | 0 | 0 | 0.92629 | 0.5874 | 1.1192 | 2.6329 | 2.5774 | 0 | 0 | 0 | 0 | 0 | 0 | 0 | 0.5874 | 0 | 0 | 1.1192 | 0 | 0 | 1.0073
183 | 2018-01-08 14:00 | 1 | Januar | 14 | 8 | 1.0661 | 1.0661 | 1.0661 | 0 | 0 | 1.2944 | 0.35355 | 0.99905 | 2.647 | 2.3605 | 0 | 0 | 0 | 0 | 0 | 0 | 0 | 0.35355 | 0 | 0 | 0.99905 | 0 | 0 | 0.89914
184 | 2018-01-08 15:00 | 1 | Januar | 15 | 8 | 0.37703 | 0.37703 | 0.37703 | 0 | 0 | 1.9917 | 0.38416 | 0.6033 | 2.9792 | 2.3687 | 0 | 0.030612 | 0 | 0 | 0 | 0 | 0 | 0.35355 | 0 | 0 | 0.6033 | 0 | 0 | 0.54297
185 | 2018-01-08 16:00 | 1 | Januar | 16 | 8 | 0 | 0 | 0 | 0 | 0 | 2.8515 | 2.242 | 1.1803 | 6.2738 | 2.8515 | 0 | 1.6546 | 0 | 0 | 0 | 0 | 0 | 0.5874 | 0 | 0 | 1.1803 | 0 | 0 | 1.0622
186 | 2018-01-08 17:00 | 1 | Januar | 17 | 8 | 0 | 0 | 0 | 0 | 0 | 3.6249 | 2.2194 | 2.0695 | 7.9138 | 3.6249 | 0 | 1.517 | 0 | 0 | 0 | 0 | 0 | 0.70241 | 0 | 0 | 2.0695 | 0 | 0 | 1.8626
187 | 2018-01-08 18:00 | 1 | Januar | 18 | 8 | 0 | 0 | 0 | 0 | 0 | 4.0552 | 1.9846 | 2.6644 | 8.7042 | 4.0552 | 0 | 1.2822 | 0 | 0 | 0 | 0 | 0 | 0.70241 | 0 | 0 | 2.6644 | 0 | 0 | 2.398
188 | 2018-01-08 19:00 | 1 | Januar | 19 | 8 | 0 | 0 | 0 | 0 | 0 | 3.6672 | 1.9763 | 2.5359 | 8.1794 | 3.6672 | 0 | 1.3889 | 0 | 0 | 0 | 0 | 0 | 0.5874 | 0 | 0 | 2.5359 | 0 | 0 | 2.2823
189 | 2018-01-08 20:00 | 1 | Januar | 20 | 8 | 0 | 0 | 0 | 0 | 0 | 3.1055 | 2.107 | 1.8296 | 7.0421 | 3.1055 | 0 | 1.6346 | 0 | 0 | 0 | 0 | 0 | 0.47239 | 0 | 0 | 1.8296 | 0 | 0 | 1.6467
190 | 2018-01-08 21:00 | 1 | Januar | 21 | 8 | 0 | 0 | 0 | 0 | 0 | 2.6047 | 2.0021 | 1.4543 | 6.0611 | 2.6047 | 0 | 1.7636 | 0 | 0 | 0 | 0 | 0 | 0.23853 | 0 | 0 | 1.4543 | 0 | 0 | 1.3089
191 | 2018-01-08 22:00 | 1 | Januar | 22 | 8 | 0 | 0 | 0 | 0 | 0 | 1.9807 | 2.2751 | 0.9957 | 5.2515 | 1.9807 | 0 | 2.0366 | 0 | 0 | 0 | 0 | 0 | 0.23853 | 0 | 0 | 0.9957 | 0 | 0 | 0.89613
192 | 2018-01-08 23:00 | 1 | Januar | 23 | 8 | 0 | 0 | 0 | 0 | 0 | 1.4016 | 2.3494 | 0.63126 | 4.3822 | 1.4016 | 0 | 2.2259 | 0 | 0 | 0 | 0 | 0 | 0.12352 | 0 | 0 | 0.63126 | 0 | 0 | 0.56813
193 | 2018-01-09 | 1 | Januar | 0 | 9 | 0 | 0 | 0 | 0 | 0 | 1.0888 | 2.4412 | 0.34706 | 3.877 | 1.0888 | 0 | 2.3176 | 0 | 0 | 0 | 0 | 0 | 0.12352 | 0 | 0 | 0.34706 | 0 | 0 | 0.31235
194 | 2018-01-09 01:00 | 1 | Januar | 1 | 9 | 0 | 0 | 0 | 0 | 0 | 1.0151 | 2.4856 | 0.040439 | 3.5412 | 1.0151 | 0 | 2.3621 | 0 | 0 | 0 | 0 | 0 | 0.12352 | 0 | 0 | 0.040439 | 0 | 0 | 0.036395
195 | 2018-01-09 02:00 | 1 | Januar | 2 | 9 | 0 | 0 | 0 | 0 | 0 | 0.9935 | 2.6347 | 0.042189 | 3.6704 | 0.9935 | 0 | 2.3962 | 0 | 0 | 0 | 0 | 0 | 0.23853 | 0 | 0 | 0.042189 | 0 | 0 | 0.03797
196 | 2018-01-09 03:00 | 1 | Januar | 3 | 9 | 0 | 0 | 0 | 0 | 0 | 1.0064 | 2.6471 | 0 | 3.6535 | 1.0064 | 0 | 2.4086 | 0 | 0 | 0 | 0 | 0 | 0.23853 | 0 | 0 | 0 | 0 | 0 | 0
197 | 2018-01-09 04:00 | 1 | Januar | 4 | 9 | 0 | 0 | 0 | 0 | 0 | 1.1661 | 2.8643 | 0 | 4.0304 | 1.1661 | 0 | 2.3919 | 0 | 0 | 0 | 0 | 0 | 0.47239 | 0 | 0 | 0 | 0 | 0 | 0
198 | 2018-01-09 05:00 | 1 | Januar | 5 | 9 | 0 | 0 | 0 | 0 | 0 | 2.0565 | 2.933 | 0 | 4.9895 | 2.0565 | 0 | 2.2306 | 0 | 0 | 0 | 0 | 0 | 0.70241 | 0 | 0 | 0 | 0 | 0 | 0
199 | 2018-01-09 06:00 | 1 | Januar | 6 | 9 | 0 | 0 | 0 | 0 | 0 | 2.867 | 3.1767 | 0 | 6.0436 | 2.867 | 0 | 2.0104 | 0 | 0 | 0 | 0 | 0 | 1.1663 | 0 | 0 | 0 | 0 | 0 | 0
200 | 2018-01-09 07:00 | 1 | Januar | 7 | 9 | 0 | 0 | 0 | 0 | 0 | 2.9515 | 3.0852 | 0 | 6.0367 | 2.9515 | 0 | 1.9189 | 0 | 0 | 0 | 0 | 0 | 1.1663 | 0 | 0 | 0 | 0 | 0 | 0
201 | 2018-01-09 08:00 | 1 | Januar | 8 | 9 | 0.32502 | 0.32502 | 0.32502 | 0 | 0 | 2.4142 | 2.9365 | 0 | 5.3507 | 2.7392 | 0 | 2.0041 | 0 | 0 | 0 | 0 | 0 | 0.93243 | 0 | 0 | 0 | 0 | 0 | 0
202 | 2018-01-09 09:00 | 1 | Januar | 9 | 9 | 0.80605 | 0.80605 | 0.80605 | 0 | 0 | 1.7894 | 2.5338 | 0.20694 | 4.5301 | 2.5954 | 0 | 1.9464 | 0 | 0 | 0 | 0 | 0 | 0.5874 | 0 | 0 | 0.20694 | 0 | 0 | 0.18624
203 | 2018-01-09 10:00 | 1 | Januar | 10 | 9 | 1.1701 | 1.1701 | 1.1701 | 0 | 0 | 1.4686 | 2.3224 | 0.44402 | 4.235 | 2.6387 | 0 | 1.85 | 0 | 0 | 0 | 0 | 0 | 0.47239 | 0 | 0 | 0.44402 | 0 | 0 | 0.39962
204 | 2018-01-09 11:00 | 1 | Januar | 11 | 9 | 1.3001 | 1.3001 | 1.3001 | 0 | 0 | 1.5937 | 2.1496 | 0.43304 | 4.1763 | 2.8938 | 0 | 1.4472 | 0 | 0 | 0 | 0 | 0 | 0.70241 | 0 | 0 | 0.43304 | 0 | 0 | 0.38973
205 | 2018-01-09 12:00 | 1 | Januar | 12 | 9 | 1.3261 | 1.3261 | 1.3261 | 0 | 0 | 1.5424 | 2.228 | 0.84126 | 4.6117 | 2.8685 | 0 | 1.2955 | 0 | 0 | 0 | 0 | 0 | 0.93243 | 0 | 0 | 0.84126 | 0 | 0 | 0.75713
206 | 2018-01-09 13:00 | 1 | Januar | 13 | 9 | 1.1311 | 1.1311 | 1.1311 | 0 | 0 | 1.4463 | 0.68361 | 1.1192 | 3.2492 | 2.5774 | 0 | 0.096209 | 0 | 0 | 0 | 0 | 0 | 0.5874 | 0 | 0 | 1.1192 | 0 | 0 | 1.0073
207 | 2018-01-09 14:00 | 1 | Januar | 14 | 9 | 0.74105 | 0.74105 | 0.74105 | 0 | 0 | 1.6194 | 0.58081 | 0.99905 | 3.1993 | 2.3605 | 0 | 0.22727 | 0 | 0 | 0 | 0 | 0 | 0.35355 | 0 | 0 | 0.99905 | 0 | 0 | 0.89914
208 | 2018-01-09 15:00 | 1 | Januar | 15 | 9 | 0.28602 | 0.28602 | 0.28602 | 0 | 0 | 2.0827 | 0.88256 | 0.6033 | 3.5686 | 2.3687 | 0 | 0.52902 | 0 | 0 | 0 | 0 | 0 | 0.35355 | 0 | 0 | 0.6033 | 0 | 0 | 0.54297
209 | 2018-01-09 16:00 | 1 | Januar | 16 | 9 | 0 | 0 | 0 | 0 | 0 | 2.8515 | 1.9143 | 1.1803 | 5.9461 | 2.8515 | 0 | 1.3269 | 0 | 0 | 0 | 0 | 0 | 0.5874 | 0 | 0 | 1.1803 | 0 | 0 | 1.0622
210 | 2018-01-09 17:00 | 1 | Januar | 17 | 9 | 0 | 0 | 0 | 0 | 0 | 3.6249 | 1.9216 | 2.0695 | 7.6161 | 3.6249 | 0 | 1.2192 | 0 | 0 | 0 | 0 | 0 | 0.70241 | 0 | 0 | 2.0695 | 0 | 0 | 1.8626
211 | 2018-01-09 18:00 | 1 | Januar | 18 | 9 | 0 | 0 | 0 | 0 | 0 | 4.0552 | 1.7318 | 2.6644 | 8.4513 | 4.0552 | 0 | 1.0293 | 0 | 0 | 0 | 0 | 0 | 0.70241 | 0 | 0 | 2.6644 | 0 | 0 | 2.398
212 | 2018-01-09 19:00 | 1 | Januar | 19 | 9 | 0 | 0 | 0 | 0 | 0 | 3.6672 | 1.7681 | 2.5359 | 7.9712 | 3.6672 | 0 | 1.1807 | 0 | 0 | 0 | 0 | 0 | 0.5874 | 0 | 0 | 2.5359 | 0 | 0 | 2.2823
213 | 2018-01-09 20:00 | 1 | Januar | 20 | 9 | 0 | 0 | 0 | 0 | 0 | 3.1055 | 1.9136 | 1.8296 | 6.8487 | 3.1055 | 0 | 1.4412 | 0 | 0 | 0 | 0 | 0 | 0.47239 | 0 | 0 | 1.8296 | 0 | 0 | 1.6467
214 | 2018-01-09 21:00 | 1 | Januar | 21 | 9 | 0 | 0 | 0 | 0 | 0 | 2.6047 | 1.8683 | 1.4543 | 5.9274 | 2.6047 | 0 | 1.6298 | 0 | 0 | 0 | 0 | 0 | 0.23853 | 0 | 0 | 1.4543 | 0 | 0 | 1.3089
215 | 2018-01-09 22:00 | 1 | Januar | 22 | 9 | 0 | 0 | 0 | 0 | 0 | 1.9807 | 2.1859 | 0.9957 | 5.1624 | 1.9807 | 0 | 1.9474 | 0 | 0 | 0 | 0 | 0 | 0.23853 | 0 | 0 | 0.9957 | 0 | 0 | 0.89613
216 | 2018-01-09 23:00 | 1 | Januar | 23 | 9 | 0 | 0 | 0 | 0 | 0 | 1.4016 | 2.29 | 0.63126 | 4.3228 | 1.4016 | 0 | 2.1665 | 0 | 0 | 0 | 0 | 0 | 0.12352 | 0 | 0 | 0.63126 | 0 | 0 | 0.56813
217 | 2018-01-10 | 1 | Januar | 0 | 10 | 0 | 0 | 0 | 0 | 0 | 1.0888 | 2.4563 | 0.34706 | 3.8922 | 1.0888 | 0 | 2.3328 | 0 | 0 | 0 | 0 | 0 | 0.12352 | 0 | 0 | 0.34706 | 0 | 0 | 0.31235
218 | 2018-01-10 01:00 | 1 | Januar | 1 | 10 | 0 | 0 | 0 | 0 | 0 | 1.0151 | 2.5753 | 0.040439 | 3.6309 | 1.0151 | 0 | 2.4518 | 0 | 0 | 0 | 0 | 0 | 0.12352 | 0 | 0 | 0.040439 | 0 | 0 | 0.036395
219 | 2018-01-10 02:00 | 1 | Januar | 2 | 10 | 0 | 0 | 0 | 0 | 0 | 0.9935 | 2.799 | 0.042189 | 3.8347 | 0.9935 | 0 | 2.5605 | 0 | 0 | 0 | 0 | 0 | 0.23853 | 0 | 0 | 0.042189 | 0 | 0 | 0.03797
220 | 2018-01-10 03:00 | 1 | Januar | 3 | 10 | 0 | 0 | 0 | 0 | 0 | 1.0064 | 2.8561 | 0 | 3.8625 | 1.0064 | 0 | 2.6176 | 0 | 0 | 0 | 0 | 0 | 0.23853 | 0 | 0 | 0 | 0 | 0 | 0
221 | 2018-01-10 04:00 | 1 | Januar | 4 | 10 | 0 | 0 | 0 | 0 | 0 | 1.1661 | 3.1181 | 0 | 4.2842 | 1.1661 | 0 | 2.6457 | 0 | 0 | 0 | 0 | 0 | 0.47239 | 0 | 0 | 0 | 0 | 0 | 0
222 | 2018-01-10 05:00 | 1 | Januar | 5 | 10 | 0 | 0 | 0 | 0 | 0 | 2.0565 | 3.2167 | 0 | 5.2732 | 2.0565 | 0 | 2.5143 | 0 | 0 | 0 | 0 | 0 | 0.70241 | 0 | 0 | 0 | 0 | 0 | 0
223 | 2018-01-10 06:00 | 1 | Januar | 6 | 10 | 0 | 0 | 0 | 0 | 0 | 2.867 | 3.5053 | 0 | 6.3722 | 2.867 | 0 | 2.339 | 0 | 0 | 0 | 0 | 0 | 1.1663 | 0 | 0 | 0 | 0 | 0 | 0
224 | 2018-01-10 07:00 | 1 | Januar | 7 | 10 | 0 | 0 | 0 | 0 | 0 | 2.9515 | 3.4288 | 0 | 6.3802 | 2.9515 | 0 | 2.2625 | 0 | 0 | 0 | 0 | 0 | 1.1663 | 0 | 0 | 0 | 0 | 0 | 0
225 | 2018-01-10 08:00 | 1 | Januar | 8 | 10 | 0.35102 | 0.35102 | 0.35102 | 0 | 0 | 2.3882 | 3.3104 | 0 | 5.6986 | 2.7392 | 0 | 2.378 | 0 | 0 | 0 | 0 | 0 | 0.93243 | 0 | 0 | 0 | 0 | 0 | 0
226 | 2018-01-10 09:00 | 1 | Januar | 9 | 10 | 1.0011 | 1.0011 | 1.0011 | 0 | 0 | 1.5944 | 2.961 | 0.20694 | 4.7623 | 2.5954 | 0 | 2.3736 | 0 | 0 | 0 | 0 | 0 | 0.5874 | 0 | 0 | 0.20694 | 0 | 0 | 0.18624
227 | 2018-01-10 10:00 | 1 | Januar | 10 | 10 | 1.4561 | 1.4561 | 1.4561 | 0 | 0 | 1.1826 | 2.7404 | 0.44402 | 4.367 | 2.6387 | 0 | 2.268 | 0 | 0 | 0 | 0 | 0 | 0.47239 | 0 | 0 | 0.44402 | 0 | 0 | 0.39962
228 | 2018-01-10 11:00 | 1 | Januar | 11 | 10 | 1.7161 | 1.7161 | 1.7161 | 0 | 0 | 1.1777 | 2.9108 | 0.43304 | 4.5215 | 2.8938 | 0 | 2.2084 | 0 | 0 | 0 | 0 | 0 | 0.70241 | 0 | 0 | 0.43304 | 0 | 0 | 0.38973
229 | 2018-01-10 12:00 | 1 | Januar | 12 | 10 | 1.8201 | 1.8201 | 1.8201 | 0 | 0 | 1.0484 | 3.1872 | 0.84126 | 5.0769 | 2.8685 | 0 | 2.2548 | 0 | 0 | 0 | 0 | 0 | 0.93243 | 0 | 0 | 0.84126 | 0 | 0 | 0.75713
230 | 2018-01-10 13:00 | 1 | Januar | 13 | 10 | 1.4171 | 1.4171 | 1.4171 | 0 | 0 | 1.1603 | 1.4692 | 1.1192 | 3.7487 | 2.5774 | 0 | 0.88177 | 0 | 0 | 0 | 0 | 0 | 0.5874 | 0 | 0 | 1.1192 | 0 | 0 | 1.0073
231 | 2018-01-10 14:00 | 1 | Januar | 14 | 10 | 0.93606 | 0.93606 | 0.93606 | 0 | 0 | 1.4244 | 1.0754 | 0.99905 | 3.4989 | 2.3605 | 0 | 0.72189 | 0 | 0 | 0 | 0 | 0 | 0.35355 | 0 | 0 | 0.99905 | 0 | 0 | 0.89914
232 | 2018-01-10 15:00 | 1 | Januar | 15 | 10 | 0.35102 | 0.35102 | 0.35102 | 0 | 0 | 2.0177 | 1.4394 | 0.6033 | 4.0604 | 2.3687 | 0 | 1.0859 | 0 | 0 | 0 | 0 | 0 | 0.35355 | 0 | 0 | 0.6033 | 0 | 0 | 0.54297
233 | 2018-01-10 16:00 | 1 | Januar | 16 | 10 | 0 | 0 | 0 | 0 | 0 | 2.8515 | 2.5853 | 1.1803 | 6.6171 | 2.8515 | 0 | 1.9979 | 0 | 0 | 0 | 0 | 0 | 0.5874 | 0 | 0 | 1.1803 | 0 | 0 | 1.0622
234 | 2018-01-10 17:00 | 1 | Januar | 17 | 10 | 0 | 0 | 0 | 0 | 0 | 3.6249 | 2.6082 | 2.0695 | 8.3027 | 3.6249 | 0 | 1.9058 | 0 | 0 | 0 | 0 | 0 | 0.70241 | 0 | 0 | 2.0695 | 0 | 0 | 1.8626
235 | 2018-01-10 18:00 | 1 | Januar | 18 | 10 | 0 | 0 | 0 | 0 | 0 | 4.0552 | 2.4185 | 2.6644 | 9.138 | 4.0552 | 0 | 1.7161 | 0 | 0 | 0 | 0 | 0 | 0.70241 | 0 | 0 | 2.6644 | 0 | 0 | 2.398
236 | 2018-01-10 19:00 | 1 | Januar | 19 | 10 | 0 | 0 | 0 | 0 | 0 | 3.6672 | 2.4697 | 2.5359 | 8.6728 | 3.6672 | 0 | 1.8823 | 0 | 0 | 0 | 0 | 0 | 0.5874 | 0 | 0 | 2.5359 | 0 | 0 | 2.2823
237 | 2018-01-10 20:00 | 1 | Januar | 20 | 10 | 0 | 0 | 0 | 0 | 0 | 3.1055 | 2.6449 | 1.8296 | 7.5801 | 3.1055 | 0 | 2.1725 | 0 | 0 | 0 | 0 | 0 | 0.47239 | 0 | 0 | 1.8296 | 0 | 0 | 1.6467
238 | 2018-01-10 21:00 | 1 | Januar | 21 | 10 | 0 | 0 | 0 | 0 | 0 | 2.6047 | 2.5847 | 1.4543 | 6.6437 | 2.6047 | 0 | 2.3462 | 0 | 0 | 0 | 0 | 0 | 0.23853 | 0 | 0 | 1.4543 | 0 | 0 | 1.3089
239 | 2018-01-10 22:00 | 1 | Januar | 22 | 10 | 0 | 0 | 0 | 0 | 0 | 1.9807 | 2.9171 | 0.9957 | 5.8935 | 1.9807 | 0 | 2.6786 | 0 | 0 | 0 | 0 | 0 | 0.23853 | 0 | 0 | 0.9957 | 0 | 0 | 0.89613
240 | 2018-01-10 23:00 | 1 | Januar | 23 | 10 | 0 | 0 | 0 | 0 | 0 | 1.4016 | 3.036 | 0.63126 | 5.0688 | 1.4016 | 0 | 2.9125 | 0 | 0 | 0 | 0 | 0 | 0.12352 | 0 | 0 | 0.63126 | 0 | 0 | 0.56813
241 | 2018-01-11 | 1 | Januar | 0 | 11 | 0 | 0 | 0 | 0 | 0 | 1.0888 | 3.1575 | 0.34706 | 4.5934 | 1.0888 | 0 | 3.034 | 0 | 0 | 0 | 0 | 0 | 0.12352 | 0 | 0 | 0.34706 | 0 | 0 | 0.31235
242 | 2018-01-11 01:00 | 1 | Januar | 1 | 11 | 0 | 0 | 0 | 0 | 0 | 1.0151 | 3.2318 | 0.040439 | 4.2873 | 1.0151 | 0 | 3.1082 | 0 | 0 | 0 | 0 | 0 | 0.12352 | 0 | 0 | 0.040439 | 0 | 0 | 0.036395
243 | 2018-01-11 02:00 | 1 | Januar | 2 | 11 | 0 | 0 | 0 | 0 | 0 | 0.9935 | 3.4107 | 0.042189 | 4.4464 | 0.9935 | 0 | 3.1722 | 0 | 0 | 0 | 0 | 0 | 0.23853 | 0 | 0 | 0.042189 | 0 | 0 | 0.03797
244 | 2018-01-11 03:00 | 1 | Januar | 3 | 11 | 0 | 0 | 0 | 0 | 0 | 1.0064 | 3.438 | 0 | 4.4444 | 1.0064 | 0 | 3.1995 | 0 | 0 | 0 | 0 | 0 | 0.23853 | 0 | 0 | 0 | 0 | 0 | 0
245 | 2018-01-11 04:00 | 1 | Januar | 4 | 11 | 0 | 0 | 0 | 0 | 0 | 1.1661 | 3.6701 | 0 | 4.8362 | 1.1661 | 0 | 3.1977 | 0 | 0 | 0 | 0 | 0 | 0.47239 | 0 | 0 | 0 | 0 | 0 | 0
246 | 2018-01-11 05:00 | 1 | Januar | 5 | 11 | 0 | 0 | 0 | 0 | 0 | 2.0565 | 3.7539 | 0 | 5.8104 | 2.0565 | 0 | 3.0515 | 0 | 0 | 0 | 0 | 0 | 0.70241 | 0 | 0 | 0 | 0 | 0 | 0
247 | 2018-01-11 06:00 | 1 | Januar | 6 | 11 | 0 | 0 | 0 | 0 | 0 | 2.867 | 4.0127 | 0 | 6.8797 | 2.867 | 0 | 2.8464 | 0 | 0 | 0 | 0 | 0 | 1.1663 | 0 | 0 | 0 | 0 | 0 | 0
248 | 2018-01-11 07:00 | 1 | Januar | 7 | 11 | 0 | 0 | 0 | 0 | 0 | 2.9515 | 3.9213 | 0 | 6.8728 | 2.9515 | 0 | 2.7551 | 0 | 0 | 0 | 0 | 0 | 1.1663 | 0 | 0 | 0 | 0 | 0 | 0
249 | 2018-01-11 08:00 | 1 | Januar | 8 | 11 | 4.2383 | 2.7392 | 4.2383 | 0 | 0 | 0 | 2.1644 | 0 | 2.1644 | 2.7392 | 0 | 2.731 | 0 | 0 | 0 | 0 | 0 | 0.93243 | 0 | 0 | 0 | 0 | 0 | 0
250 | 2018-01-11 09:00 | 1 | Januar | 9 | 11 | 7.1375 | 2.5954 | 4.7007 | 0 | 2.4368 | 0 | 0 | 0 | 0 | 2.5954 | 0 | 1.3109 | 0 | 0 | 0 | 0 | 0 | 0.5874 | 0 | 0 | 0.20694 | 0 | 0 | 0.18624
251 | 2018-01-11 10:00 | 1 | Januar | 10 | 11 | 8.8146 | 2.6387 | 4.1712 | 0 | 4.6433 | 0 | 0 | 0 | 0 | 2.6387 | 0 | 0.61612 | 0 | 0 | 0 | 0 | 0 | 0.47239 | 0 | 0 | 0.44402 | 0 | 0 | 0.39962
252 | 2018-01-11 11:00 | 1 | Januar | 11 | 11 | 8.3856 | 2.8938 | 4.1174 | 0 | 4.2681 | 0 | 0 | 0 | 0 | 2.8938 | 0 | 0.088202 | 0 | 0 | 0 | 0 | 0 | 0.70241 | 0 | 0 | 0.43304 | 0 | 0 | 0.38973
253 | 2018-01-11 12:00 | 1 | Januar | 12 | 11 | 9.3866 | 2.8685 | 4.6422 | 0 | 4.7444 | 0 | 0 | 0 | 0 | 2.8685 | 0 | 0 | 0 | 0 | 0 | 0 | 0 | 0.93243 | 0 | 0 | 0.84126 | 0 | 0 | 0.75713
254 | 2018-01-11 13:00 | 1 | Januar | 13 | 11 | 7.4755 | 2.5774 | 4.284 | 0 | 3.1915 | 0 | 0 | 0 | 0 | 2.5774 | 0 | 0 | 0 | 0 | 0 | 0 | 0 | 0.5874 | 0 | 0 | 1.1192 | 0 | 0 | 1.0073
255 | 2018-01-11 14:00 | 1 | Januar | 14 | 11 | 6.1884 | 2.3605 | 3.7131 | 0 | 2.4753 | 0 | 0 | 0 | 0 | 2.3605 | 0 | 0 | 0 | 0 | 0 | 0 | 0 | 0.35355 | 0 | 0 | 0.99905 | 0 | 0 | 0.89914
256 | 2018-01-11 15:00 | 1 | Januar | 15 | 11 | 3.7963 | 2.3687 | 3.6298 | 0 | 0.16642 | 0 | 0 | 0 | 0 | 2.3687 | 0 | 0.30427 | 0 | 0 | 0 | 0 | 0 | 0.35355 | 0 | 0 | 0.6033 | 0 | 0 | 0.54297
257 | 2018-01-11 16:00 | 1 | Januar | 16 | 11 | 0 | 0 | 0 | 0 | 0 | 2.8515 | 2.3022 | 1.1803 | 6.3339 | 2.8515 | 0 | 1.7148 | 0 | 0 | 0 | 0 | 0 | 0.5874 | 0 | 0 | 1.1803 | 0 | 0 | 1.0622
258 | 2018-01-11 17:00 | 1 | Januar | 17 | 11 | 0 | 0 | 0 | 0 | 0 | 3.6249 | 2.3251 | 2.0695 | 8.0196 | 3.6249 | 0 | 1.6227 | 0 | 0 | 0 | 0 | 0 | 0.70241 | 0 | 0 | 2.0695 | 0 | 0 | 1.8626
259 | 2018-01-11 18:00 | 1 | Januar | 18 | 11 | 0 | 0 | 0 | 0 | 0 | 4.0552 | 2.1504 | 2.6644 | 8.8699 | 4.0552 | 0 | 1.448 | 0 | 0 | 0 | 0 | 0 | 0.70241 | 0 | 0 | 2.6644 | 0 | 0 | 2.398
260 | 2018-01-11 19:00 | 1 | Januar | 19 | 11 | 0 | 0 | 0 | 0 | 0 | 3.6672 | 2.2165 | 2.5359 | 8.4196 | 3.6672 | 0 | 1.6291 | 0 | 0 | 0 | 0 | 0 | 0.5874 | 0 | 0 | 2.5359 | 0 | 0 | 2.2823
261 | 2018-01-11 20:00 | 1 | Januar | 20 | 11 | 0 | 0 | 0 | 0 | 0 | 3.1055 | 2.3916 | 1.8296 | 7.3268 | 3.1055 | 0 | 1.9192 | 0 | 0 | 0 | 0 | 0 | 0.47239 | 0 | 0 | 1.8296 | 0 | 0 | 1.6467
262 | 2018-01-11 21:00 | 1 | Januar | 21 | 11 | 0 | 0 | 0 | 0 | 0 | 2.6047 | 2.3463 | 1.4543 | 6.4053 | 2.6047 | 0 | 2.1078 | 0 | 0 | 0 | 0 | 0 | 0.23853 | 0 | 0 | 1.4543 | 0 | 0 | 1.3089
263 | 2018-01-11 22:00 | 1 | Januar | 22 | 11 | 0 | 0 | 0 | 0 | 0 | 1.9807 | 2.6786 | 0.9957 | 5.655 | 1.9807 | 0 | 2.4401 | 0 | 0 | 0 | 0 | 0 | 0.23853 | 0 | 0 | 0.9957 | 0 | 0 | 0.89613
264 | 2018-01-11 23:00 | 1 | Januar | 23 | 11 | 0 | 0 | 0 | 0 | 0 | 1.4016 | 2.8124 | 0.12317 | 4.3371 | 1.4016 | 0 | 2.6888 | 0 | 0 | 0 | 0 | 0 | 0.12352 | 0 | 0 | 0.12317 | 0 | 0 | 0.11085
265 | 2018-01-12 | 1 | Januar | 0 | 12 | 0 | 0 | 0 | 0 | 0 | 1.0888 | 2.9786 | 0.091347 | 4.1588 | 1.0888 | 0 | 2.8551 | 0 | 0 | 0 | 0 | 0 | 0.12352 | 0 | 0 | 0.091347 | 0 | 0 | 0.082212
266 | 2018-01-12 01:00 | 1 | Januar | 1 | 12 | 0 | 0 | 0 | 0 | 0 | 1.0151 | 3.1274 | 0 | 4.1426 | 1.0151 | 0 | 3.0039 | 0 | 0 | 0 | 0 | 0 | 0.12352 | 0 | 0 | 0 | 0 | 0 | 0
267 | 2018-01-12 02:00 | 1 | Januar | 2 | 12 | 0 | 0 | 0 | 0 | 0 | 0.9935 | 3.3661 | 0.11659 | 4.4762 | 0.9935 | 0 | 3.1275 | 0 | 0 | 0 | 0 | 0 | 0.23853 | 0 | 0 | 0.11659 | 0 | 0 | 0.10493
268 | 2018-01-12 03:00 | 1 | Januar | 3 | 12 | 0 | 0 | 0 | 0 | 0 | 1.0064 | 3.4381 | 0.042301 | 4.4868 | 1.0064 | 0 | 3.1996 | 0 | 0 | 0 | 0 | 0 | 0.23853 | 0 | 0 | 0.042301 | 0 | 0 | 0.038071
269 | 2018-01-12 04:00 | 1 | Januar | 4 | 12 | 0 | 0 | 0 | 0 | 0 | 1.1661 | 3.7001 | 0.039756 | 4.9059 | 1.1661 | 0 | 3.2277 | 0 | 0 | 0 | 0 | 0 | 0.47239 | 0 | 0 | 0.039756 | 0 | 0 | 0.035781
270 | 2018-01-12 05:00 | 1 | Januar | 5 | 12 | 0 | 0 | 0 | 0 | 0 | 2.0565 | 3.7988 | 0 | 5.8553 | 2.0565 | 0 | 3.0964 | 0 | 0 | 0 | 0 | 0 | 0.70241 | 0 | 0 | 0 | 0 | 0 | 0
271 | 2018-01-12 06:00 | 1 | Januar | 6 | 12 | 0 | 0 | 0 | 0 | 0 | 2.867 | 4.0875 | 0 | 6.9545 | 2.867 | 0 | 2.9212 | 0 | 0 | 0 | 0 | 0 | 1.1663 | 0 | 0 | 0 | 0 | 0 | 0
272 | 2018-01-12 07:00 | 1 | Januar | 7 | 12 | 0 | 0 | 0 | 0 | 0 | 2.9515 | 3.9961 | 0 | 6.9476 | 2.9515 | 0 | 2.8298 | 0 | 0 | 0 | 0 | 0 | 1.1663 | 0 | 0 | 0 | 0 | 0 | 0
273 | 2018-01-12 08:00 | 1 | Januar | 8 | 12 | 0.35102 | 0.35102 | 0.35102 | 0 | 0 | 2.3882 | 3.2275 | 0 | 5.6157 | 2.7392 | 0 | 2.295 | 0 | 0 | 0 | 0 | 0 | 0.93243 | 0 | 0 | 0 | 0 | 0 | 0
274 | 2018-01-12 09:00 | 1 | Januar | 9 | 12 | 2.0151 | 2.0151 | 2.0151 | 0 | 0 | 0.5803 | 2.1379 | 0.16574 | 2.884 | 2.5954 | 0 | 1.5505 | 0 | 0 | 0 | 0 | 0 | 0.5874 | 0 | 0 | 0.16574 | 0 | 0 | 0.14917
275 | 2018-01-12 10:00 | 1 | Januar | 10 | 12 | 7.9175 | 2.6387 | 4.3294 | 0 | 3.5881 | 0 | 0 | 0 | 0 | 2.6387 | 0 | 0.82011 | 0 | 0 | 0 | 0 | 0 | 0.47239 | 0 | 0 | 0.39821 | 0 | 0 | 0.35839
276 | 2018-01-12 11:00 | 1 | Januar | 11 | 12 | 5.1353 | 2.8938 | 4.3363 | 0 | 0.79907 | 0 | 0 | 0 | 0 | 2.8938 | 0 | 0.3442 | 0 | 0 | 0 | 0 | 0 | 0.70241 | 0 | 0 | 0.39589 | 0 | 0 | 0.3563
277 | 2018-01-12 12:00 | 1 | Januar | 12 | 12 | 3.3932 | 2.8685 | 3.3932 | 0 | 0 | 0 | 0.42623 | 0.94478 | 1.371 | 2.8685 | 0 | 0.018499 | 0 | 0 | 0 | 0 | 0 | 0.93243 | 0 | 0 | 0.94478 | 0 | 0 | 0.8503
278 | 2018-01-12 13:00 | 1 | Januar | 13 | 12 | 5.1743 | 2.5774 | 4.6196 | 0 | 0.5547 | 0 | 0 | 0 | 0 | 2.5774 | 0 | 0.09028 | 0 | 0 | 0 | 0 | 0 | 0.5874 | 0 | 0 | 1.3646 | 0 | 0 | 1.2281
279 | 2018-01-12 14:00 | 1 | Januar | 14 | 12 | 2.2752 | 2.2752 | 2.2752 | 0 | 0 | 0.085327 | 0.71116 | 1.1765 | 1.973 | 2.3605 | 0 | 0.35761 | 0 | 0 | 0 | 0 | 0 | 0.35355 | 0 | 0 | 1.1765 | 0 | 0 | 1.0589
280 | 2018-01-12 15:00 | 1 | Januar | 15 | 12 | 0.15601 | 0.15601 | 0.15601 | 0 | 0 | 2.2127 | 1.2425 | 0.97242 | 4.4277 | 2.3687 | 0 | 0.88899 | 0 | 0 | 0 | 0 | 0 | 0.35355 | 0 | 0 | 0.97242 | 0 | 0 | 0.87517
281 | 2018-01-12 16:00 | 1 | Januar | 16 | 12 | 0 | 0 | 0 | 0 | 0 | 2.8515 | 2.4515 | 1.4586 | 6.7616 | 2.8515 | 0 | 1.8641 | 0 | 0 | 0 | 0 | 0 | 0.5874 | 0 | 0 | 1.4586 | 0 | 0 | 1.3127
282 | 2018-01-12 17:00 | 1 | Januar | 17 | 12 | 0 | 0 | 0 | 0 | 0 | 3.6249 | 2.4595 | 1.6556 | 7.74 | 3.6249 | 0 | 1.7571 | 0 | 0 | 0 | 0 | 0 | 0.70241 | 0 | 0 | 1.6556 | 0 | 0 | 1.49
283 | 2018-01-12 18:00 | 1 | Januar | 18 | 12 | 0 | 0 | 0 | 0 | 0 | 4.0552 | 2.2699 | 2.1629 | 8.4879 | 4.0552 | 0 | 1.5675 | 0 | 0 | 0 | 0 | 0 | 0.70241 | 0 | 0 | 2.1629 | 0 | 0 | 1.9466
284 | 2018-01-12 19:00 | 1 | Januar | 19 | 12 | 0 | 0 | 0 | 0 | 0 | 3.6672 | 2.3062 | 2.087 | 8.0604 | 3.6672 | 0 | 1.7188 | 0 | 0 | 0 | 0 | 0 | 0.5874 | 0 | 0 | 2.087 | 0 | 0 | 1.8783
285 | 2018-01-12 20:00 | 1 | Januar | 20 | 12 | 0 | 0 | 0 | 0 | 0 | 3.1055 | 2.4664 | 1.7154 | 7.2873 | 3.1055 | 0 | 1.994 | 0 | 0 | 0 | 0 | 0 | 0.47239 | 0 | 0 | 1.7154 | 0 | 0 | 1.5439
286 | 2018-01-12 21:00 | 1 | Januar | 21 | 12 | 0 | 0 | 0 | 0 | 0 | 2.6047 | 2.4061 | 1.2558 | 6.2665 | 2.6047 | 0 | 2.1675 | 0 | 0 | 0 | 0 | 0 | 0.23853 | 0 | 0 | 1.2558 | 0 | 0 | 1.1302
287 | 2018-01-12 22:00 | 1 | Januar | 22 | 12 | 0 | 0 | 0 | 0 | 0 | 1.9807 | 2.7085 | 0.75773 | 5.447 | 1.9807 | 0 | 2.47 | 0 | 0 | 0 | 0 | 0 | 0.23853 | 0 | 0 | 0.75773 | 0 | 0 | 0.68195
288 | 2018-01-12 23:00 | 1 | Januar | 23 | 12 | 0 | 0 | 0 | 0 | 0 | 1.4016 | 2.8124 | 0.49733 | 4.7113 | 1.4016 | 0 | 2.6889 | 0 | 0 | 0 | 0 | 0 | 0.12352 | 0 | 0 | 0.49733 | 0 | 0 | 0.4476
289 | 2018-01-13 | 1 | Januar | 0 | 13 | 0 | 0 | 0 | 0 | 0 | 1.2903 | 2.8792 | 0 | 4.1695 | 1.2903 | 0 | 2.7557 | 0 | 0 | 0 | 0 | 0 | 0.12352 | 0 | 0 | 0 | 0 | 0 | 0
290 | 2018-01-13 01:00 | 1 | Januar | 1 | 13 | 0 | 0 | 0 | 0 | 0 | 1.0677 | 2.9679 | 0 | 4.0356 | 1.0677 | 0 | 2.8444 | 0 | 0 | 0 | 0 | 0 | 0.12352 | 0 | 0 | 0 | 0 | 0 | 0
291 | 2018-01-13 02:00 | 1 | Januar | 2 | 13 | 0 | 0 | 0 | 0 | 0 | 1.0182 | 3.0225 | 0.085531 | 4.1262 | 1.0182 | 0 | 2.8989 | 0 | 0 | 0 | 0 | 0 | 0.12352 | 0 | 0 | 0.085531 | 0 | 0 | 0.076978
292 | 2018-01-13 03:00 | 1 | Januar | 3 | 13 | 0 | 0 | 0 | 0 | 0 | 0.99298 | 3.0424 | 0.025909 | 4.0613 | 0.99298 | 0 | 2.9188 | 0 | 0 | 0 | 0 | 0 | 0.12352 | 0 | 0 | 0.025909 | 0 | 0 | 0.023318
293 | 2018-01-13 04:00 | 1 | Januar | 4 | 13 | 0 | 0 | 0 | 0 | 0 | 1.026 | 3.0508 | 0.055915 | 4.1326 | 1.026 | 0 | 2.9272 | 0 | 0 | 0 | 0 | 0 | 0.12352 | 0 | 0 | 0.055915 | 0 | 0 | 0.050323
294 | 2018-01-13 05:00 | 1 | Januar | 5 | 13 | 0 | 0 | 0 | 0 | 0 | 1.2944 | 3.1276 | 0 | 4.422 | 1.2944 | 0 | 2.8891 | 0 | 0 | 0 | 0 | 0 | 0.23853 | 0 | 0 | 0 | 0 | 0 | 0
295 | 2018-01-13 06:00 | 1 | Januar | 6 | 13 | 0 | 0 | 0 | 0 | 0 | 1.889 | 3.1992 | 0 | 5.0882 | 1.889 | 0 | 2.7268 | 0 | 0 | 0 | 0 | 0 | 0.47239 | 0 | 0 | 0 | 0 | 0 | 0
296 | 2018-01-13 07:00 | 1 | Januar | 7 | 13 | 0 | 0 | 0 | 0 | 0 | 2.6671 | 3.1858 | 0 | 5.8529 | 2.6671 | 0 | 2.4834 | 0 | 0 | 0 | 0 | 0 | 0.70241 | 0 | 0 | 0 | 0 | 0 | 0
297 | 2018-01-13 08:00 | 1 | Januar | 8 | 13 | 0.15601 | 0.15601 | 0.15601 | 0 | 0 | 2.9645 | 3.0669 | 0 | 6.0313 | 3.1205 | 0 | 2.3645 | 0 | 0 | 0 | 0 | 0 | 0.70241 | 0 | 0 | 0 | 0 | 0 | 0
298 | 2018-01-13 09:00 | 1 | Januar | 9 | 13 | 2.4702 | 2.4702 | 2.4702 | 0 | 0 | 0.77707 | 2.8773 | 0.27308 | 3.9275 | 3.2472 | 0 | 2.2899 | 0 | 0 | 0 | 0 | 0 | 0.5874 | 0 | 0 | 0.27308 | 0 | 0 | 0.24577
299 | 2018-01-13 10:00 | 1 | Januar | 10 | 13 | 8.7366 | 3.3946 | 6.3622 | 0 | 2.3744 | 0 | 0 | 0 | 0 | 3.3946 | 0 | 2.0352 | 0 | 0 | 0 | 0 | 0 | 0.35738 | 0 | 0 | 0.57504 | 0 | 0 | 0.51754
300 | 2018-01-13 11:00 | 1 | Januar | 11 | 13 | 6.2924 | 3.6337 | 6.2924 | 0 | 0 | 0 | 0 | 0.24746 | 0.24746 | 3.6337 | 0 | 1.8243 | 0 | 0 | 0 | 0 | 0 | 0.5874 | 0 | 0 | 0.49448 | 0 | 0 | 0.44503
301 | 2018-01-13 12:00 | 1 | Januar | 12 | 13 | 7.3455 | 3.6177 | 6.9597 | 0 | 0.38579 | 0 | 0 | 0 | 0 | 3.6177 | 0 | 1.8367 | 0 | 0 | 0 | 0 | 0 | 0.70241 | 0 | 0 | 0.80292 | 0 | 0 | 0.72263
302 | 2018-01-13 13:00 | 1 | Januar | 13 | 13 | 7.7355 | 3.3627 | 7.3265 | 0 | 0.409 | 0 | 0 | 0 | 0 | 3.3627 | 0 | 1.8331 | 0 | 0 | 0 | 0 | 0 | 0.70241 | 0 | 0 | 1.4283 | 0 | 0 | 1.2855
303 | 2018-01-13 14:00 | 1 | Januar | 14 | 13 | 5.9674 | 3.1633 | 5.9674 | 0 | 0 | 0 | 0 | 0.71836 | 0.71836 | 3.1633 | 0 | 1.9083 | 0 | 0 | 0 | 0 | 0 | 0.5874 | 0 | 0 | 1.0268 | 0 | 0 | 0.92416
304 | 2018-01-13 15:00 | 1 | Januar | 15 | 13 | 2.9902 | 2.9902 | 2.9902 | 0 | 0 | 0.19315 | 2.6009 | 0.73184 | 3.5259 | 3.1833 | 0 | 2.0135 | 0 | 0 | 0 | 0 | 0 | 0.5874 | 0 | 0 | 0.73184 | 0 | 0 | 0.65866
305 | 2018-01-13 16:00 | 1 | Januar | 16 | 13 | 0 | 0 | 0 | 0 | 0 | 3.9202 | 3.0329 | 0.83299 | 7.7861 | 3.9202 | 0 | 1.9816 | 0 | 0 | 0 | 0 | 0 | 1.0513 | 0 | 0 | 0.83299 | 0 | 0 | 0.74969
306 | 2018-01-13 17:00 | 1 | Januar | 17 | 13 | 0 | 0 | 0 | 0 | 0 | 4.5158 | 2.7266 | 1.2201 | 8.4626 | 4.5158 | 0 | 1.9092 | 0 | 0 | 0 | 0 | 0 | 0.81742 | 0 | 0 | 1.2201 | 0 | 0 | 1.0981
307 | 2018-01-13 18:00 | 1 | Januar | 18 | 13 | 0 | 0 | 0 | 0 | 0 | 4.5308 | 2.2443 | 1.9034 | 8.6784 | 4.5308 | 0 | 1.7719 | 0 | 0 | 0 | 0 | 0 | 0.47239 | 0 | 0 | 1.9034 | 0 | 0 | 1.7131
308 | 2018-01-13 19:00 | 1 | Januar | 19 | 13 | 0 | 0 | 0 | 0 | 0 | 3.744 | 2.4594 | 1.7545 | 7.9579 | 3.744 | 0 | 1.9871 | 0 | 0 | 0 | 0 | 0 | 0.47239 | 0 | 0 | 1.7545 | 0 | 0 | 1.579
309 | 2018-01-13 20:00 | 1 | Januar | 20 | 13 | 0 | 0 | 0 | 0 | 0 | 2.9638 | 2.5141 | 1.2804 | 6.7583 | 2.9638 | 0 | 2.2756 | 0 | 0 | 0 | 0 | 0 | 0.23853 | 0 | 0 | 1.2804 | 0 | 0 | 1.1523
310 | 2018-01-13 21:00 | 1 | Januar | 21 | 13 | 0 | 0 | 0 | 0 | 0 | 2.7248 | 2.621 | 0.99691 | 6.3427 | 2.7248 | 0 | 2.3825 | 0 | 0 | 0 | 0 | 0 | 0.23853 | 0 | 0 | 0.99691 | 0 | 0 | 0.89722
311 | 2018-01-13 22:00 | 1 | Januar | 22 | 13 | 0 | 0 | 0 | 0 | 0 | 2.3419 | 2.8758 | 0.5535 | 5.7712 | 2.3419 | 0 | 2.6373 | 0 | 0 | 0 | 0 | 0 | 0.23853 | 0 | 0 | 0.5535 | 0 | 0 | 0.49815
312 | 2018-01-13 23:00 | 1 | Januar | 23 | 13 | 0 | 0 | 0 | 0 | 0 | 1.5819 | 3.0005 | 0.49099 | 5.0734 | 1.5819 | 0 | 2.877 | 0 | 0 | 0 | 0 | 0 | 0.12352 | 0 | 0 | 0.49099 | 0 | 0 | 0.44189
313 | 2018-01-14 | 1 | Januar | 0 | 14 | 0 | 0 | 0 | 0 | 0 | 1.8112 | 3.0298 | 0.59399 | 5.435 | 1.8112 | 0 | 2.9063 | 0 | 0 | 0 | 0 | 0 | 0.12352 | 0 | 0 | 0.59399 | 0 | 0 | 0.53459
314 | 2018-01-14 01:00 | 1 | Januar | 1 | 14 | 0 | 0 | 0 | 0 | 0 | 1.3598 | 3.1488 | 0.39144 | 4.9001 | 1.3598 | 0 | 3.0253 | 0 | 0 | 0 | 0 | 0 | 0.12352 | 0 | 0 | 0.39144 | 0 | 0 | 0.35229
315 | 2018-01-14 02:00 | 1 | Januar | 2 | 14 | 0 | 0 | 0 | 0 | 0 | 1.129 | 3.2541 | 0.014074 | 4.3972 | 1.129 | 0 | 3.1306 | 0 | 0 | 0 | 0 | 0 | 0.12352 | 0 | 0 | 0.014074 | 0 | 0 | 0.012667
316 | 2018-01-14 03:00 | 1 | Januar | 3 | 14 | 0 | 0 | 0 | 0 | 0 | 1.0481 | 3.3 | 0.026572 | 4.3746 | 1.0481 | 0 | 3.1764 | 0 | 0 | 0 | 0 | 0 | 0.12352 | 0 | 0 | 0.026572 | 0 | 0 | 0.023914
317 | 2018-01-14 04:00 | 1 | Januar | 4 | 14 | 0 | 0 | 0 | 0 | 0 | 0.99814 | 3.3397 | 0.02326 | 4.3611 | 0.99814 | 0 | 3.2161 | 0 | 0 | 0 | 0 | 0 | 0.12352 | 0 | 0 | 0.02326 | 0 | 0 | 0.020934
318 | 2018-01-14 05:00 | 1 | Januar | 5 | 14 | 0 | 0 | 0 | 0 | 0 | 0.99607 | 3.355 | 0 | 4.3511 | 0.99607 | 0 | 3.2315 | 0 | 0 | 0 | 0 | 0 | 0.12352 | 0 | 0 | 0 | 0 | 0 | 0
319 | 2018-01-14 06:00 | 1 | Januar | 6 | 14 | 0 | 0 | 0 | 0 | 0 | 1.044 | 3.3156 | 0 | 4.3596 | 1.044 | 0 | 3.1921 | 0 | 0 | 0 | 0 | 0 | 0.12352 | 0 | 0 | 0 | 0 | 0 | 0
320 | 2018-01-14 07:00 | 1 | Januar | 7 | 14 | 0 | 0 | 0 | 0 | 0 | 1.2305 | 3.2893 | 0 | 4.5198 | 1.2305 | 0 | 3.0507 | 0 | 0 | 0 | 0 | 0 | 0.23853 | 0 | 0 | 0 | 0 | 0 | 0
321 | 2018-01-14 08:00 | 1 | Januar | 8 | 14 | 0.50703 | 0.50703 | 0.50703 | 0 | 0 | 1.5175 | 3.2425 | 0 | 4.76 | 2.0245 | 0 | 2.8851 | 0 | 0 | 0 | 0 | 0 | 0.35738 | 0 | 0 | 0 | 0 | 0 | 0
322 | 2018-01-14 09:00 | 1 | Januar | 9 | 14 | 1.3001 | 1.3001 | 1.3001 | 0 | 0 | 1.7544 | 3.203 | 0.29766 | 5.2552 | 3.0545 | 0 | 2.5006 | 0 | 0 | 0 | 0 | 0 | 0.70241 | 0 | 0 | 0.29766 | 0 | 0 | 0.2679
323 | 2018-01-14 10:00 | 1 | Januar | 10 | 14 | 2.8342 | 2.8342 | 2.8342 | 0 | 0 | 0.95562 | 2.8338 | 0.60708 | 4.3965 | 3.7898 | 0 | 2.1314 | 0 | 0 | 0 | 0 | 0 | 0.70241 | 0 | 0 | 0.60708 | 0 | 0 | 0.54638
324 | 2018-01-14 11:00 | 1 | Januar | 11 | 14 | 2.7302 | 2.7302 | 2.7302 | 0 | 0 | 1.6491 | 2.8486 | 0.47745 | 4.9751 | 4.3793 | 0 | 1.9162 | 0 | 0 | 0 | 0 | 0 | 0.93243 | 0 | 0 | 0.47745 | 0 | 0 | 0.4297
325 | 2018-01-14 12:00 | 1 | Januar | 12 | 14 | 2.3402 | 2.3402 | 2.3402 | 0 | 0 | 2.12 | 2.7689 | 0.51211 | 5.401 | 4.4602 | 0 | 1.8364 | 0 | 0 | 0 | 0 | 0 | 0.93243 | 0 | 0 | 0.51211 | 0 | 0 | 0.4609
326 | 2018-01-14 13:00 | 1 | Januar | 13 | 14 | 2.3142 | 2.3142 | 2.3142 | 0 | 0 | 1.452 | 2.763 | 0.70537 | 4.9203 | 3.7661 | 0 | 1.9455 | 0 | 0 | 0 | 0 | 0 | 0.81742 | 0 | 0 | 0.70537 | 0 | 0 | 0.63484
327 | 2018-01-14 14:00 | 1 | Januar | 14 | 14 | 1.5991 | 1.5991 | 1.5991 | 0 | 0 | 1.4065 | 2.7442 | 0.6733 | 4.824 | 3.0056 | 0 | 2.1568 | 0 | 0 | 0 | 0 | 0 | 0.5874 | 0 | 0 | 0.6733 | 0 | 0 | 0.60597
328 | 2018-01-14 15:00 | 1 | Januar | 15 | 14 | 0.59804 | 0.59804 | 0.59804 | 0 | 0 | 2.0051 | 2.803 | 0.691 | 5.4991 | 2.6032 | 0 | 2.3306 | 0 | 0 | 0 | 0 | 0 | 0.47239 | 0 | 0 | 0.691 | 0 | 0 | 0.6219
329 | 2018-01-14 16:00 | 1 | Januar | 16 | 14 | 0 | 0 | 0 | 0 | 0 | 2.3991 | 3.0934 | 0.81723 | 6.3097 | 2.3991 | 0 | 2.506 | 0 | 0 | 0 | 0 | 0 | 0.5874 | 0 | 0 | 0.81723 | 0 | 0 | 0.73551
330 | 2018-01-14 17:00 | 1 | Januar | 17 | 14 | 0 | 0 | 0 | 0 | 0 | 2.7907 | 3.1912 | 1.2113 | 7.1932 | 2.7907 | 0 | 2.4888 | 0 | 0 | 0 | 0 | 0 | 0.70241 | 0 | 0 | 1.2113 | 0 | 0 | 1.0901
331 | 2018-01-14 18:00 | 1 | Januar | 18 | 14 | 0 | 0 | 0 | 0 | 0 | 3.4235 | 2.9615 | 1.9407 | 8.3257 | 3.4235 | 0 | 2.2591 | 0 | 0 | 0 | 0 | 0 | 0.70241 | 0 | 0 | 1.9407 | 0 | 0 | 1.7466
332 | 2018-01-14 19:00 | 1 | Januar | 19 | 14 | 0 | 0 | 0 | 0 | 0 | 3.8331 | 2.7251 | 2.17 | 8.7282 | 3.8331 | 0 | 2.2527 | 0 | 0 | 0 | 0 | 0 | 0.47239 | 0 | 0 | 2.17 | 0 | 0 | 1.953
333 | 2018-01-14 20:00 | 1 | Januar | 20 | 14 | 0 | 0 | 0 | 0 | 0 | 3.5002 | 2.97 | 1.905 | 8.3752 | 3.5002 | 0 | 2.4976 | 0 | 0 | 0 | 0 | 0 | 0.47239 | 0 | 0 | 1.905 | 0 | 0 | 1.7145
334 | 2018-01-14 21:00 | 1 | Januar | 21 | 14 | 0 | 0 | 0 | 0 | 0 | 2.9932 | 2.9109 | 1.5578 | 7.462 | 2.9932 | 0 | 2.6724 | 0 | 0 | 0 | 0 | 0 | 0.23853 | 0 | 0 | 1.5578 | 0 | 0 | 1.402
335 | 2018-01-14 22:00 | 1 | Januar | 22 | 14 | 0 | 0 | 0 | 0 | 0 | 2.565 | 3.1896 | 0.88022 | 6.6349 | 2.565 | 0 | 2.9511 | 0 | 0 | 0 | 0 | 0 | 0.23853 | 0 | 0 | 0.88022 | 0 | 0 | 0.7922
336 | 2018-01-14 23:00 | 1 | Januar | 23 | 14 | 0 | 0 | 0 | 0 | 0 | 1.4016 | 3.409 | 0.73599 | 5.5466 | 1.4016 | 0 | 3.2855 | 0 | 0 | 0 | 0 | 0 | 0.12352 | 0 | 0 | 0.73599 | 0 | 0 | 0.66239
337 | 2018-01-15 | 1 | Januar | 0 | 15 | 0 | 0 | 0 | 0 | 0 | 1.0888 | 3.5902 | 0.37687 | 5.0559 | 1.0888 | 0 | 3.4667 | 0 | 0 | 0 | 0 | 0 | 0.12352 | 0 | 0 | 0.37687 | 0 | 0 | 0.33918
338 | 2018-01-15 01:00 | 1 | Januar | 1 | 15 | 0 | 0 | 0 | 0 | 0 | 1.0151 | 3.7241 | 0.57442 | 5.3136 | 1.0151 | 0 | 3.6006 | 0 | 0 | 0 | 0 | 0 | 0.12352 | 0 | 0 | 0.57442 | 0 | 0 | 0.51697
339 | 2018-01-15 02:00 | 1 | Januar | 2 | 15 | 0 | 0 | 0 | 0 | 0 | 0.9935 | 4.0224 | 0.34995 | 5.3658 | 0.9935 | 0 | 3.7838 | 0 | 0 | 0 | 0 | 0 | 0.23853 | 0 | 0 | 0.34995 | 0 | 0 | 0.31496
340 | 2018-01-15 03:00 | 1 | Januar | 3 | 15 | 0 | 0 | 0 | 0 | 0 | 1.0064 | 4.0198 | 0 | 5.0262 | 1.0064 | 0 | 3.7813 | 0 | 0 | 0 | 0 | 0 | 0.23853 | 0 | 0 | 0 | 0 | 0 | 0
341 | 2018-01-15 04:00 | 1 | Januar | 4 | 15 | 0 | 0 | 0 | 0 | 0 | 1.1661 | 4.2818 | 0 | 5.4479 | 1.1661 | 0 | 3.8094 | 0 | 0 | 0 | 0 | 0 | 0.47239 | 0 | 0 | 0 | 0 | 0 | 0
342 | 2018-01-15 05:00 | 1 | Januar | 5 | 15 | 0 | 0 | 0 | 0 | 0 | 2.0565 | 4.3805 | 0 | 6.437 | 2.0565 | 0 | 3.6781 | 0 | 0 | 0 | 0 | 0 | 0.70241 | 0 | 0 | 0 | 0 | 0 | 0
343 | 2018-01-15 06:00 | 1 | Januar | 6 | 15 | 0 | 0 | 0 | 0 | 0 | 2.867 | 4.6841 | 0 | 7.551 | 2.867 | 0 | 3.5178 | 0 | 0 | 0 | 0 | 0 | 1.1663 | 0 | 0 | 0 | 0 | 0 | 0
344 | 2018-01-15 07:00 | 1 | Januar | 7 | 15 | 0 | 0 | 0 | 0 | 0 | 2.9515 | 4.5628 | 0 | 7.5143 | 2.9515 | 0 | 3.3966 | 0 | 0 | 0 | 0 | 0 | 1.1663 | 0 | 0 | 0 | 0 | 0 | 0
345 | 2018-01-15 08:00 | 1 | Januar | 8 | 15 | 1.4041 | 1.4041 | 1.4041 | 0 | 0 | 1.3351 | 4.4064 | 0 | 5.7415 | 2.7392 | 0 | 3.474 | 0 | 0 | 0 | 0 | 0 | 0.93243 | 0 | 0 | 0 | 0 | 0 | 0
346 | 2018-01-15 09:00 | 1 | Januar | 9 | 15 | 2.9642 | 2.5954 | 2.9642 | 0 | 0 | 0 | 3.6331 | 0.20694 | 3.84 | 2.5954 | 0 | 3.4144 | 0 | 0 | 0 | 0 | 0 | 0.5874 | 0 | 0 | 0.20694 | 0 | 0 | 0.18624
347 | 2018-01-15 10:00 | 1 | Januar | 10 | 15 | 3.5622 | 2.6387 | 3.5622 | 0 | 0 | 0 | 2.8996 | 0.44402 | 3.3436 | 2.6387 | 0 | 3.3507 | 0 | 0 | 0 | 0 | 0 | 0.47239 | 0 | 0 | 0.44402 | 0 | 0 | 0.39962
348 | 2018-01-15 11:00 | 1 | Januar | 11 | 15 | 3.6922 | 2.8938 | 3.6922 | 0 | 0 | 0 | 3.1392 | 0.43304 | 3.5723 | 2.8938 | 0 | 3.2353 | 0 | 0 | 0 | 0 | 0 | 0.70241 | 0 | 0 | 0.43304 | 0 | 0 | 0.38973
349 | 2018-01-15 12:00 | 1 | Januar | 12 | 15 | 2.4962 | 2.4962 | 2.4962 | 0 | 0 | 0.37236 | 4.0745 | 0.84126 | 5.2881 | 2.8685 | 0 | 3.1421 | 0 | 0 | 0 | 0 | 0 | 0.93243 | 0 | 0 | 0.84126 | 0 | 0 | 0.75713
350 | 2018-01-15 13:00 | 1 | Januar | 13 | 15 | 2.4312 | 2.4312 | 2.4312 | 0 | 0 | 0.14624 | 3.7704 | 1.1192 | 5.0359 | 2.5774 | 0 | 3.183 | 0 | 0 | 0 | 0 | 0 | 0.5874 | 0 | 0 | 1.1192 | 0 | 0 | 1.0073
351 | 2018-01-15 14:00 | 1 | Januar | 14 | 15 | 1.5081 | 1.5081 | 1.5081 | 0 | 0 | 0.85238 | 3.6347 | 0.99905 | 5.4861 | 2.3605 | 0 | 3.2811 | 0 | 0 | 0 | 0 | 0 | 0.35355 | 0 | 0 | 0.99905 | 0 | 0 | 0.89914
352 | 2018-01-15 15:00 | 1 | Januar | 15 | 15 | 0.18201 | 0.18201 | 0.18201 | 0 | 0 | 2.1867 | 3.6958 | 0.6033 | 6.4858 | 2.3687 | 0 | 3.3423 | 0 | 0 | 0 | 0 | 0 | 0.35355 | 0 | 0 | 0.6033 | 0 | 0 | 0.54297
353 | 2018-01-15 16:00 | 1 | Januar | 16 | 15 | 0 | 0 | 0 | 0 | 0 | 2.8515 | 3.9578 | 1.1803 | 7.9896 | 2.8515 | 0 | 3.3704 | 0 | 0 | 0 | 0 | 0 | 0.5874 | 0 | 0 | 1.1803 | 0 | 0 | 1.0622
354 | 2018-01-15 17:00 | 1 | Januar | 17 | 15 | 0 | 0 | 0 | 0 | 0 | 3.6249 | 3.9807 | 2.0695 | 9.6752 | 3.6249 | 0 | 3.2783 | 0 | 0 | 0 | 0 | 0 | 0.70241 | 0 | 0 | 2.0695 | 0 | 0 | 1.8626
355 | 2018-01-15 18:00 | 1 | Januar | 18 | 15 | 0 | 0 | 0 | 0 | 0 | 4.0552 | 3.791 | 2.6644 | 10.5106 | 4.0552 | 0 | 3.0886 | 0 | 0 | 0 | 0 | 0 | 0.70241 | 0 | 0 | 2.6644 | 0 | 0 | 2.398
356 | 2018-01-15 19:00 | 1 | Januar | 19 | 15 | 0 | 0 | 0 | 0 | 0 | 3.6672 | 3.8273 | 2.5359 | 10.0303 | 3.6672 | 0 | 3.2399 | 0 | 0 | 0 | 0 | 0 | 0.5874 | 0 | 0 | 2.5359 | 0 | 0 | 2.2823
357 | 2018-01-15 20:00 | 1 | Januar | 20 | 15 | 0 | 0 | 0 | 0 | 0 | 3.1055 | 3.9875 | 1.8296 | 8.9227 | 3.1055 | 0 | 3.5151 | 0 | 0 | 0 | 0 | 0 | 0.47239 | 0 | 0 | 1.8296 | 0 | 0 | 1.6467
358 | 2018-01-15 21:00 | 1 | Januar | 21 | 15 | 0 | 0 | 0 | 0 | 0 | 2.6047 | 3.9273 | 1.4543 | 7.9863 | 2.6047 | 0 | 3.6887 | 0 | 0 | 0 | 0 | 0 | 0.23853 | 0 | 0 | 1.4543 | 0 | 0 | 1.3089
359 | 2018-01-15 22:00 | 1 | Januar | 22 | 15 | 0 | 0 | 0 | 0 | 0 | 1.9807 | 4.2447 | 0.9957 | 7.2211 | 1.9807 | 0 | 4.0062 | 0 | 0 | 0 | 0 | 0 | 0.23853 | 0 | 0 | 0.9957 | 0 | 0 | 0.89613
360 | 2018-01-15 23:00 | 1 | Januar | 23 | 15 | 0 | 0 | 0 | 0 | 0 | 1.4016 | 4.3487 | 0.63126 | 6.3815 | 1.4016 | 0 | 4.2251 | 0 | 0 | 0 | 0 | 0 | 0.12352 | 0 | 0 | 0.63126 | 0 | 0 | 0.56813
361 | 2018-01-16 | 1 | Januar | 0 | 16 | 0 | 0 | 0 | 0 | 0 | 1.0888 | 4.5298 | 0.34706 | 5.9657 | 1.0888 | 0 | 4.4063 | 0 | 0 | 0 | 0 | 0 | 0.12352 | 0 | 0 | 0.34706 | 0 | 0 | 0.31235
362 | 2018-01-16 01:00 | 1 | Januar | 1 | 16 | 0 | 0 | 0 | 0 | 0 | 1.0151 | 4.6637 | 0.040439 | 5.7193 | 1.0151 | 0 | 4.5402 | 0 | 0 | 0 | 0 | 0 | 0.12352 | 0 | 0 | 0.040439 | 0 | 0 | 0.036395
363 | 2018-01-16 02:00 | 1 | Januar | 2 | 16 | 0 | 0 | 0 | 0 | 0 | 0.9935 | 4.9024 | 0.042189 | 5.938 | 0.9935 | 0 | 4.6638 | 0 | 0 | 0 | 0 | 0 | 0.23853 | 0 | 0 | 0.042189 | 0 | 0 | 0.03797
364 | 2018-01-16 03:00 | 1 | Januar | 3 | 16 | 0 | 0 | 0 | 0 | 0 | 1.0064 | 4.9595 | 0 | 5.9658 | 1.0064 | 0 | 4.7209 | 0 | 0 | 0 | 0 | 0 | 0.23853 | 0 | 0 | 0 | 0 | 0 | 0
365 | 2018-01-16 04:00 | 1 | Januar | 4 | 16 | 0 | 0 | 0 | 0 | 0 | 1.1661 | 5.2363 | 0 | 6.4024 | 1.1661 | 0 | 4.7639 | 0 | 0 | 0 | 0 | 0 | 0.47239 | 0 | 0 | 0 | 0 | 0 | 0
366 | 2018-01-16 05:00 | 1 | Januar | 5 | 16 | 0 | 0 | 0 | 0 | 0 | 2.0565 | 5.3499 | 0 | 7.4064 | 2.0565 | 0 | 4.6475 | 0 | 0 | 0 | 0 | 0 | 0.70241 | 0 | 0 | 0 | 0 | 0 | 0
367 | 2018-01-16 06:00 | 1 | Januar | 6 | 16 | 0 | 0 | 0 | 0 | 0 | 2.867 | 5.6385 | 0 | 8.5055 | 2.867 | 0 | 4.4722 | 0 | 0 | 0 | 0 | 0 | 1.1663 | 0 | 0 | 0 | 0 | 0 | 0
368 | 2018-01-16 07:00 | 1 | Januar | 7 | 16 | 0 | 0 | 0 | 0 | 0 | 2.9515 | 5.547 | 0 | 8.4985 | 2.9515 | 0 | 4.3807 | 0 | 0 | 0 | 0 | 0 | 1.1663 | 0 | 0 | 0 | 0 | 0 | 0
369 | 2018-01-16 08:00 | 1 | Januar | 8 | 16 | 3.4582 | 2.7392 | 3.4582 | 0 | 0 | 0 | 4.6355 | 0 | 4.6355 | 2.7392 | 0 | 4.4221 | 0 | 0 | 0 | 0 | 0 | 0.93243 | 0 | 0 | 0 | 0 | 0 | 0
370 | 2018-01-16 09:00 | 1 | Januar | 9 | 16 | 5.8244 | 2.5954 | 5.8244 | 0 | 0 | 0 | 1.4852 | 0.20694 | 1.6922 | 2.5954 | 0 | 4.1268 | 0 | 0 | 0 | 0 | 0 | 0.5874 | 0 | 0 | 0.20694 | 0 | 0 | 0.18624
371 | 2018-01-16 10:00 | 1 | Januar | 10 | 16 | 7.6185 | 2.6387 | 7.613 | 0 | 0.0055476 | 0 | 0 | 0 | 0 | 2.6387 | 0 | 4.0578 | 0 | 0 | 0 | 0 | 0 | 0.47239 | 0 | 0 | 0.44402 | 0 | 0 | 0.39962
372 | 2018-01-16 11:00 | 1 | Januar | 11 | 16 | 8.7626 | 2.8938 | 7.8476 | 0 | 0.91498 | 0 | 0 | 0 | 0 | 2.8938 | 0 | 3.8184 | 0 | 0 | 0 | 0 | 0 | 0.70241 | 0 | 0 | 0.43304 | 0 | 0 | 0.38973
373 | 2018-01-16 12:00 | 1 | Januar | 12 | 16 | 8.7756 | 2.8685 | 7.4043 | 0 | 1.3713 | 0 | 0 | 0 | 0 | 2.8685 | 0 | 2.7621 | 0 | 0 | 0 | 0 | 0 | 0.93243 | 0 | 0 | 0.84126 | 0 | 0 | 0.75713
374 | 2018-01-16 13:00 | 1 | Januar | 13 | 16 | 7.9695 | 2.5774 | 6.721 | 0 | 1.2485 | 0 | 0 | 0 | 0 | 2.5774 | 0 | 2.437 | 0 | 0 | 0 | 0 | 0 | 0.5874 | 0 | 0 | 1.1192 | 0 | 0 | 1.0073
375 | 2018-01-16 14:00 | 1 | Januar | 14 | 16 | 6.4744 | 2.3605 | 6.4744 | 0 | 0 | 0 | 0 | 0.019579 | 0.019579 | 2.3605 | 0 | 2.7809 | 0 | 0 | 0 | 0 | 0 | 0.35355 | 0 | 0 | 0.99905 | 0 | 0 | 0.89914
376 | 2018-01-16 15:00 | 1 | Januar | 15 | 16 | 4.2903 | 2.3687 | 4.2903 | 0 | 0 | 0 | 1.3759 | 0.6033 | 1.9792 | 2.3687 | 0 | 2.944 | 0 | 0 | 0 | 0 | 0 | 0.35355 | 0 | 0 | 0.6033 | 0 | 0 | 0.54297
377 | 2018-01-16 16:00 | 1 | Januar | 16 | 16 | 0.026002 | 0.026002 | 0.026002 | 0 | 0 | 2.8255 | 4.4405 | 1.1803 | 8.4463 | 2.8515 | 0 | 3.8531 | 0 | 0 | 0 | 0 | 0 | 0.5874 | 0 | 0 | 1.1803 | 0 | 0 | 1.0622
378 | 2018-01-16 17:00 | 1 | Januar | 17 | 16 | 0 | 0 | 0 | 0 | 0 | 3.6249 | 4.4129 | 2.0695 | 10.1074 | 3.6249 | 0 | 3.7105 | 0 | 0 | 0 | 0 | 0 | 0.70241 | 0 | 0 | 2.0695 | 0 | 0 | 1.8626
379 | 2018-01-16 18:00 | 1 | Januar | 18 | 16 | 0 | 0 | 0 | 0 | 0 | 4.0552 | 4.1933 | 2.6644 | 10.9128 | 4.0552 | 0 | 3.4908 | 0 | 0 | 0 | 0 | 0 | 0.70241 | 0 | 0 | 2.6644 | 0 | 0 | 2.398
380 | 2018-01-16 19:00 | 1 | Januar | 19 | 16 | 0 | 0 | 0 | 0 | 0 | 3.6672 | 4.1997 | 2.5359 | 10.4028 | 3.6672 | 0 | 3.6123 | 0 | 0 | 0 | 0 | 0 | 0.5874 | 0 | 0 | 2.5359 | 0 | 0 | 2.2823
381 | 2018-01-16 20:00 | 1 | Januar | 20 | 16 | 0 | 0 | 0 | 0 | 0 | 3.1055 | 4.3153 | 1.8296 | 9.2504 | 3.1055 | 0 | 3.8429 | 0 | 0 | 0 | 0 | 0 | 0.47239 | 0 | 0 | 1.8296 | 0 | 0 | 1.6467
382 | 2018-01-16 21:00 | 1 | Januar | 21 | 16 | 0 | 0 | 0 | 0 | 0 | 2.6047 | 4.2252 | 1.4543 | 8.2843 | 2.6047 | 0 | 3.9867 | 0 | 0 | 0 | 0 | 0 | 0.23853 | 0 | 0 | 1.4543 | 0 | 0 | 1.3089
383 | 2018-01-16 22:00 | 1 | Januar | 22 | 16 | 0 | 0 | 0 | 0 | 0 | 1.9807 | 4.498 | 0.9957 | 7.4745 | 1.9807 | 0 | 4.2595 | 0 | 0 | 0 | 0 | 0 | 0.23853 | 0 | 0 | 0.9957 | 0 | 0 | 0.89613
384 | 2018-01-16 23:00 | 1 | Januar | 23 | 16 | 0 | 0 | 0 | 0 | 0 | 1.4016 | 4.5722 | 0.63126 | 6.6051 | 1.4016 | 0 | 4.4487 | 0 | 0 | 0 | 0 | 0 | 0.12352 | 0 | 0 | 0.63126 | 0 | 0 | 0.56813
385 | 2018-01-17 | 1 | Januar | 0 | 17 | 0 | 0 | 0 | 0 | 0 | 1.0888 | 4.6043 | 0.34706 | 6.0401 | 1.0888 | 0 | 4.4807 | 0 | 0 | 0 | 0 | 0 | 0.12352 | 0 | 0 | 0.34706 | 0 | 0 | 0.31235
386 | 2018-01-17 01:00 | 1 | Januar | 1 | 17 | 0 | 0 | 0 | 0 | 0 | 1.0151 | 4.5741 | 0.040439 | 5.6297 | 1.0151 | 0 | 4.4506 | 0 | 0 | 0 | 0 | 0 | 0.12352 | 0 | 0 | 0.040439 | 0 | 0 | 0.036395
387 | 2018-01-17 02:00 | 1 | Januar | 2 | 17 | 0 | 0 | 0 | 0 | 0 | 0.9935 | 4.6635 | 0.042189 | 5.6992 | 0.9935 | 0 | 4.425 | 0 | 0 | 0 | 0 | 0 | 0.23853 | 0 | 0 | 0.042189 | 0 | 0 | 0.03797
388 | 2018-01-17 03:00 | 1 | Januar | 3 | 17 | 0 | 0 | 0 | 0 | 0 | 1.0064 | 4.6461 | 0 | 5.6524 | 1.0064 | 0 | 4.4075 | 0 | 0 | 0 | 0 | 0 | 0.23853 | 0 | 0 | 0 | 0 | 0 | 0
389 | 2018-01-17 04:00 | 1 | Januar | 4 | 17 | 0 | 0 | 0 | 0 | 0 | 1.1661 | 4.8185 | 0 | 5.9846 | 1.1661 | 0 | 4.3461 | 0 | 0 | 0 | 0 | 0 | 0.47239 | 0 | 0 | 0 | 0 | 0 | 0
390 | 2018-01-17 05:00 | 1 | Januar | 5 | 17 | 0 | 0 | 0 | 0 | 0 | 2.0565 | 4.8574 | 0 | 6.9139 | 2.0565 | 0 | 4.155 | 0 | 0 | 0 | 0 | 0 | 0.70241 | 0 | 0 | 0 | 0 | 0 | 0
391 | 2018-01-17 06:00 | 1 | Januar | 6 | 17 | 0 | 0 | 0 | 0 | 0 | 2.867 | 5.0862 | 0 | 7.9532 | 2.867 | 0 | 3.9199 | 0 | 0 | 0 | 0 | 0 | 1.1663 | 0 | 0 | 0 | 0 | 0 | 0
392 | 2018-01-17 07:00 | 1 | Januar | 7 | 17 | 0 | 0 | 0 | 0 | 0 | 2.9515 | 4.9798 | 0 | 7.9313 | 2.9515 | 0 | 3.8135 | 0 | 0 | 0 | 0 | 0 | 1.1663 | 0 | 0 | 0 | 0 | 0 | 0
393 | 2018-01-17 08:00 | 1 | Januar | 8 | 17 | 0.55904 | 0.55904 | 0.55904 | 0 | 0 | 2.1802 | 4.8258 | 0 | 7.006 | 2.7392 | 0 | 3.8934 | 0 | 0 | 0 | 0 | 0 | 0.93243 | 0 | 0 | 0 | 0 | 0 | 0
394 | 2018-01-17 09:00 | 1 | Januar | 9 | 17 | 1.4561 | 1.4561 | 1.4561 | 0 | 0 | 1.1393 | 4.4196 | 0.20694 | 5.7659 | 2.5954 | 0 | 3.8322 | 0 | 0 | 0 | 0 | 0 | 0.5874 | 0 | 0 | 0.20694 | 0 | 0 | 0.18624
395 | 2018-01-17 10:00 | 1 | Januar | 10 | 17 | 2.5612 | 2.5612 | 2.5612 | 0 | 0 | 0.077548 | 4.211 | 0.44402 | 4.7326 | 2.6387 | 0 | 3.7387 | 0 | 0 | 0 | 0 | 0 | 0.47239 | 0 | 0 | 0.44402 | 0 | 0 | 0.39962
396 | 2018-01-17 11:00 | 1 | Januar | 11 | 17 | 2.9772 | 2.8938 | 2.9772 | 0 | 0 | 0 | 4.2147 | 0.43304 | 4.6477 | 2.8938 | 0 | 3.5957 | 0 | 0 | 0 | 0 | 0 | 0.70241 | 0 | 0 | 0.43304 | 0 | 0 | 0.38973
397 | 2018-01-17 12:00 | 1 | Januar | 12 | 17 | 2.5222 | 2.5222 | 2.5222 | 0 | 0 | 0.34636 | 4.4901 | 0.84126 | 5.6777 | 2.8685 | 0 | 3.5577 | 0 | 0 | 0 | 0 | 0 | 0.93243 | 0 | 0 | 0.84126 | 0 | 0 | 0.75713
398 | 2018-01-17 13:00 | 1 | Januar | 13 | 17 | 2.1841 | 2.1841 | 2.1841 | 0 | 0 | 0.39326 | 4.2016 | 1.1192 | 5.7141 | 2.5774 | 0 | 3.6142 | 0 | 0 | 0 | 0 | 0 | 0.5874 | 0 | 0 | 1.1192 | 0 | 0 | 1.0073
399 | 2018-01-17 14:00 | 1 | Januar | 14 | 17 | 1.4171 | 1.4171 | 1.4171 | 0 | 0 | 0.94338 | 4.0291 | 0.99905 | 5.9715 | 2.3605 | 0 | 3.6756 | 0 | 0 | 0 | 0 | 0 | 0.35355 | 0 | 0 | 0.99905 | 0 | 0 | 0.89914
400 | 2018-01-17 15:00 | 1 | Januar | 15 | 17 | 0.49403 | 0.49403 | 0.49403 | 0 | 0 | 1.8747 | 4.0677 | 0.6033 | 6.5457 | 2.3687 | 0 | 3.7141 | 0 | 0 | 0 | 0 | 0 | 0.35355 | 0 | 0 | 0.6033 | 0 | 0 | 0.54297
401 | 2018-01-17 16:00 | 1 | Januar | 16 | 17 | 0.026002 | 0.026002 | 0.026002 | 0 | 0 | 2.8255 | 4.2411 | 1.1803 | 8.2469 | 2.8515 | 0 | 3.6537 | 0 | 0 | 0 | 0 | 0 | 0.5874 | 0 | 0 | 1.1803 | 0 | 0 | 1.0622
402 | 2018-01-17 17:00 | 1 | Januar | 17 | 17 | 0 | 0 | 0 | 0 | 0 | 3.6249 | 4.2036 | 2.0695 | 9.8981 | 3.6249 | 0 | 3.5012 | 0 | 0 | 0 | 0 | 0 | 0.70241 | 0 | 0 | 2.0695 | 0 | 0 | 1.8626
403 | 2018-01-17 18:00 | 1 | Januar | 18 | 17 | 0 | 0 | 0 | 0 | 0 | 4.0552 | 3.9838 | 2.6644 | 10.7033 | 4.0552 | 0 | 3.2814 | 0 | 0 | 0 | 0 | 0 | 0.70241 | 0 | 0 | 2.6644 | 0 | 0 | 2.398
404 | 2018-01-17 19:00 | 1 | Januar | 19 | 17 | 0 | 0 | 0 | 0 | 0 | 3.6672 | 4.0499 | 2.5359 | 10.253 | 3.6672 | 0 | 3.4625 | 0 | 0 | 0 | 0 | 0 | 0.5874 | 0 | 0 | 2.5359 | 0 | 0 | 2.2823
405 | 2018-01-17 20:00 | 1 | Januar | 20 | 17 | 0 | 0 | 0 | 0 | 0 | 3.1055 | 4.0015 | 1.8296 | 8.9367 | 3.1055 | 0 | 3.5291 | 0 | 0 | 0 | 0 | 0 | 0.47239 | 0 | 0 | 1.8296 | 0 | 0 | 1.6467
406 | 2018-01-17 21:00 | 1 | Januar | 21 | 17 | 0 | 0 | 0 | 0 | 0 | 2.6047 | 3.822 | 1.4543 | 7.8811 | 2.6047 | 0 | 3.5835 | 0 | 0 | 0 | 0 | 0 | 0.23853 | 0 | 0 | 1.4543 | 0 | 0 | 1.3089
407 | 2018-01-17 22:00 | 1 | Januar | 22 | 17 | 0 | 0 | 0 | 0 | 0 | 1.9807 | 4.0353 | 0.9957 | 7.0117 | 1.9807 | 0 | 3.7968 | 0 | 0 | 0 | 0 | 0 | 0.23853 | 0 | 0 | 0.9957 | 0 | 0 | 0.89613
408 | 2018-01-17 23:00 | 1 | Januar | 23 | 17 | 0 | 0 | 0 | 0 | 0 | 1.4016 | 4.0648 | 0.63126 | 6.0977 | 1.4016 | 0 | 3.9413 | 0 | 0 | 0 | 0 | 0 | 0.12352 | 0 | 0 | 0.63126 | 0 | 0 | 0.56813
409 | 2018-01-18 | 1 | Januar | 0 | 18 | 0 | 0 | 0 | 0 | 0 | 1.0888 | 4.1267 | 0.34706 | 5.5626 | 1.0888 | 0 | 4.0032 | 0 | 0 | 0 | 0 | 0 | 0.12352 | 0 | 0 | 0.34706 | 0 | 0 | 0.31235
410 | 2018-01-18 01:00 | 1 | Januar | 1 | 18 | 0 | 0 | 0 | 0 | 0 | 1.0151 | 4.1562 | 0.040439 | 5.2118 | 1.0151 | 0 | 4.0327 | 0 | 0 | 0 | 0 | 0 | 0.12352 | 0 | 0 | 0.040439 | 0 | 0 | 0.036395
411 | 2018-01-18 02:00 | 1 | Januar | 2 | 18 | 0 | 0 | 0 | 0 | 0 | 0.9935 | 4.2755 | 0.042189 | 5.3112 | 0.9935 | 0 | 4.037 | 0 | 0 | 0 | 0 | 0 | 0.23853 | 0 | 0 | 0.042189 | 0 | 0 | 0.03797
412 | 2018-01-18 03:00 | 1 | Januar | 3 | 18 | 0 | 0 | 0 | 0 | 0 | 1.0064 | 4.2879 | 0 | 5.2942 | 1.0064 | 0 | 4.0493 | 0 | 0 | 0 | 0 | 0 | 0.23853 | 0 | 0 | 0 | 0 | 0 | 0
413 | 2018-01-18 04:00 | 1 | Januar | 4 | 18 | 0 | 0 | 0 | 0 | 0 | 1.1661 | 4.505 | 0 | 5.6711 | 1.1661 | 0 | 4.0326 | 0 | 0 | 0 | 0 | 0 | 0.47239 | 0 | 0 | 0 | 0 | 0 | 0
414 | 2018-01-18 05:00 | 1 | Januar | 5 | 18 | 0 | 0 | 0 | 0 | 0 | 2.0565 | 4.5438 | 0 | 6.6003 | 2.0565 | 0 | 3.8414 | 0 | 0 | 0 | 0 | 0 | 0.70241 | 0 | 0 | 0 | 0 | 0 | 0
415 | 2018-01-18 06:00 | 1 | Januar | 6 | 18 | 0 | 0 | 0 | 0 | 0 | 2.867 | 4.7874 | 0 | 7.6543 | 2.867 | 0 | 3.6211 | 0 | 0 | 0 | 0 | 0 | 1.1663 | 0 | 0 | 0 | 0 | 0 | 0
416 | 2018-01-18 07:00 | 1 | Januar | 7 | 18 | 0.026002 | 0.026002 | 0.026002 | 0 | 0 | 2.9255 | 4.6809 | 0 | 7.6064 | 2.9515 | 0 | 3.5146 | 0 | 0 | 0 | 0 | 0 | 1.1663 | 0 | 0 | 0 | 0 | 0 | 0
417 | 2018-01-18 08:00 | 1 | Januar | 8 | 18 | 4.7323 | 2.7392 | 4.7323 | 0 | 0 | 0 | 2.5517 | 0 | 2.5517 | 2.7392 | 0 | 3.6124 | 0 | 0 | 0 | 0 | 0 | 0.93243 | 0 | 0 | 0 | 0 | 0 | 0
418 | 2018-01-18 09:00 | 1 | Januar | 9 | 18 | 7.3455 | 2.5954 | 6.9703 | 0 | 0.37521 | 0 | 0 | 0 | 0 | 2.5954 | 0 | 3.5805 | 0 | 0 | 0 | 0 | 0 | 0.5874 | 0 | 0 | 0.20694 | 0 | 0 | 0.18624
419 | 2018-01-18 10:00 | 1 | Januar | 10 | 18 | 9.1136 | 2.6387 | 6.9966 | 0 | 2.117 | 0 | 0 | 0 | 0 | 2.6387 | 0 | 3.4415 | 0 | 0 | 0 | 0 | 0 | 0.47239 | 0 | 0 | 0.44402 | 0 | 0 | 0.39962
420 | 2018-01-18 11:00 | 1 | Januar | 11 | 18 | 10.5307 | 2.8938 | 7.3208 | 0 | 3.2099 | 0 | 0 | 0 | 0 | 2.8938 | 0 | 3.2916 | 0 | 0 | 0 | 0 | 0 | 0.70241 | 0 | 0 | 0.43304 | 0 | 0 | 0.38973
421 | 2018-01-18 12:00 | 1 | Januar | 12 | 18 | 10.6607 | 2.8685 | 7.8555 | 0 | 2.8052 | 0 | 0 | 0 | 0 | 2.8685 | 0 | 3.2133 | 0 | 0 | 0 | 0 | 0 | 0.93243 | 0 | 0 | 0.84126 | 0 | 0 | 0.75713
422 | 2018-01-18 13:00 | 1 | Januar | 13 | 18 | 9.2176 | 2.5774 | 6.2333 | 0 | 2.9843 | 0 | 0 | 0 | 0 | 2.5774 | 0 | 1.9492 | 0 | 0 | 0 | 0 | 0 | 0.5874 | 0 | 0 | 1.1192 | 0 | 0 | 1.0073
423 | 2018-01-18 14:00 | 1 | Januar | 14 | 18 | 7.2155 | 2.3605 | 5.6458 | 0 | 1.5697 | 0 | 0 | 0 | 0 | 2.3605 | 0 | 1.9327 | 0 | 0 | 0 | 0 | 0 | 0.35355 | 0 | 0 | 0.99905 | 0 | 0 | 0.89914
424 | 2018-01-18 15:00 | 1 | Januar | 15 | 18 | 4.6153 | 2.3687 | 4.6153 | 0 | 0 | 0 | 0.44992 | 0.6033 | 1.0532 | 2.3687 | 0 | 2.343 | 0 | 0 | 0 | 0 | 0 | 0.35355 | 0 | 0 | 0.6033 | 0 | 0 | 0.54297
425 | 2018-01-18 16:00 | 1 | Januar | 16 | 18 | 0.026002 | 0.026002 | 0.026002 | 0 | 0 | 2.8255 | 3.5665 | 1.1803 | 7.5723 | 2.8515 | 0 | 2.9791 | 0 | 0 | 0 | 0 | 0 | 0.5874 | 0 | 0 | 1.1803 | 0 | 0 | 1.0622
426 | 2018-01-18 17:00 | 1 | Januar | 17 | 18 | 0 | 0 | 0 | 0 | 0 | 3.6249 | 3.5168 | 2.0695 | 9.2112 | 3.6249 | 0 | 2.8144 | 0 | 0 | 0 | 0 | 0 | 0.70241 | 0 | 0 | 2.0695 | 0 | 0 | 1.8626
427 | 2018-01-18 18:00 | 1 | Januar | 18 | 18 | 0 | 0 | 0 | 0 | 0 | 4.0552 | 3.2669 | 2.6644 | 9.9865 | 4.0552 | 0 | 2.5645 | 0 | 0 | 0 | 0 | 0 | 0.70241 | 0 | 0 | 2.6644 | 0 | 0 | 2.398
428 | 2018-01-18 19:00 | 1 | Januar | 19 | 18 | 0 | 0 | 0 | 0 | 0 | 3.6672 | 3.2437 | 2.5359 | 9.4467 | 3.6672 | 0 | 2.6563 | 0 | 0 | 0 | 0 | 0 | 0.5874 | 0 | 0 | 2.5359 | 0 | 0 | 2.2823
429 | 2018-01-18 20:00 | 1 | Januar | 20 | 18 | 0 | 0 | 0 | 0 | 0 | 3.1055 | 3.3445 | 1.8296 | 8.2797 | 3.1055 | 0 | 2.8721 | 0 | 0 | 0 | 0 | 0 | 0.47239 | 0 | 0 | 1.8296 | 0 | 0 | 1.6467
430 | 2018-01-18 21:00 | 1 | Januar | 21 | 18 | 0 | 0 | 0 | 0 | 0 | 2.6047 | 3.2248 | 1.4543 | 7.2838 | 2.6047 | 0 | 2.9862 | 0 | 0 | 0 | 0 | 0 | 0.23853 | 0 | 0 | 1.4543 | 0 | 0 | 1.3089
431 | 2018-01-18 22:00 | 1 | Januar | 22 | 18 | 0 | 0 | 0 | 0 | 0 | 1.9807 | 3.468 | 0.9957 | 6.4445 | 1.9807 | 0 | 3.2295 | 0 | 0 | 0 | 0 | 0 | 0.23853 | 0 | 0 | 0.9957 | 0 | 0 | 0.89613
432 | 2018-01-18 23:00 | 1 | Januar | 23 | 18 | 0 | 0 | 0 | 0 | 0 | 1.4016 | 3.5126 | 0.12317 | 5.0373 | 1.4016 | 0 | 3.3891 | 0 | 0 | 0 | 0 | 0 | 0.12352 | 0 | 0 | 0.12317 | 0 | 0 | 0.11085
433 | 2018-01-19 | 1 | Januar | 0 | 19 | 0 | 0 | 0 | 0 | 0 | 1.0888 | 3.6044 | 0.091347 | 4.7845 | 1.0888 | 0 | 3.4808 | 0 | 0 | 0 | 0 | 0 | 0.12352 | 0 | 0 | 0.091347 | 0 | 0 | 0.082212
434 | 2018-01-19 01:00 | 1 | Januar | 1 | 19 | 0 | 0 | 0 | 0 | 0 | 1.0151 | 3.6488 | 0 | 4.6639 | 1.0151 | 0 | 3.5253 | 0 | 0 | 0 | 0 | 0 | 0.12352 | 0 | 0 | 0 | 0 | 0 | 0
435 | 2018-01-19 02:00 | 1 | Januar | 2 | 19 | 0 | 0 | 0 | 0 | 0 | 0.9935 | 3.783 | 0.11659 | 4.8931 | 0.9935 | 0 | 3.5445 | 0 | 0 | 0 | 0 | 0 | 0.23853 | 0 | 0 | 0.11659 | 0 | 0 | 0.10493
436 | 2018-01-19 03:00 | 1 | Januar | 3 | 19 | 0 | 0 | 0 | 0 | 0 | 1.0064 | 3.7953 | 0.042301 | 4.844 | 1.0064 | 0 | 3.5568 | 0 | 0 | 0 | 0 | 0 | 0.23853 | 0 | 0 | 0.042301 | 0 | 0 | 0.038071
437 | 2018-01-19 04:00 | 1 | Januar | 4 | 19 | 0 | 0 | 0 | 0 | 0 | 1.1661 | 4.0125 | 0.039756 | 5.2183 | 1.1661 | 0 | 3.5401 | 0 | 0 | 0 | 0 | 0 | 0.47239 | 0 | 0 | 0.039756 | 0 | 0 | 0.035781
438 | 2018-01-19 05:00 | 1 | Januar | 5 | 19 | 0 | 0 | 0 | 0 | 0 | 2.0565 | 4.066 | 0 | 6.1225 | 2.0565 | 0 | 3.3636 | 0 | 0 | 0 | 0 | 0 | 0.70241 | 0 | 0 | 0 | 0 | 0 | 0
439 | 2018-01-19 06:00 | 1 | Januar | 6 | 19 | 0 | 0 | 0 | 0 | 0 | 2.867 | 4.3094 | 0 | 7.1764 | 2.867 | 0 | 3.1431 | 0 | 0 | 0 | 0 | 0 | 1.1663 | 0 | 0 | 0 | 0 | 0 | 0
440 | 2018-01-19 07:00 | 1 | Januar | 7 | 19 | 0.026002 | 0.026002 | 0.026002 | 0 | 0 | 2.9255 | 4.2029 | 0 | 7.1284 | 2.9515 | 0 | 3.0366 | 0 | 0 | 0 | 0 | 0 | 1.1663 | 0 | 0 | 0 | 0 | 0 | 0
441 | 2018-01-19 08:00 | 1 | Januar | 8 | 19 | 5.2654 | 2.7392 | 5.2654 | 0 | 0 | 0 | 1.5408 | 0 | 1.5408 | 2.7392 | 0 | 3.1345 | 0 | 0 | 0 | 0 | 0 | 0.93243 | 0 | 0 | 0 | 0 | 0 | 0
442 | 2018-01-19 09:00 | 1 | Januar | 9 | 19 | 8.0475 | 2.5954 | 6.473 | 0 | 1.5745 | 0 | 0 | 0 | 0 | 2.5954 | 0 | 3.1245 | 0 | 0 | 0 | 0 | 0 | 0.5874 | 0 | 0 | 0.16574 | 0 | 0 | 0.14917
443 | 2018-01-19 10:00 | 1 | Januar | 10 | 19 | 8.5676 | 2.6387 | 6.5918 | 0 | 1.9758 | 0 | 0 | 0 | 0 | 2.6387 | 0 | 3.0825 | 0 | 0 | 0 | 0 | 0 | 0.47239 | 0 | 0 | 0.39821 | 0 | 0 | 0.35839
444 | 2018-01-19 11:00 | 1 | Januar | 11 | 19 | 7.4625 | 2.8938 | 6.9091 | 0 | 0.55339 | 0 | 0 | 0 | 0 | 2.8938 | 0 | 2.917 | 0 | 0 | 0 | 0 | 0 | 0.70241 | 0 | 0 | 0.39589 | 0 | 0 | 0.3563
445 | 2018-01-19 12:00 | 1 | Januar | 12 | 19 | 9.0616 | 2.8685 | 7.596 | 0 | 1.4656 | 0 | 0 | 0 | 0 | 2.8685 | 0 | 2.8502 | 0 | 0 | 0 | 0 | 0 | 0.93243 | 0 | 0 | 0.94478 | 0 | 0 | 0.8503
446 | 2018-01-19 13:00 | 1 | Januar | 13 | 19 | 8.8926 | 2.5774 | 6.1741 | 0 | 2.7185 | 0 | 0 | 0 | 0 | 2.5774 | 0 | 1.6448 | 0 | 0 | 0 | 0 | 0 | 0.5874 | 0 | 0 | 1.3646 | 0 | 0 | 1.2281
447 | 2018-01-19 14:00 | 1 | Januar | 14 | 19 | 8.7366 | 2.3605 | 5.5713 | 0 | 3.1653 | 0 | 0 | 0 | 0 | 2.3605 | 0 | 1.6807 | 0 | 0 | 0 | 0 | 0 | 0.35355 | 0 | 0 | 1.1765 | 0 | 0 | 1.0589
448 | 2018-01-19 15:00 | 1 | Januar | 15 | 19 | 6.9945 | 2.3687 | 5.6578 | 0 | 1.3366 | 0 | 0 | 0 | 0 | 2.3687 | 0 | 1.9631 | 0 | 0 | 0 | 0 | 0 | 0.35355 | 0 | 0 | 0.97242 | 0 | 0 | 0.87517
449 | 2018-01-19 16:00 | 1 | Januar | 16 | 19 | 0.065004 | 0.065004 | 0.065004 | 0 | 0 | 2.7865 | 3.1625 | 1.4586 | 7.4076 | 2.8515 | 0 | 2.5751 | 0 | 0 | 0 | 0 | 0 | 0.5874 | 0 | 0 | 1.4586 | 0 | 0 | 1.3127
450 | 2018-01-19 17:00 | 1 | Januar | 17 | 19 | 0 | 0 | 0 | 0 | 0 | 3.6249 | 3.1282 | 1.6556 | 8.4086 | 3.6249 | 0 | 2.4258 | 0 | 0 | 0 | 0 | 0 | 0.70241 | 0 | 0 | 1.6556 | 0 | 0 | 1.49
451 | 2018-01-19 18:00 | 1 | Januar | 18 | 19 | 0 | 0 | 0 | 0 | 0 | 4.0552 | 2.9079 | 2.1629 | 9.126 | 4.0552 | 0 | 2.2055 | 0 | 0 | 0 | 0 | 0 | 0.70241 | 0 | 0 | 2.1629 | 0 | 0 | 1.9466
452 | 2018-01-19 19:00 | 1 | Januar | 19 | 19 | 0 | 0 | 0 | 0 | 0 | 3.6672 | 2.8996 | 2.087 | 8.6538 | 3.6672 | 0 | 2.3122 | 0 | 0 | 0 | 0 | 0 | 0.5874 | 0 | 0 | 2.087 | 0 | 0 | 1.8783
453 | 2018-01-19 20:00 | 1 | Januar | 20 | 19 | 0 | 0 | 0 | 0 | 0 | 3.1055 | 3.0305 | 1.7154 | 7.8515 | 3.1055 | 0 | 2.5581 | 0 | 0 | 0 | 0 | 0 | 0.47239 | 0 | 0 | 1.7154 | 0 | 0 | 1.5439
454 | 2018-01-19 21:00 | 1 | Januar | 21 | 19 | 0 | 0 | 0 | 0 | 0 | 2.6047 | 2.9257 | 1.2558 | 6.7862 | 2.6047 | 0 | 2.6872 | 0 | 0 | 0 | 0 | 0 | 0.23853 | 0 | 0 | 1.2558 | 0 | 0 | 1.1302
455 | 2018-01-19 22:00 | 1 | Januar | 22 | 19 | 0 | 0 | 0 | 0 | 0 | 1.9807 | 3.1991 | 0.75773 | 5.9375 | 1.9807 | 0 | 2.9605 | 0 | 0 | 0 | 0 | 0 | 0.23853 | 0 | 0 | 0.75773 | 0 | 0 | 0.68195
456 | 2018-01-19 23:00 | 1 | Januar | 23 | 19 | 0 | 0 | 0 | 0 | 0 | 1.4016 | 3.2736 | 0.49733 | 5.1725 | 1.4016 | 0 | 3.15 | 0 | 0 | 0 | 0 | 0 | 0.12352 | 0 | 0 | 0.49733 | 0 | 0 | 0.4476
457 | 2018-01-20 | 1 | Januar | 0 | 20 | 0 | 0 | 0 | 0 | 0 | 1.2903 | 3.3404 | 0 | 4.6306 | 1.2903 | 0 | 3.2168 | 0 | 0 | 0 | 0 | 0 | 0.12352 | 0 | 0 | 0 | 0 | 0 | 0
458 | 2018-01-20 01:00 | 1 | Januar | 1 | 20 | 0 | 0 | 0 | 0 | 0 | 1.0677 | 3.4442 | 0 | 4.5118 | 1.0677 | 0 | 3.3206 | 0 | 0 | 0 | 0 | 0 | 0.12352 | 0 | 0 | 0 | 0 | 0 | 0
459 | 2018-01-20 02:00 | 1 | Januar | 2 | 20 | 0 | 0 | 0 | 0 | 0 | 1.0182 | 3.4987 | 0.085531 | 4.6025 | 1.0182 | 0 | 3.3752 | 0 | 0 | 0 | 0 | 0 | 0.12352 | 0 | 0 | 0.085531 | 0 | 0 | 0.076978
460 | 2018-01-20 03:00 | 1 | Januar | 3 | 20 | 0 | 0 | 0 | 0 | 0 | 0.99298 | 3.5335 | 0.025909 | 4.5524 | 0.99298 | 0 | 3.41 | 0 | 0 | 0 | 0 | 0 | 0.12352 | 0 | 0 | 0.025909 | 0 | 0 | 0.023318
461 | 2018-01-20 04:00 | 1 | Januar | 4 | 20 | 0 | 0 | 0 | 0 | 0 | 1.026 | 3.5419 | 0.055915 | 4.6238 | 1.026 | 0 | 3.4184 | 0 | 0 | 0 | 0 | 0 | 0.12352 | 0 | 0 | 0.055915 | 0 | 0 | 0.050323
462 | 2018-01-20 05:00 | 1 | Januar | 5 | 20 | 0 | 0 | 0 | 0 | 0 | 1.2944 | 3.6186 | 0 | 4.913 | 1.2944 | 0 | 3.38 | 0 | 0 | 0 | 0 | 0 | 0.23853 | 0 | 0 | 0 | 0 | 0 | 0
463 | 2018-01-20 06:00 | 1 | Januar | 6 | 20 | 0 | 0 | 0 | 0 | 0 | 1.889 | 3.6895 | 0 | 5.5785 | 1.889 | 0 | 3.2171 | 0 | 0 | 0 | 0 | 0 | 0.47239 | 0 | 0 | 0 | 0 | 0 | 0
464 | 2018-01-20 07:00 | 1 | Januar | 7 | 20 | 0.026002 | 0.026002 | 0.026002 | 0 | 0 | 2.6411 | 3.6753 | 0 | 6.3163 | 2.6671 | 0 | 2.9728 | 0 | 0 | 0 | 0 | 0 | 0.70241 | 0 | 0 | 0 | 0 | 0 | 0
465 | 2018-01-20 08:00 | 1 | Januar | 8 | 20 | 2.4312 | 2.4312 | 2.4312 | 0 | 0 | 0.68932 | 3.2585 | 0 | 3.9478 | 3.1205 | 0 | 2.5561 | 0 | 0 | 0 | 0 | 0 | 0.70241 | 0 | 0 | 0 | 0 | 0 | 0
466 | 2018-01-20 09:00 | 1 | Januar | 9 | 20 | 5.0703 | 3.2472 | 5.0703 | 0 | 0 | 0 | 0.94103 | 0.27308 | 1.2141 | 3.2472 | 0 | 2.1767 | 0 | 0 | 0 | 0 | 0 | 0.5874 | 0 | 0 | 0.27308 | 0 | 0 | 0.24577
467 | 2018-01-20 10:00 | 1 | Januar | 10 | 20 | 6.4874 | 3.3946 | 6.0181 | 0 | 0.4693 | 0 | 0 | 0 | 0 | 3.3946 | 0 | 1.6911 | 0 | 0 | 0 | 0 | 0 | 0.35738 | 0 | 0 | 0.57504 | 0 | 0 | 0.51754
468 | 2018-01-20 11:00 | 1 | Januar | 11 | 20 | 7.6185 | 3.6337 | 5.9506 | 0 | 1.668 | 0 | 0 | 0 | 0 | 3.6337 | 0 | 1.235 | 0 | 0 | 0 | 0 | 0 | 0.5874 | 0 | 0 | 0.49448 | 0 | 0 | 0.44503
469 | 2018-01-20 12:00 | 1 | Januar | 12 | 20 | 7.2285 | 3.6177 | 6.1498 | 0 | 1.0787 | 0 | 0 | 0 | 0 | 3.6177 | 0 | 1.0268 | 0 | 0 | 0 | 0 | 0 | 0.70241 | 0 | 0 | 0.80292 | 0 | 0 | 0.72263
470 | 2018-01-20 13:00 | 1 | Januar | 13 | 20 | 5.3824 | 3.3627 | 5.3824 | 0 | 0 | 0 | 0 | 1.1425 | 1.1425 | 3.3627 | 0 | 1.0315 | 0 | 0 | 0 | 0 | 0 | 0.70241 | 0 | 0 | 1.4283 | 0 | 0 | 1.2855
471 | 2018-01-20 14:00 | 1 | Januar | 14 | 20 | 3.9263 | 3.1633 | 3.9263 | 0 | 0 | 0 | 1.2221 | 1.0268 | 2.249 | 3.1633 | 0 | 1.3977 | 0 | 0 | 0 | 0 | 0 | 0.5874 | 0 | 0 | 1.0268 | 0 | 0 | 0.92416
472 | 2018-01-20 15:00 | 1 | Januar | 15 | 20 | 1.2611 | 1.2611 | 1.2611 | 0 | 0 | 1.9223 | 2.3267 | 0.73184 | 4.9808 | 3.1833 | 0 | 1.7393 | 0 | 0 | 0 | 0 | 0 | 0.5874 | 0 | 0 | 0.73184 | 0 | 0 | 0.65866
473 | 2018-01-20 16:00 | 1 | Januar | 16 | 20 | 0.026002 | 0.026002 | 0.026002 | 0 | 0 | 3.8942 | 2.9989 | 0.83299 | 7.726 | 3.9202 | 0 | 1.9476 | 0 | 0 | 0 | 0 | 0 | 1.0513 | 0 | 0 | 0.83299 | 0 | 0 | 0.74969
474 | 2018-01-20 17:00 | 1 | Januar | 17 | 20 | 0 | 0 | 0 | 0 | 0 | 4.5158 | 2.6926 | 1.2201 | 8.4285 | 4.5158 | 0 | 1.8751 | 0 | 0 | 0 | 0 | 0 | 0.81742 | 0 | 0 | 1.2201 | 0 | 0 | 1.0981
475 | 2018-01-20 18:00 | 1 | Januar | 18 | 20 | 0 | 0 | 0 | 0 | 0 | 4.5308 | 2.2542 | 1.9034 | 8.6884 | 4.5308 | 0 | 1.7818 | 0 | 0 | 0 | 0 | 0 | 0.47239 | 0 | 0 | 1.9034 | 0 | 0 | 1.7131
476 | 2018-01-20 19:00 | 1 | Januar | 19 | 20 | 0 | 0 | 0 | 0 | 0 | 3.744 | 2.4848 | 1.7545 | 7.9833 | 3.744 | 0 | 2.0125 | 0 | 0 | 0 | 0 | 0 | 0.47239 | 0 | 0 | 1.7545 | 0 | 0 | 1.579
477 | 2018-01-20 20:00 | 1 | Januar | 20 | 20 | 0 | 0 | 0 | 0 | 0 | 2.9638 | 2.5703 | 1.2804 | 6.8145 | 2.9638 | 0 | 2.3317 | 0 | 0 | 0 | 0 | 0 | 0.23853 | 0 | 0 | 1.2804 | 0 | 0 | 1.1523
478 | 2018-01-20 21:00 | 1 | Januar | 21 | 20 | 0 | 0 | 0 | 0 | 0 | 2.7248 | 2.6923 | 0.99691 | 6.4139 | 2.7248 | 0 | 2.4537 | 0 | 0 | 0 | 0 | 0 | 0.23853 | 0 | 0 | 0.99691 | 0 | 0 | 0.89722
479 | 2018-01-20 22:00 | 1 | Januar | 22 | 20 | 0 | 0 | 0 | 0 | 0 | 2.3419 | 2.9776 | 0.5535 | 5.8731 | 2.3419 | 0 | 2.7391 | 0 | 0 | 0 | 0 | 0 | 0.23853 | 0 | 0 | 0.5535 | 0 | 0 | 0.49815
480 | 2018-01-20 23:00 | 1 | Januar | 23 | 20 | 0 | 0 | 0 | 0 | 0 | 1.5819 | 3.118 | 0.49099 | 5.1909 | 1.5819 | 0 | 2.9945 | 0 | 0 | 0 | 0 | 0 | 0.12352 | 0 | 0 | 0.49099 | 0 | 0 | 0.44189
481 | 2018-01-21 | 1 | Januar | 0 | 21 | 0 | 0 | 0 | 0 | 0 | 1.8112 | 3.2067 | 0.59399 | 5.6119 | 1.8112 | 0 | 3.0832 | 0 | 0 | 0 | 0 | 0 | 0.12352 | 0 | 0 | 0.59399 | 0 | 0 | 0.53459
482 | 2018-01-21 01:00 | 1 | Januar | 1 | 21 | 0 | 0 | 0 | 0 | 0 | 1.3598 | 3.356 | 0.39144 | 5.1072 | 1.3598 | 0 | 3.2324 | 0 | 0 | 0 | 0 | 0 | 0.12352 | 0 | 0 | 0.39144 | 0 | 0 | 0.35229
483 | 2018-01-21 02:00 | 1 | Januar | 2 | 21 | 0 | 0 | 0 | 0 | 0 | 1.129 | 3.4913 | 0.014074 | 4.6344 | 1.129 | 0 | 3.3677 | 0 | 0 | 0 | 0 | 0 | 0.12352 | 0 | 0 | 0.014074 | 0 | 0 | 0.012667
484 | 2018-01-21 03:00 | 1 | Januar | 3 | 21 | 0 | 0 | 0 | 0 | 0 | 1.0481 | 3.5521 | 0.026572 | 4.6267 | 1.0481 | 0 | 3.4285 | 0 | 0 | 0 | 0 | 0 | 0.12352 | 0 | 0 | 0.026572 | 0 | 0 | 0.023914
485 | 2018-01-21 04:00 | 1 | Januar | 4 | 21 | 0 | 0 | 0 | 0 | 0 | 0.99814 | 3.6067 | 0.02326 | 4.6281 | 0.99814 | 0 | 3.4832 | 0 | 0 | 0 | 0 | 0 | 0.12352 | 0 | 0 | 0.02326 | 0 | 0 | 0.020934
486 | 2018-01-21 05:00 | 1 | Januar | 5 | 21 | 0 | 0 | 0 | 0 | 0 | 0.99607 | 3.6369 | 0 | 4.633 | 0.99607 | 0 | 3.5134 | 0 | 0 | 0 | 0 | 0 | 0.12352 | 0 | 0 | 0 | 0 | 0 | 0
487 | 2018-01-21 06:00 | 1 | Januar | 6 | 21 | 0 | 0 | 0 | 0 | 0 | 1.044 | 3.6122 | 0 | 4.6562 | 1.044 | 0 | 3.4887 | 0 | 0 | 0 | 0 | 0 | 0.12352 | 0 | 0 | 0 | 0 | 0 | 0
488 | 2018-01-21 07:00 | 1 | Januar | 7 | 21 | 0.026002 | 0.026002 | 0.026002 | 0 | 0 | 1.2045 | 3.6002 | 0 | 4.8047 | 1.2305 | 0 | 3.3616 | 0 | 0 | 0 | 0 | 0 | 0.23853 | 0 | 0 | 0 | 0 | 0 | 0
489 | 2018-01-21 08:00 | 1 | Januar | 8 | 21 | 1.3131 | 1.3131 | 1.3131 | 0 | 0 | 0.71144 | 3.5059 | 0 | 4.2174 | 2.0245 | 0 | 3.1485 | 0 | 0 | 0 | 0 | 0 | 0.35738 | 0 | 0 | 0 | 0 | 0 | 0
490 | 2018-01-21 09:00 | 1 | Januar | 9 | 21 | 3.0812 | 3.0545 | 3.0812 | 0 | 0 | 0 | 3.4945 | 0.29766 | 3.7922 | 3.0545 | 0 | 2.8188 | 0 | 0 | 0 | 0 | 0 | 0.70241 | 0 | 0 | 0.29766 | 0 | 0 | 0.2679
491 | 2018-01-21 10:00 | 1 | Januar | 10 | 21 | 4.7973 | 3.7898 | 4.7973 | 0 | 0 | 0 | 2.1872 | 0.60708 | 2.7943 | 3.7898 | 0 | 2.4923 | 0 | 0 | 0 | 0 | 0 | 0.70241 | 0 | 0 | 0.60708 | 0 | 0 | 0.54638
492 | 2018-01-21 11:00 | 1 | Januar | 11 | 21 | 5.5774 | 4.3793 | 5.5774 | 0 | 0 | 0 | 1.908 | 0.47745 | 2.3855 | 4.3793 | 0 | 2.1737 | 0 | 0 | 0 | 0 | 0 | 0.93243 | 0 | 0 | 0.47745 | 0 | 0 | 0.4297
493 | 2018-01-21 12:00 | 1 | Januar | 12 | 21 | 6.2144 | 4.4602 | 6.2144 | 0 | 0 | 0 | 1.2655 | 0.51211 | 1.7777 | 4.4602 | 0 | 2.0874 | 0 | 0 | 0 | 0 | 0 | 0.93243 | 0 | 0 | 0.51211 | 0 | 0 | 0.4609
494 | 2018-01-21 13:00 | 1 | Januar | 13 | 21 | 5.3044 | 3.7661 | 5.3044 | 0 | 0 | 0 | 1.5337 | 0.70537 | 2.2391 | 3.7661 | 0 | 2.2545 | 0 | 0 | 0 | 0 | 0 | 0.81742 | 0 | 0 | 0.70537 | 0 | 0 | 0.63484
495 | 2018-01-21 14:00 | 1 | Januar | 14 | 21 | 3.0032 | 3.0032 | 3.0032 | 0 | 0 | 0.0023824 | 3.1391 | 0.6733 | 3.8148 | 3.0056 | 0 | 2.5517 | 0 | 0 | 0 | 0 | 0 | 0.5874 | 0 | 0 | 0.6733 | 0 | 0 | 0.60597
496 | 2018-01-21 15:00 | 1 | Januar | 15 | 21 | 1.5081 | 1.5081 | 1.5081 | 0 | 0 | 1.0951 | 3.2236 | 0.691 | 5.0096 | 2.6032 | 0 | 2.7512 | 0 | 0 | 0 | 0 | 0 | 0.47239 | 0 | 0 | 0.691 | 0 | 0 | 0.6219
497 | 2018-01-21 16:00 | 1 | Januar | 16 | 21 | 0.026002 | 0.026002 | 0.026002 | 0 | 0 | 2.3731 | 3.5205 | 0.81723 | 6.7109 | 2.3991 | 0 | 2.9331 | 0 | 0 | 0 | 0 | 0 | 0.5874 | 0 | 0 | 0.81723 | 0 | 0 | 0.73551
498 | 2018-01-21 17:00 | 1 | Januar | 17 | 21 | 0 | 0 | 0 | 0 | 0 | 2.7907 | 3.6052 | 1.2113 | 7.6072 | 2.7907 | 0 | 2.9028 | 0 | 0 | 0 | 0 | 0 | 0.70241 | 0 | 0 | 1.2113 | 0 | 0 | 1.0901
499 | 2018-01-21 18:00 | 1 | Januar | 18 | 21 | 0 | 0 | 0 | 0 | 0 | 3.4235 | 3.374 | 1.9407 | 8.7381 | 3.4235 | 0 | 2.6716 | 0 | 0 | 0 | 0 | 0 | 0.70241 | 0 | 0 | 1.9407 | 0 | 0 | 1.7466
500 | 2018-01-21 19:00 | 1 | Januar | 19 | 21 | 0 | 0 | 0 | 0 | 0 | 3.8331 | 3.152 | 2.17 | 9.1551 | 3.8331 | 0 | 2.6796 | 0 | 0 | 0 | 0 | 0 | 0.47239 | 0 | 0 | 2.17 | 0 | 0 | 1.953
501 | 2018-01-21 20:00 | 1 | Januar | 20 | 21 | 0 | 0 | 0 | 0 | 0 | 3.5002 | 3.3827 | 1.905 | 8.788 | 3.5002 | 0 | 2.9103 | 0 | 0 | 0 | 0 | 0 | 0.47239 | 0 | 0 | 1.905 | 0 | 0 | 1.7145
502 | 2018-01-21 21:00 | 1 | Januar | 21 | 21 | 0 | 0 | 0 | 0 | 0 | 2.9932 | 3.3241 | 1.5578 | 7.8751 | 2.9932 | 0 | 3.0856 | 0 | 0 | 0 | 0 | 0 | 0.23853 | 0 | 0 | 1.5578 | 0 | 0 | 1.402
503 | 2018-01-21 22:00 | 1 | Januar | 22 | 21 | 0 | 0 | 0 | 0 | 0 | 2.565 | 3.6187 | 0.88022 | 7.064 | 2.565 | 0 | 3.3802 | 0 | 0 | 0 | 0 | 0 | 0.23853 | 0 | 0 | 0.88022 | 0 | 0 | 0.7922
504 | 2018-01-21 23:00 | 1 | Januar | 23 | 21 | 0 | 0 | 0 | 0 | 0 | 1.4016 | 3.8395 | 0.73599 | 5.977 | 1.4016 | 0 | 3.7159 | 0 | 0 | 0 | 0 | 0 | 0.12352 | 0 | 0 | 0.73599 | 0 | 0 | 0.66239
505 | 2018-01-22 | 1 | Januar | 0 | 22 | 0 | 0 | 0 | 0 | 0 | 1.0888 | 3.9762 | 0.37687 | 5.4419 | 1.0888 | 0 | 3.8527 | 0 | 0 | 0 | 0 | 0 | 0.12352 | 0 | 0 | 0.37687 | 0 | 0 | 0.33918
506 | 2018-01-22 01:00 | 1 | Januar | 1 | 22 | 0 | 0 | 0 | 0 | 0 | 1.0151 | 4.0505 | 0.57442 | 5.64 | 1.0151 | 0 | 3.927 | 0 | 0 | 0 | 0 | 0 | 0.12352 | 0 | 0 | 0.57442 | 0 | 0 | 0.51697
507 | 2018-01-22 02:00 | 1 | Januar | 2 | 22 | 0 | 0 | 0 | 0 | 0 | 0.9935 | 4.2294 | 0.34995 | 5.5729 | 0.9935 | 0 | 3.9909 | 0 | 0 | 0 | 0 | 0 | 0.23853 | 0 | 0 | 0.34995 | 0 | 0 | 0.31496
508 | 2018-01-22 03:00 | 1 | Januar | 3 | 22 | 0 | 0 | 0 | 0 | 0 | 1.0064 | 4.2567 | 0 | 5.2631 | 1.0064 | 0 | 4.0182 | 0 | 0 | 0 | 0 | 0 | 0.23853 | 0 | 0 | 0 | 0 | 0 | 0
509 | 2018-01-22 04:00 | 1 | Januar | 4 | 22 | 0 | 0 | 0 | 0 | 0 | 1.1661 | 4.4737 | 0 | 5.6398 | 1.1661 | 0 | 4.0013 | 0 | 0 | 0 | 0 | 0 | 0.47239 | 0 | 0 | 0 | 0 | 0 | 0
510 | 2018-01-22 05:00 | 1 | Januar | 5 | 22 | 0 | 0 | 0 | 0 | 0 | 2.0565 | 4.5416 | 0 | 6.5981 | 2.0565 | 0 | 3.8392 | 0 | 0 | 0 | 0 | 0 | 0.70241 | 0 | 0 | 0 | 0 | 0 | 0
511 | 2018-01-22 06:00 | 1 | Januar | 6 | 22 | 0 | 0 | 0 | 0 | 0 | 2.867 | 4.8141 | 0 | 7.6811 | 2.867 | 0 | 3.6478 | 0 | 0 | 0 | 0 | 0 | 1.1663 | 0 | 0 | 0 | 0 | 0 | 0
512 | 2018-01-22 07:00 | 1 | Januar | 7 | 22 | 0.026002 | 0.026002 | 0.026002 | 0 | 0 | 2.9255 | 4.6923 | 0 | 7.6178 | 2.9515 | 0 | 3.526 | 0 | 0 | 0 | 0 | 0 | 1.1663 | 0 | 0 | 0 | 0 | 0 | 0
513 | 2018-01-22 08:00 | 1 | Januar | 8 | 22 | 0.28602 | 0.28602 | 0.28602 | 0 | 0 | 2.4532 | 3.8576 | 0 | 6.3108 | 2.7392 | 0 | 2.9252 | 0 | 0 | 0 | 0 | 0 | 0.93243 | 0 | 0 | 0 | 0 | 0 | 0
514 | 2018-01-22 09:00 | 1 | Januar | 9 | 22 | 0.67605 | 0.67605 | 0.67605 | 0 | 0 | 1.9194 | 2.7733 | 0.20694 | 4.8997 | 2.5954 | 0 | 2.1859 | 0 | 0 | 0 | 0 | 0 | 0.5874 | 0 | 0 | 0.20694 | 0 | 0 | 0.18624
515 | 2018-01-22 10:00 | 1 | Januar | 10 | 22 | 1.1051 | 1.1051 | 1.1051 | 0 | 0 | 1.5336 | 2.2607 | 0.44402 | 4.2383 | 2.6387 | 0 | 1.7883 | 0 | 0 | 0 | 0 | 0 | 0.47239 | 0 | 0 | 0.44402 | 0 | 0 | 0.39962
516 | 2018-01-22 11:00 | 1 | Januar | 11 | 22 | 1.2351 | 1.2351 | 1.2351 | 0 | 0 | 1.6587 | 2.0279 | 0.43304 | 4.1196 | 2.8938 | 0 | 1.3255 | 0 | 0 | 0 | 0 | 0 | 0.70241 | 0 | 0 | 0.43304 | 0 | 0 | 0.38973
517 | 2018-01-22 12:00 | 1 | Januar | 12 | 22 | 1.2351 | 1.2351 | 1.2351 | 0 | 0 | 1.6334 | 1.9278 | 0.84126 | 4.4025 | 2.8685 | 0 | 0.9954 | 0 | 0 | 0 | 0 | 0 | 0.93243 | 0 | 0 | 0.84126 | 0 | 0 | 0.75713
518 | 2018-01-22 13:00 | 1 | Januar | 13 | 22 | 1.0401 | 1.0401 | 1.0401 | 0 | 0 | 1.5373 | 2.1291 | 1.1192 | 4.7857 | 2.5774 | 0 | 1.5417 | 0 | 0 | 0 | 0 | 0 | 0.5874 | 0 | 0 | 1.1192 | 0 | 0 | 1.0073
519 | 2018-01-22 14:00 | 1 | Januar | 14 | 22 | 0.72805 | 0.72805 | 0.72805 | 0 | 0 | 1.6324 | 2.1203 | 0.99905 | 4.7518 | 2.3605 | 0 | 1.7667 | 0 | 0 | 0 | 0 | 0 | 0.35355 | 0 | 0 | 0.99905 | 0 | 0 | 0.89914
520 | 2018-01-22 15:00 | 1 | Januar | 15 | 22 | 0.31202 | 0.31202 | 0.31202 | 0 | 0 | 2.0567 | 2.5767 | 0.6033 | 5.2367 | 2.3687 | 0 | 2.2232 | 0 | 0 | 0 | 0 | 0 | 0.35355 | 0 | 0 | 0.6033 | 0 | 0 | 0.54297
521 | 2018-01-22 16:00 | 1 | Januar | 16 | 22 | 0.026002 | 0.026002 | 0.026002 | 0 | 0 | 2.8255 | 3.1629 | 1.1803 | 7.1687 | 2.8515 | 0 | 2.5755 | 0 | 0 | 0 | 0 | 0 | 0.5874 | 0 | 0 | 1.1803 | 0 | 0 | 1.0622
522 | 2018-01-22 17:00 | 1 | Januar | 17 | 22 | 0 | 0 | 0 | 0 | 0 | 3.6249 | 3.2294 | 2.0695 | 8.9239 | 3.6249 | 0 | 2.527 | 0 | 0 | 0 | 0 | 0 | 0.70241 | 0 | 0 | 2.0695 | 0 | 0 | 1.8626
523 | 2018-01-22 18:00 | 1 | Januar | 18 | 22 | 0 | 0 | 0 | 0 | 0 | 4.0552 | 3.0978 | 2.6644 | 9.8173 | 4.0552 | 0 | 2.3954 | 0 | 0 | 0 | 0 | 0 | 0.70241 | 0 | 0 | 2.6644 | 0 | 0 | 2.398
524 | 2018-01-22 19:00 | 1 | Januar | 19 | 22 | 0 | 0 | 0 | 0 | 0 | 3.6672 | 3.1941 | 2.5359 | 9.3972 | 3.6672 | 0 | 2.6067 | 0 | 0 | 0 | 0 | 0 | 0.5874 | 0 | 0 | 2.5359 | 0 | 0 | 2.2823
525 | 2018-01-22 20:00 | 1 | Januar | 20 | 22 | 0 | 0 | 0 | 0 | 0 | 3.1055 | 3.4152 | 1.8296 | 8.3504 | 3.1055 | 0 | 2.9428 | 0 | 0 | 0 | 0 | 0 | 0.47239 | 0 | 0 | 1.8296 | 0 | 0 | 1.6467
526 | 2018-01-22 21:00 | 1 | Januar | 21 | 22 | 0 | 0 | 0 | 0 | 0 | 2.6047 | 3.4152 | 1.4543 | 7.4742 | 2.6047 | 0 | 3.1766 | 0 | 0 | 0 | 0 | 0 | 0.23853 | 0 | 0 | 1.4543 | 0 | 0 | 1.3089
527 | 2018-01-22 22:00 | 1 | Januar | 22 | 22 | 0 | 0 | 0 | 0 | 0 | 1.9807 | 3.7938 | 0.9957 | 6.7702 | 1.9807 | 0 | 3.5552 | 0 | 0 | 0 | 0 | 0 | 0.23853 | 0 | 0 | 0.9957 | 0 | 0 | 0.89613
528 | 2018-01-22 23:00 | 1 | Januar | 23 | 22 | 0 | 0 | 0 | 0 | 0 | 1.4016 | 3.9583 | 0.63126 | 5.9911 | 1.4016 | 0 | 3.8347 | 0 | 0 | 0 | 0 | 0 | 0.12352 | 0 | 0 | 0.63126 | 0 | 0 | 0.56813
529 | 2018-01-23 | 1 | Januar | 0 | 23 | 0 | 0 | 0 | 0 | 0 | 1.0888 | 4.1846 | 0.34706 | 5.6204 | 1.0888 | 0 | 4.061 | 0 | 0 | 0 | 0 | 0 | 0.12352 | 0 | 0 | 0.34706 | 0 | 0 | 0.31235
530 | 2018-01-23 01:00 | 1 | Januar | 1 | 23 | 0 | 0 | 0 | 0 | 0 | 1.0151 | 4.3782 | 0.040439 | 5.4338 | 1.0151 | 0 | 4.2547 | 0 | 0 | 0 | 0 | 0 | 0.12352 | 0 | 0 | 0.040439 | 0 | 0 | 0.036395
531 | 2018-01-23 02:00 | 1 | Januar | 2 | 23 | 0 | 0 | 0 | 0 | 0 | 0.9935 | 4.6765 | 0.042189 | 5.7122 | 0.9935 | 0 | 4.438 | 0 | 0 | 0 | 0 | 0 | 0.23853 | 0 | 0 | 0.042189 | 0 | 0 | 0.03797
532 | 2018-01-23 03:00 | 1 | Januar | 3 | 23 | 0 | 0 | 0 | 0 | 0 | 1.0064 | 4.7783 | 0 | 5.7847 | 1.0064 | 0 | 4.5398 | 0 | 0 | 0 | 0 | 0 | 0.23853 | 0 | 0 | 0 | 0 | 0 | 0
533 | 2018-01-23 04:00 | 1 | Januar | 4 | 23 | 0 | 0 | 0 | 0 | 0 | 1.1661 | 5.0848 | 0 | 6.2509 | 1.1661 | 0 | 4.6124 | 0 | 0 | 0 | 0 | 0 | 0.47239 | 0 | 0 | 0 | 0 | 0 | 0
534 | 2018-01-23 05:00 | 1 | Januar | 5 | 23 | 0 | 0 | 0 | 0 | 0 | 2.0565 | 5.1972 | 0 | 7.2537 | 2.0565 | 0 | 4.4948 | 0 | 0 | 0 | 0 | 0 | 0.70241 | 0 | 0 | 0 | 0 | 0 | 0
535 | 2018-01-23 06:00 | 1 | Januar | 6 | 23 | 0 | 0 | 0 | 0 | 0 | 2.867 | 5.5142 | 0 | 8.3812 | 2.867 | 0 | 4.3479 | 0 | 0 | 0 | 0 | 0 | 1.1663 | 0 | 0 | 0 | 0 | 0 | 0
536 | 2018-01-23 07:00 | 1 | Januar | 7 | 23 | 0.026002 | 0.026002 | 0.026002 | 0 | 0 | 2.9255 | 5.4369 | 0 | 8.3624 | 2.9515 | 0 | 4.2706 | 0 | 0 | 0 | 0 | 0 | 1.1663 | 0 | 0 | 0 | 0 | 0 | 0
537 | 2018-01-23 08:00 | 1 | Januar | 8 | 23 | 5.1613 | 2.7392 | 5.1613 | 0 | 0 | 0 | 2.3153 | 0 | 2.3153 | 2.7392 | 0 | 3.805 | 0 | 0 | 0 | 0 | 0 | 0.93243 | 0 | 0 | 0 | 0 | 0 | 0
538 | 2018-01-23 09:00 | 1 | Januar | 9 | 23 | 7.5145 | 2.5954 | 6.657 | 0 | 0.85751 | 0 | 0 | 0 | 0 | 2.5954 | 0 | 3.2672 | 0 | 0 | 0 | 0 | 0 | 0.5874 | 0 | 0 | 0.20694 | 0 | 0 | 0.18624
539 | 2018-01-23 10:00 | 1 | Januar | 10 | 23 | 9.1916 | 2.6387 | 5.9342 | 0 | 3.2574 | 0 | 0 | 0 | 0 | 2.6387 | 0 | 2.3791 | 0 | 0 | 0 | 0 | 0 | 0.47239 | 0 | 0 | 0.44402 | 0 | 0 | 0.39962
540 | 2018-01-23 11:00 | 1 | Januar | 11 | 23 | 10.3357 | 2.8938 | 5.9011 | 0 | 4.4346 | 0 | 0 | 0 | 0 | 2.8938 | 0 | 1.8719 | 0 | 0 | 0 | 0 | 0 | 0.70241 | 0 | 0 | 0.43304 | 0 | 0 | 0.38973
541 | 2018-01-23 12:00 | 1 | Januar | 12 | 23 | 10.6737 | 2.8685 | 6.7284 | 0 | 3.9453 | 0 | 0 | 0 | 0 | 2.8685 | 0 | 2.0862 | 0 | 0 | 0 | 0 | 0 | 0.93243 | 0 | 0 | 0.84126 | 0 | 0 | 0.75713
542 | 2018-01-23 13:00 | 1 | Januar | 13 | 23 | 9.3476 | 2.5774 | 6.2316 | 0 | 3.116 | 0 | 0 | 0 | 0 | 2.5774 | 0 | 1.9476 | 0 | 0 | 0 | 0 | 0 | 0.5874 | 0 | 0 | 1.1192 | 0 | 0 | 1.0073
543 | 2018-01-23 14:00 | 1 | Januar | 14 | 23 | 7.7485 | 2.3605 | 5.9658 | 0 | 1.7827 | 0 | 0 | 0 | 0 | 2.3605 | 0 | 2.2528 | 0 | 0 | 0 | 0 | 0 | 0.35355 | 0 | 0 | 0.99905 | 0 | 0 | 0.89914
544 | 2018-01-23 15:00 | 1 | Januar | 15 | 23 | 4.1343 | 2.3687 | 4.1343 | 0 | 0 | 0 | 1.4507 | 0.6033 | 2.054 | 2.3687 | 0 | 2.8627 | 0 | 0 | 0 | 0 | 0 | 0.35355 | 0 | 0 | 0.6033 | 0 | 0 | 0.54297
545 | 2018-01-23 16:00 | 1 | Januar | 16 | 23 | 0.026002 | 0.026002 | 0.026002 | 0 | 0 | 2.8255 | 4.1859 | 1.1803 | 8.1917 | 2.8515 | 0 | 3.5985 | 0 | 0 | 0 | 0 | 0 | 0.5874 | 0 | 0 | 1.1803 | 0 | 0 | 1.0622
546 | 2018-01-23 17:00 | 1 | Januar | 17 | 23 | 0 | 0 | 0 | 0 | 0 | 3.6249 | 4.2275 | 2.0695 | 9.922 | 3.6249 | 0 | 3.5251 | 0 | 0 | 0 | 0 | 0 | 0.70241 | 0 | 0 | 2.0695 | 0 | 0 | 1.8626
547 | 2018-01-23 18:00 | 1 | Januar | 18 | 23 | 0 | 0 | 0 | 0 | 0 | 4.0552 | 4.0806 | 2.6644 | 10.8001 | 4.0552 | 0 | 3.3782 | 0 | 0 | 0 | 0 | 0 | 0.70241 | 0 | 0 | 2.6644 | 0 | 0 | 2.398
548 | 2018-01-23 19:00 | 1 | Januar | 19 | 23 | 0 | 0 | 0 | 0 | 0 | 3.6672 | 4.1472 | 2.5359 | 10.3503 | 3.6672 | 0 | 3.5598 | 0 | 0 | 0 | 0 | 0 | 0.5874 | 0 | 0 | 2.5359 | 0 | 0 | 2.2823
549 | 2018-01-23 20:00 | 1 | Januar | 20 | 23 | 0 | 0 | 0 | 0 | 0 | 3.1055 | 4.3536 | 1.8296 | 9.2888 | 3.1055 | 0 | 3.8812 | 0 | 0 | 0 | 0 | 0 | 0.47239 | 0 | 0 | 1.8296 | 0 | 0 | 1.6467
550 | 2018-01-23 21:00 | 1 | Januar | 21 | 23 | 0 | 0 | 0 | 0 | 0 | 2.6047 | 4.3388 | 1.4543 | 8.3979 | 2.6047 | 0 | 4.1003 | 0 | 0 | 0 | 0 | 0 | 0.23853 | 0 | 0 | 1.4543 | 0 | 0 | 1.3089
551 | 2018-01-23 22:00 | 1 | Januar | 22 | 23 | 0 | 0 | 0 | 0 | 0 | 1.9807 | 4.6879 | 0.9957 | 7.6644 | 1.9807 | 0 | 4.4494 | 0 | 0 | 0 | 0 | 0 | 0.23853 | 0 | 0 | 0.9957 | 0 | 0 | 0.89613
552 | 2018-01-23 23:00 | 1 | Januar | 23 | 23 | 0 | 0 | 0 | 0 | 0 | 1.4016 | 4.8377 | 0.63126 | 6.8706 | 1.4016 | 0 | 4.7142 | 0 | 0 | 0 | 0 | 0 | 0.12352 | 0 | 0 | 0.63126 | 0 | 0 | 0.56813
553 | 2018-01-24 | 1 | Januar | 0 | 24 | 0 | 0 | 0 | 0 | 0 | 1.0888 | 4.9149 | 0.34706 | 6.3508 | 1.0888 | 0 | 4.7914 | 0 | 0 | 0 | 0 | 0 | 0.12352 | 0 | 0 | 0.34706 | 0 | 0 | 0.31235
554 | 2018-01-24 01:00 | 1 | Januar | 1 | 24 | 0 | 0 | 0 | 0 | 0 | 1.0151 | 4.9594 | 0.040439 | 6.015 | 1.0151 | 0 | 4.8359 | 0 | 0 | 0 | 0 | 0 | 0.12352 | 0 | 0 | 0.040439 | 0 | 0 | 0.036395
555 | 2018-01-24 02:00 | 1 | Januar | 2 | 24 | 0 | 0 | 0 | 0 | 0 | 0.9935 | 5.0937 | 0.042189 | 6.1293 | 0.9935 | 0 | 4.8551 | 0 | 0 | 0 | 0 | 0 | 0.23853 | 0 | 0 | 0.042189 | 0 | 0 | 0.03797
556 | 2018-01-24 03:00 | 1 | Januar | 3 | 24 | 0 | 0 | 0 | 0 | 0 | 1.0064 | 5.106 | 0 | 6.1124 | 1.0064 | 0 | 4.8675 | 0 | 0 | 0 | 0 | 0 | 0.23853 | 0 | 0 | 0 | 0 | 0 | 0
557 | 2018-01-24 04:00 | 1 | Januar | 4 | 24 | 0 | 0 | 0 | 0 | 0 | 1.1661 | 5.3229 | 0 | 6.489 | 1.1661 | 0 | 4.8505 | 0 | 0 | 0 | 0 | 0 | 0.47239 | 0 | 0 | 0 | 0 | 0 | 0
558 | 2018-01-24 05:00 | 1 | Januar | 5 | 24 | 0 | 0 | 0 | 0 | 0 | 2.0565 | 5.3754 | 0 | 7.4319 | 2.0565 | 0 | 4.673 | 0 | 0 | 0 | 0 | 0 | 0.70241 | 0 | 0 | 0 | 0 | 0 | 0
559 | 2018-01-24 06:00 | 1 | Januar | 6 | 24 | 0 | 0 | 0 | 0 | 0 | 2.867 | 5.6174 | 0 | 8.4844 | 2.867 | 0 | 4.4511 | 0 | 0 | 0 | 0 | 0 | 1.1663 | 0 | 0 | 0 | 0 | 0 | 0
560 | 2018-01-24 07:00 | 1 | Januar | 7 | 24 | 0.026002 | 0.026002 | 0.026002 | 0 | 0 | 2.9255 | 5.5102 | 0 | 8.4357 | 2.9515 | 0 | 4.3439 | 0 | 0 | 0 | 0 | 0 | 1.1663 | 0 | 0 | 0 | 0 | 0 | 0
561 | 2018-01-24 08:00 | 1 | Januar | 8 | 24 | 5.9154 | 2.7392 | 5.9154 | 0 | 0 | 0 | 1.4521 | 0 | 1.4521 | 2.7392 | 0 | 3.6959 | 0 | 0 | 0 | 0 | 0 | 0.93243 | 0 | 0 | 0 | 0 | 0 | 0
562 | 2018-01-24 09:00 | 1 | Januar | 9 | 24 | 8.4896 | 2.5954 | 6.2214 | 0 | 2.2682 | 0 | 0 | 0 | 0 | 2.5954 | 0 | 2.8316 | 0 | 0 | 0 | 0 | 0 | 0.5874 | 0 | 0 | 0.20694 | 0 | 0 | 0.18624
563 | 2018-01-24 10:00 | 1 | Januar | 10 | 24 | 10.2837 | 2.6387 | 5.7134 | 0 | 4.5703 | 0 | 0 | 0 | 0 | 2.6387 | 0 | 2.1582 | 0 | 0 | 0 | 0 | 0 | 0.47239 | 0 | 0 | 0.44402 | 0 | 0 | 0.39962
564 | 2018-01-24 11:00 | 1 | Januar | 11 | 24 | 12.4548 | 2.8938 | 5.6198 | 0 | 6.8351 | 0 | 0 | 0 | 0 | 2.8938 | 0 | 1.5905 | 0 | 0 | 0 | 0 | 0 | 0.70241 | 0 | 0 | 0.43304 | 0 | 0 | 0.38973
565 | 2018-01-24 12:00 | 1 | Januar | 12 | 24 | 12.7019 | 2.8685 | 5.7244 | 0 | 6.9774 | 0 | 0 | 0 | 0 | 2.8685 | 0 | 1.0822 | 0 | 0 | 0 | 0 | 0 | 0.93243 | 0 | 0 | 0.84126 | 0 | 0 | 0.75713
566 | 2018-01-24 13:00 | 1 | Januar | 13 | 24 | 11.4538 | 2.5774 | 5.2272 | 0 | 6.2265 | 0 | 0 | 0 | 0 | 2.5774 | 0 | 0.94319 | 0 | 0 | 0 | 0 | 0 | 0.5874 | 0 | 0 | 1.1192 | 0 | 0 | 1.0073
567 | 2018-01-24 14:00 | 1 | Januar | 14 | 24 | 9.5166 | 2.3605 | 4.9127 | 0 | 4.6039 | 0 | 0 | 0 | 0 | 2.3605 | 0 | 1.1996 | 0 | 0 | 0 | 0 | 0 | 0.35355 | 0 | 0 | 0.99905 | 0 | 0 | 0.89914
568 | 2018-01-24 15:00 | 1 | Januar | 15 | 24 | 6.9295 | 2.3687 | 5.0347 | 0 | 1.8948 | 0 | 0 | 0 | 0 | 2.3687 | 0 | 1.7091 | 0 | 0 | 0 | 0 | 0 | 0.35355 | 0 | 0 | 0.6033 | 0 | 0 | 0.54297
569 | 2018-01-24 16:00 | 1 | Januar | 16 | 24 | 0.078005 | 0.078005 | 0.078005 | 0 | 0 | 2.7735 | 3.4475 | 1.1803 | 7.4013 | 2.8515 | 0 | 2.8601 | 0 | 0 | 0 | 0 | 0 | 0.5874 | 0 | 0 | 1.1803 | 0 | 0 | 1.0622
570 | 2018-01-24 17:00 | 1 | Januar | 17 | 24 | 0 | 0 | 0 | 0 | 0 | 3.6249 | 3.4654 | 2.0695 | 9.1598 | 3.6249 | 0 | 2.7629 | 0 | 0 | 0 | 0 | 0 | 0.70241 | 0 | 0 | 2.0695 | 0 | 0 | 1.8626
571 | 2018-01-24 18:00 | 1 | Januar | 18 | 24 | 0 | 0 | 0 | 0 | 0 | 4.0552 | 3.2732 | 2.6644 | 9.9928 | 4.0552 | 0 | 2.5708 | 0 | 0 | 0 | 0 | 0 | 0.70241 | 0 | 0 | 2.6644 | 0 | 0 | 2.398
572 | 2018-01-24 19:00 | 1 | Januar | 19 | 24 | 0 | 0 | 0 | 0 | 0 | 3.6672 | 3.325 | 2.5359 | 9.5281 | 3.6672 | 0 | 2.7376 | 0 | 0 | 0 | 0 | 0 | 0.5874 | 0 | 0 | 2.5359 | 0 | 0 | 2.2823
573 | 2018-01-24 20:00 | 1 | Januar | 20 | 24 | 0 | 0 | 0 | 0 | 0 | 3.1055 | 3.487 | 1.8296 | 8.4222 | 3.1055 | 0 | 3.0146 | 0 | 0 | 0 | 0 | 0 | 0.47239 | 0 | 0 | 1.8296 | 0 | 0 | 1.6467
574 | 2018-01-24 21:00 | 1 | Januar | 21 | 24 | 0 | 0 | 0 | 0 | 0 | 2.6047 | 3.4276 | 1.4543 | 7.4867 | 2.6047 | 0 | 3.1891 | 0 | 0 | 0 | 0 | 0 | 0.23853 | 0 | 0 | 1.4543 | 0 | 0 | 1.3089
575 | 2018-01-24 22:00 | 1 | Januar | 22 | 24 | 0 | 0 | 0 | 0 | 0 | 1.9807 | 3.7473 | 0.9957 | 6.7237 | 1.9807 | 0 | 3.5087 | 0 | 0 | 0 | 0 | 0 | 0.23853 | 0 | 0 | 0.9957 | 0 | 0 | 0.89613
576 | 2018-01-24 23:00 | 1 | Januar | 23 | 24 | 0 | 0 | 0 | 0 | 0 | 1.4016 | 3.8526 | 0.63126 | 5.8854 | 1.4016 | 0 | 3.729 | 0 | 0 | 0 | 0 | 0 | 0.12352 | 0 | 0 | 0.63126 | 0 | 0 | 0.56813
577 | 2018-01-25 | 1 | Januar | 0 | 25 | 0 | 0 | 0 | 0 | 0 | 1.0888 | 4.0194 | 0.34706 | 5.4553 | 1.0888 | 0 | 3.8959 | 0 | 0 | 0 | 0 | 0 | 0.12352 | 0 | 0 | 0.34706 | 0 | 0 | 0.31235
578 | 2018-01-25 01:00 | 1 | Januar | 1 | 25 | 0 | 0 | 0 | 0 | 0 | 1.0151 | 4.1385 | 0.040439 | 5.1941 | 1.0151 | 0 | 4.015 | 0 | 0 | 0 | 0 | 0 | 0.12352 | 0 | 0 | 0.040439 | 0 | 0 | 0.036395
579 | 2018-01-25 02:00 | 1 | Januar | 2 | 25 | 0 | 0 | 0 | 0 | 0 | 0.9935 | 4.3622 | 0.042189 | 5.3979 | 0.9935 | 0 | 4.1237 | 0 | 0 | 0 | 0 | 0 | 0.23853 | 0 | 0 | 0.042189 | 0 | 0 | 0.03797
580 | 2018-01-25 03:00 | 1 | Januar | 3 | 25 | 0 | 0 | 0 | 0 | 0 | 1.0064 | 4.4193 | 0 | 5.4257 | 1.0064 | 0 | 4.1807 | 0 | 0 | 0 | 0 | 0 | 0.23853 | 0 | 0 | 0 | 0 | 0 | 0
581 | 2018-01-25 04:00 | 1 | Januar | 4 | 25 | 0 | 0 | 0 | 0 | 0 | 1.1661 | 4.666 | 0 | 5.8321 | 1.1661 | 0 | 4.1936 | 0 | 0 | 0 | 0 | 0 | 0.47239 | 0 | 0 | 0 | 0 | 0 | 0
582 | 2018-01-25 05:00 | 1 | Januar | 5 | 25 | 0 | 0 | 0 | 0 | 0 | 2.0565 | 4.7629 | 0 | 6.8194 | 2.0565 | 0 | 4.0605 | 0 | 0 | 0 | 0 | 0 | 0.70241 | 0 | 0 | 0 | 0 | 0 | 0
583 | 2018-01-25 06:00 | 1 | Januar | 6 | 25 | 0 | 0 | 0 | 0 | 0 | 2.867 | 5.0344 | 0 | 7.9014 | 2.867 | 0 | 3.8681 | 0 | 0 | 0 | 0 | 0 | 1.1663 | 0 | 0 | 0 | 0 | 0 | 0
584 | 2018-01-25 07:00 | 1 | Januar | 7 | 25 | 0.026002 | 0.026002 | 0.026002 | 0 | 0 | 2.9255 | 4.927 | 0 | 7.8525 | 2.9515 | 0 | 3.7607 | 0 | 0 | 0 | 0 | 0 | 1.1663 | 0 | 0 | 0 | 0 | 0 | 0
585 | 2018-01-25 08:00 | 1 | Januar | 8 | 25 | 6.7215 | 2.7392 | 6.7215 | 0 | 0 | 0 | 0.32363 | 0 | 0.32363 | 2.7392 | 0 | 3.3734 | 0 | 0 | 0 | 0 | 0 | 0.93243 | 0 | 0 | 0 | 0 | 0 | 0
586 | 2018-01-25 09:00 | 1 | Januar | 9 | 25 | 9.1396 | 2.5954 | 6.2023 | 0 | 2.9373 | 0 | 0 | 0 | 0 | 2.5954 | 0 | 2.8125 | 0 | 0 | 0 | 0 | 0 | 0.5874 | 0 | 0 | 0.20694 | 0 | 0 | 0.18624
587 | 2018-01-25 10:00 | 1 | Januar | 10 | 25 | 10.9077 | 2.6387 | 6.1073 | 0 | 4.8005 | 0 | 0 | 0 | 0 | 2.6387 | 0 | 2.5521 | 0 | 0 | 0 | 0 | 0 | 0.47239 | 0 | 0 | 0.44402 | 0 | 0 | 0.39962
588 | 2018-01-25 11:00 | 1 | Januar | 11 | 25 | 12.4938 | 2.8938 | 5.5751 | 0 | 6.9187 | 0 | 0 | 0 | 0 | 2.8938 | 0 | 1.5459 | 0 | 0 | 0 | 0 | 0 | 0.70241 | 0 | 0 | 0.43304 | 0 | 0 | 0.38973
589 | 2018-01-25 12:00 | 1 | Januar | 12 | 25 | 12.9229 | 2.8685 | 5.5765 | 0 | 7.3464 | 0 | 0 | 0 | 0 | 2.8685 | 0 | 0.93428 | 0 | 0 | 0 | 0 | 0 | 0.93243 | 0 | 0 | 0.84126 | 0 | 0 | 0.75713
590 | 2018-01-25 13:00 | 1 | Januar | 13 | 25 | 11.6358 | 2.5774 | 5.2396 | 0 | 6.3962 | 0 | 0 | 0 | 0 | 2.5774 | 0 | 0.95558 | 0 | 0 | 0 | 0 | 0 | 0.5874 | 0 | 0 | 1.1192 | 0 | 0 | 1.0073
591 | 2018-01-25 14:00 | 1 | Januar | 14 | 25 | 9.7377 | 2.3605 | 4.7233 | 0 | 5.0144 | 0 | 0 | 0 | 0 | 2.3605 | 0 | 1.0102 | 0 | 0 | 0 | 0 | 0 | 0.35355 | 0 | 0 | 0.99905 | 0 | 0 | 0.89914
592 | 2018-01-25 15:00 | 1 | Januar | 15 | 25 | 6.9945 | 2.3687 | 4.7212 | 0 | 2.2733 | 0 | 0 | 0 | 0 | 2.3687 | 0 | 1.3956 | 0 | 0 | 0 | 0 | 0 | 0.35355 | 0 | 0 | 0.6033 | 0 | 0 | 0.54297
593 | 2018-01-25 16:00 | 1 | Januar | 16 | 25 | 0.065004 | 0.065004 | 0.065004 | 0 | 0 | 2.7865 | 3.1576 | 1.1803 | 7.1244 | 2.8515 | 0 | 2.5702 | 0 | 0 | 0 | 0 | 0 | 0.5874 | 0 | 0 | 1.1803 | 0 | 0 | 1.0622
594 | 2018-01-25 17:00 | 1 | Januar | 17 | 25 | 0 | 0 | 0 | 0 | 0 | 3.6249 | 3.1953 | 2.0695 | 8.8897 | 3.6249 | 0 | 2.4929 | 0 | 0 | 0 | 0 | 0 | 0.70241 | 0 | 0 | 2.0695 | 0 | 0 | 1.8626
595 | 2018-01-25 18:00 | 1 | Januar | 18 | 25 | 0 | 0 | 0 | 0 | 0 | 4.0552 | 3.0325 | 2.6644 | 9.7521 | 4.0552 | 0 | 2.3301 | 0 | 0 | 0 | 0 | 0 | 0.70241 | 0 | 0 | 2.6644 | 0 | 0 | 2.398
596 | 2018-01-25 19:00 | 1 | Januar | 19 | 25 | 0 | 0 | 0 | 0 | 0 | 3.6672 | 3.0844 | 2.5359 | 9.2875 | 3.6672 | 0 | 2.497 | 0 | 0 | 0 | 0 | 0 | 0.5874 | 0 | 0 | 2.5359 | 0 | 0 | 2.2823
597 | 2018-01-25 20:00 | 1 | Januar | 20 | 25 | 0 | 0 | 0 | 0 | 0 | 3.1055 | 3.2766 | 1.8296 | 8.2118 | 3.1055 | 0 | 2.8042 | 0 | 0 | 0 | 0 | 0 | 0.47239 | 0 | 0 | 1.8296 | 0 | 0 | 1.6467
598 | 2018-01-25 21:00 | 1 | Januar | 21 | 25 | 0 | 0 | 0 | 0 | 0 | 2.6047 | 3.2323 | 1.4543 | 7.2914 | 2.6047 | 0 | 2.9938 | 0 | 0 | 0 | 0 | 0 | 0.23853 | 0 | 0 | 1.4543 | 0 | 0 | 1.3089
599 | 2018-01-25 22:00 | 1 | Januar | 22 | 25 | 0 | 0 | 0 | 0 | 0 | 1.9807 | 3.5822 | 0.9957 | 6.5587 | 1.9807 | 0 | 3.3437 | 0 | 0 | 0 | 0 | 0 | 0.23853 | 0 | 0 | 0.9957 | 0 | 0 | 0.89613
600 | 2018-01-25 23:00 | 1 | Januar | 23 | 25 | 0 | 0 | 0 | 0 | 0 | 1.4016 | 3.7027 | 0.12317 | 5.2274 | 1.4016 | 0 | 3.5791 | 0 | 0 | 0 | 0 | 0 | 0.12352 | 0 | 0 | 0.12317 | 0 | 0 | 0.11085
601 | 2018-01-26 | 1 | Januar | 0 | 26 | 0 | 0 | 0 | 0 | 0 | 1.0888 | 3.8547 | 0.091347 | 5.0348 | 1.0888 | 0 | 3.7311 | 0 | 0 | 0 | 0 | 0 | 0.12352 | 0 | 0 | 0.091347 | 0 | 0 | 0.082212
602 | 2018-01-26 01:00 | 1 | Januar | 1 | 26 | 0 | 0 | 0 | 0 | 0 | 1.0151 | 3.9589 | 0 | 4.974 | 1.0151 | 0 | 3.8354 | 0 | 0 | 0 | 0 | 0 | 0.12352 | 0 | 0 | 0 | 0 | 0 | 0
603 | 2018-01-26 02:00 | 1 | Januar | 2 | 26 | 0 | 0 | 0 | 0 | 0 | 0.9935 | 4.1528 | 0.11659 | 5.2629 | 0.9935 | 0 | 3.9142 | 0 | 0 | 0 | 0 | 0 | 0.23853 | 0 | 0 | 0.11659 | 0 | 0 | 0.10493
604 | 2018-01-26 03:00 | 1 | Januar | 3 | 26 | 0 | 0 | 0 | 0 | 0 | 1.0064 | 4.1949 | 0.042301 | 5.2436 | 1.0064 | 0 | 3.9564 | 0 | 0 | 0 | 0 | 0 | 0.23853 | 0 | 0 | 0.042301 | 0 | 0 | 0.038071
605 | 2018-01-26 04:00 | 1 | Januar | 4 | 26 | 0 | 0 | 0 | 0 | 0 | 1.1661 | 4.4416 | 0.039756 | 5.6474 | 1.1661 | 0 | 3.9692 | 0 | 0 | 0 | 0 | 0 | 0.47239 | 0 | 0 | 0.039756 | 0 | 0 | 0.035781
606 | 2018-01-26 05:00 | 1 | Januar | 5 | 26 | 0 | 0 | 0 | 0 | 0 | 2.0565 | 4.5233 | 0 | 6.5798 | 2.0565 | 0 | 3.8209 | 0 | 0 | 0 | 0 | 0 | 0.70241 | 0 | 0 | 0 | 0 | 0 | 0
607 | 2018-01-26 06:00 | 1 | Januar | 6 | 26 | 0 | 0 | 0 | 0 | 0 | 2.867 | 4.7944 | 0 | 7.6613 | 2.867 | 0 | 3.6281 | 0 | 0 | 0 | 0 | 0 | 1.1663 | 0 | 0 | 0 | 0 | 0 | 0
608 | 2018-01-26 07:00 | 1 | Januar | 7 | 26 | 0.052003 | 0.052003 | 0.052003 | 0 | 0 | 2.8995 | 4.6867 | 0 | 7.5862 | 2.9515 | 0 | 3.5205 | 0 | 0 | 0 | 0 | 0 | 1.1663 | 0 | 0 | 0 | 0 | 0 | 0
609 | 2018-01-26 08:00 | 1 | Januar | 8 | 26 | 5.9284 | 2.7392 | 5.9284 | 0 | 0 | 0 | 0.52471 | 0 | 0.52471 | 2.7392 | 0 | 2.7815 | 0 | 0 | 0 | 0 | 0 | 0.93243 | 0 | 0 | 0 | 0 | 0 | 0
610 | 2018-01-26 09:00 | 1 | Januar | 9 | 26 | 8.6326 | 2.5954 | 5.3654 | 0 | 3.2672 | 0 | 0 | 0 | 0 | 2.5954 | 0 | 2.0168 | 0 | 0 | 0 | 0 | 0 | 0.5874 | 0 | 0 | 0.16574 | 0 | 0 | 0.14917
611 | 2018-01-26 10:00 | 1 | Januar | 10 | 26 | 10.7127 | 2.6387 | 4.7674 | 0 | 5.9453 | 0 | 0 | 0 | 0 | 2.6387 | 0 | 1.2581 | 0 | 0 | 0 | 0 | 0 | 0.47239 | 0 | 0 | 0.39821 | 0 | 0 | 0.35839
612 | 2018-01-26 11:00 | 1 | Januar | 11 | 26 | 12.2728 | 2.8938 | 4.607 | 0 | 7.6658 | 0 | 0 | 0 | 0 | 2.8938 | 0 | 0.6149 | 0 | 0 | 0 | 0 | 0 | 0.70241 | 0 | 0 | 0.39589 | 0 | 0 | 0.3563
613 | 2018-01-26 12:00 | 1 | Januar | 12 | 26 | 12.4288 | 2.8685 | 5.1285 | 0 | 7.3004 | 0 | 0 | 0 | 0 | 2.8685 | 0 | 0.38273 | 0 | 0 | 0 | 0 | 0 | 0.93243 | 0 | 0 | 0.94478 | 0 | 0 | 0.8503
614 | 2018-01-26 13:00 | 1 | Januar | 13 | 26 | 11.0247 | 2.5774 | 4.9959 | 0 | 6.0289 | 0 | 0 | 0 | 0 | 2.5774 | 0 | 0.4665 | 0 | 0 | 0 | 0 | 0 | 0.5874 | 0 | 0 | 1.3646 | 0 | 0 | 1.2281
615 | 2018-01-26 14:00 | 1 | Januar | 14 | 26 | 8.9186 | 2.3605 | 4.6903 | 0 | 4.2283 | 0 | 0 | 0 | 0 | 2.3605 | 0 | 0.79979 | 0 | 0 | 0 | 0 | 0 | 0.35355 | 0 | 0 | 1.1765 | 0 | 0 | 1.0589
616 | 2018-01-26 15:00 | 1 | Januar | 15 | 26 | 6.9425 | 2.3687 | 4.9297 | 0 | 2.0128 | 0 | 0 | 0 | 0 | 2.3687 | 0 | 1.235 | 0 | 0 | 0 | 0 | 0 | 0.35355 | 0 | 0 | 0.97242 | 0 | 0 | 0.87517
617 | 2018-01-26 16:00 | 1 | Januar | 16 | 26 | 0.091006 | 0.091006 | 0.091006 | 0 | 0 | 2.7605 | 2.7857 | 1.4586 | 7.0048 | 2.8515 | 0 | 2.1983 | 0 | 0 | 0 | 0 | 0 | 0.5874 | 0 | 0 | 1.4586 | 0 | 0 | 1.3127
618 | 2018-01-26 17:00 | 1 | Januar | 17 | 26 | 0 | 0 | 0 | 0 | 0 | 3.6249 | 2.8356 | 1.6556 | 8.1161 | 3.6249 | 0 | 2.1332 | 0 | 0 | 0 | 0 | 0 | 0.70241 | 0 | 0 | 1.6556 | 0 | 0 | 1.49
619 | 2018-01-26 18:00 | 1 | Januar | 18 | 26 | 0 | 0 | 0 | 0 | 0 | 4.0552 | 2.6574 | 2.1629 | 8.8754 | 4.0552 | 0 | 1.955 | 0 | 0 | 0 | 0 | 0 | 0.70241 | 0 | 0 | 2.1629 | 0 | 0 | 1.9466
620 | 2018-01-26 19:00 | 1 | Januar | 19 | 26 | 0 | 0 | 0 | 0 | 0 | 3.6672 | 2.7095 | 2.087 | 8.4636 | 3.6672 | 0 | 2.1221 | 0 | 0 | 0 | 0 | 0 | 0.5874 | 0 | 0 | 2.087 | 0 | 0 | 1.8783
621 | 2018-01-26 20:00 | 1 | Januar | 20 | 26 | 0 | 0 | 0 | 0 | 0 | 3.1055 | 2.902 | 1.7154 | 7.723 | 3.1055 | 0 | 2.4296 | 0 | 0 | 0 | 0 | 0 | 0.47239 | 0 | 0 | 1.7154 | 0 | 0 | 1.5439
622 | 2018-01-26 21:00 | 1 | Januar | 21 | 26 | 0 | 0 | 0 | 0 | 0 | 2.6047 | 2.8579 | 1.2558 | 6.7184 | 2.6047 | 0 | 2.6193 | 0 | 0 | 0 | 0 | 0 | 0.23853 | 0 | 0 | 1.2558 | 0 | 0 | 1.1302
623 | 2018-01-26 22:00 | 1 | Januar | 22 | 26 | 0 | 0 | 0 | 0 | 0 | 1.9807 | 3.1933 | 0.75773 | 5.9318 | 1.9807 | 0 | 2.9548 | 0 | 0 | 0 | 0 | 0 | 0.23853 | 0 | 0 | 0.75773 | 0 | 0 | 0.68195
624 | 2018-01-26 23:00 | 1 | Januar | 23 | 26 | 0 | 0 | 0 | 0 | 0 | 1.4016 | 3.329 | 0.49733 | 5.2279 | 1.4016 | 0 | 3.2054 | 0 | 0 | 0 | 0 | 0 | 0.12352 | 0 | 0 | 0.49733 | 0 | 0 | 0.4476
625 | 2018-01-27 | 1 | Januar | 0 | 27 | 0 | 0 | 0 | 0 | 0 | 1.2903 | 3.4258 | 0 | 4.7161 | 1.2903 | 0 | 3.3023 | 0 | 0 | 0 | 0 | 0 | 0.12352 | 0 | 0 | 0 | 0 | 0 | 0
626 | 2018-01-27 01:00 | 1 | Januar | 1 | 27 | 0 | 0 | 0 | 0 | 0 | 1.0677 | 3.5599 | 0 | 4.6276 | 1.0677 | 0 | 3.4363 | 0 | 0 | 0 | 0 | 0 | 0.12352 | 0 | 0 | 0 | 0 | 0 | 0
627 | 2018-01-27 02:00 | 1 | Januar | 2 | 27 | 0 | 0 | 0 | 0 | 0 | 1.0182 | 3.6742 | 0.085531 | 4.7779 | 1.0182 | 0 | 3.5506 | 0 | 0 | 0 | 0 | 0 | 0.12352 | 0 | 0 | 0.085531 | 0 | 0 | 0.076978
628 | 2018-01-27 03:00 | 1 | Januar | 3 | 27 | 0 | 0 | 0 | 0 | 0 | 0.99298 | 3.7239 | 0.025909 | 4.7428 | 0.99298 | 0 | 3.6004 | 0 | 0 | 0 | 0 | 0 | 0.12352 | 0 | 0 | 0.025909 | 0 | 0 | 0.023318
629 | 2018-01-27 04:00 | 1 | Januar | 4 | 27 | 0 | 0 | 0 | 0 | 0 | 1.026 | 3.7621 | 0.055915 | 4.8439 | 1.026 | 0 | 3.6385 | 0 | 0 | 0 | 0 | 0 | 0.12352 | 0 | 0 | 0.055915 | 0 | 0 | 0.050323
630 | 2018-01-27 05:00 | 1 | Januar | 5 | 27 | 0 | 0 | 0 | 0 | 0 | 1.2944 | 3.8531 | 0 | 5.1475 | 1.2944 | 0 | 3.6145 | 0 | 0 | 0 | 0 | 0 | 0.23853 | 0 | 0 | 0 | 0 | 0 | 0
631 | 2018-01-27 06:00 | 1 | Januar | 6 | 27 | 0 | 0 | 0 | 0 | 0 | 1.889 | 3.937 | 0 | 5.826 | 1.889 | 0 | 3.4646 | 0 | 0 | 0 | 0 | 0 | 0.47239 | 0 | 0 | 0 | 0 | 0 | 0
632 | 2018-01-27 07:00 | 1 | Januar | 7 | 27 | 0.026002 | 0.026002 | 0.026002 | 0 | 0 | 2.6411 | 3.9196 | 0 | 6.5606 | 2.6671 | 0 | 3.2172 | 0 | 0 | 0 | 0 | 0 | 0.70241 | 0 | 0 | 0 | 0 | 0 | 0
633 | 2018-01-27 08:00 | 1 | Januar | 8 | 27 | 0.58504 | 0.58504 | 0.58504 | 0 | 0 | 2.5354 | 3.1222 | 0 | 5.6577 | 3.1205 | 0 | 2.4198 | 0 | 0 | 0 | 0 | 0 | 0.70241 | 0 | 0 | 0 | 0 | 0 | 0
634 | 2018-01-27 09:00 | 1 | Januar | 9 | 27 | 1.3651 | 1.3651 | 1.3651 | 0 | 0 | 1.8821 | 2.1988 | 0.27308 | 4.354 | 3.2472 | 0 | 1.6114 | 0 | 0 | 0 | 0 | 0 | 0.5874 | 0 | 0 | 0.27308 | 0 | 0 | 0.24577
635 | 2018-01-27 10:00 | 1 | Januar | 10 | 27 | 2.0021 | 2.0021 | 2.0021 | 0 | 0 | 1.3925 | 2.396 | 0.57504 | 4.3635 | 3.3946 | 0 | 2.0387 | 0 | 0 | 0 | 0 | 0 | 0.35738 | 0 | 0 | 0.57504 | 0 | 0 | 0.51754
636 | 2018-01-27 11:00 | 1 | Januar | 11 | 27 | 2.5352 | 2.5352 | 2.5352 | 0 | 0 | 1.0985 | 2.1127 | 0.49448 | 3.7057 | 3.6337 | 0 | 1.5253 | 0 | 0 | 0 | 0 | 0 | 0.5874 | 0 | 0 | 0.49448 | 0 | 0 | 0.44503
637 | 2018-01-27 12:00 | 1 | Januar | 12 | 27 | 2.2622 | 2.2622 | 2.2622 | 0 | 0 | 1.3556 | 2.2433 | 0.80292 | 4.4017 | 3.6177 | 0 | 1.5408 | 0 | 0 | 0 | 0 | 0 | 0.70241 | 0 | 0 | 0.80292 | 0 | 0 | 0.72263
638 | 2018-01-27 13:00 | 1 | Januar | 13 | 27 | 2.0281 | 2.0281 | 2.0281 | 0 | 0 | 1.3345 | 1.5638 | 1.4283 | 4.3267 | 3.3627 | 0 | 0.86143 | 0 | 0 | 0 | 0 | 0 | 0.70241 | 0 | 0 | 1.4283 | 0 | 0 | 1.2855
639 | 2018-01-27 14:00 | 1 | Januar | 14 | 27 | 1.4301 | 1.4301 | 1.4301 | 0 | 0 | 1.7332 | 1.674 | 1.0268 | 4.434 | 3.1633 | 0 | 1.0866 | 0 | 0 | 0 | 0 | 0 | 0.5874 | 0 | 0 | 1.0268 | 0 | 0 | 0.92416
640 | 2018-01-27 15:00 | 1 | Januar | 15 | 27 | 0.54604 | 0.54604 | 0.54604 | 0 | 0 | 2.6373 | 2.748 | 0.73184 | 6.1172 | 3.1833 | 0 | 2.1606 | 0 | 0 | 0 | 0 | 0 | 0.5874 | 0 | 0 | 0.73184 | 0 | 0 | 0.65866
641 | 2018-01-27 16:00 | 1 | Januar | 16 | 27 | 0.013001 | 0.013001 | 0.013001 | 0 | 0 | 3.9072 | 3.2994 | 0.83299 | 8.0396 | 3.9202 | 0 | 2.2481 | 0 | 0 | 0 | 0 | 0 | 1.0513 | 0 | 0 | 0.83299 | 0 | 0 | 0.74969
642 | 2018-01-27 17:00 | 1 | Januar | 17 | 27 | 0 | 0 | 0 | 0 | 0 | 4.5158 | 2.949 | 1.2201 | 8.685 | 4.5158 | 0 | 2.1316 | 0 | 0 | 0 | 0 | 0 | 0.81742 | 0 | 0 | 1.2201 | 0 | 0 | 1.0981
643 | 2018-01-27 18:00 | 1 | Januar | 18 | 27 | 0 | 0 | 0 | 0 | 0 | 4.5308 | 2.4489 | 1.9034 | 8.8831 | 4.5308 | 0 | 1.9765 | 0 | 0 | 0 | 0 | 0 | 0.47239 | 0 | 0 | 1.9034 | 0 | 0 | 1.7131
644 | 2018-01-27 19:00 | 1 | Januar | 19 | 27 | 0 | 0 | 0 | 0 | 0 | 3.744 | 2.6216 | 1.7545 | 8.12 | 3.744 | 0 | 2.1492 | 0 | 0 | 0 | 0 | 0 | 0.47239 | 0 | 0 | 1.7545 | 0 | 0 | 1.579
645 | 2018-01-27 20:00 | 1 | Januar | 20 | 27 | 0 | 0 | 0 | 0 | 0 | 2.9638 | 2.6649 | 1.2804 | 6.9091 | 2.9638 | 0 | 2.4264 | 0 | 0 | 0 | 0 | 0 | 0.23853 | 0 | 0 | 1.2804 | 0 | 0 | 1.1523
646 | 2018-01-27 21:00 | 1 | Januar | 21 | 27 | 0 | 0 | 0 | 0 | 0 | 2.7248 | 2.7427 | 0.99691 | 6.4643 | 2.7248 | 0 | 2.5041 | 0 | 0 | 0 | 0 | 0 | 0.23853 | 0 | 0 | 0.99691 | 0 | 0 | 0.89722
647 | 2018-01-27 22:00 | 1 | Januar | 22 | 27 | 0 | 0 | 0 | 0 | 0 | 2.3419 | 2.9705 | 0.5535 | 5.866 | 2.3419 | 0 | 2.732 | 0 | 0 | 0 | 0 | 0 | 0.23853 | 0 | 0 | 0.5535 | 0 | 0 | 0.49815
648 | 2018-01-27 23:00 | 1 | Januar | 23 | 27 | 0 | 0 | 0 | 0 | 0 | 1.5819 | 3.0682 | 0.49099 | 5.1411 | 1.5819 | 0 | 2.9446 | 0 | 0 | 0 | 0 | 0 | 0.12352 | 0 | 0 | 0.49099 | 0 | 0 | 0.44189
649 | 2018-01-28 | 1 | Januar | 0 | 28 | 0 | 0 | 0 | 0 | 0 | 1.8112 | 3.0221 | 0.59399 | 5.4273 | 1.8112 | 0 | 2.8986 | 0 | 0 | 0 | 0 | 0 | 0.12352 | 0 | 0 | 0.59399 | 0 | 0 | 0.53459
650 | 2018-01-28 01:00 | 1 | Januar | 1 | 28 | 0 | 0 | 0 | 0 | 0 | 1.3598 | 3.1127 | 0.39144 | 4.8639 | 1.3598 | 0 | 2.9891 | 0 | 0 | 0 | 0 | 0 | 0.12352 | 0 | 0 | 0.39144 | 0 | 0 | 0.35229
651 | 2018-01-28 02:00 | 1 | Januar | 2 | 28 | 0 | 0 | 0 | 0 | 0 | 1.129 | 3.1888 | 0.014074 | 4.3319 | 1.129 | 0 | 3.0653 | 0 | 0 | 0 | 0 | 0 | 0.12352 | 0 | 0 | 0.014074 | 0 | 0 | 0.012667
652 | 2018-01-28 03:00 | 1 | Januar | 3 | 28 | 0 | 0 | 0 | 0 | 0 | 1.0481 | 3.205 | 0.026572 | 4.2797 | 1.0481 | 0 | 3.0815 | 0 | 0 | 0 | 0 | 0 | 0.12352 | 0 | 0 | 0.026572 | 0 | 0 | 0.023914
653 | 2018-01-28 04:00 | 1 | Januar | 4 | 28 | 0 | 0 | 0 | 0 | 0 | 0.99814 | 3.2001 | 0.02326 | 4.2215 | 0.99814 | 0 | 3.0766 | 0 | 0 | 0 | 0 | 0 | 0.12352 | 0 | 0 | 0.02326 | 0 | 0 | 0.020934
654 | 2018-01-28 05:00 | 1 | Januar | 5 | 28 | 0 | 0 | 0 | 0 | 0 | 0.99607 | 3.2005 | 0 | 4.1966 | 0.99607 | 0 | 3.077 | 0 | 0 | 0 | 0 | 0 | 0.12352 | 0 | 0 | 0 | 0 | 0 | 0
655 | 2018-01-28 06:00 | 1 | Januar | 6 | 28 | 0 | 0 | 0 | 0 | 0 | 1.044 | 3.1302 | 0 | 4.1742 | 1.044 | 0 | 3.0066 | 0 | 0 | 0 | 0 | 0 | 0.12352 | 0 | 0 | 0 | 0 | 0 | 0
656 | 2018-01-28 07:00 | 1 | Januar | 7 | 28 | 0.026002 | 0.026002 | 0.026002 | 0 | 0 | 1.2045 | 3.1166 | 0 | 4.3212 | 1.2305 | 0 | 2.8781 | 0 | 0 | 0 | 0 | 0 | 0.23853 | 0 | 0 | 0 | 0 | 0 | 0
657 | 2018-01-28 08:00 | 1 | Januar | 8 | 28 | 0.71505 | 0.71505 | 0.71505 | 0 | 0 | 1.3095 | 3.052 | 0 | 4.3615 | 2.0245 | 0 | 2.6946 | 0 | 0 | 0 | 0 | 0 | 0.35738 | 0 | 0 | 0 | 0 | 0 | 0
658 | 2018-01-28 09:00 | 1 | Januar | 9 | 28 | 0.76705 | 0.76705 | 0.76705 | 0 | 0 | 2.2875 | 3.0687 | 0.29766 | 5.6539 | 3.0545 | 0 | 2.3663 | 0 | 0 | 0 | 0 | 0 | 0.70241 | 0 | 0 | 0.29766 | 0 | 0 | 0.2679
659 | 2018-01-28 10:00 | 1 | Januar | 10 | 28 | 1.3131 | 1.3131 | 1.3131 | 0 | 0 | 2.4767 | 2.7951 | 0.60708 | 5.8789 | 3.7898 | 0 | 2.0927 | 0 | 0 | 0 | 0 | 0 | 0.70241 | 0 | 0 | 0.60708 | 0 | 0 | 0.54638
660 | 2018-01-28 11:00 | 1 | Januar | 11 | 28 | 1.9761 | 1.9761 | 1.9761 | 0 | 0 | 2.4031 | 2.794 | 0.47745 | 5.6746 | 4.3793 | 0 | 1.8616 | 0 | 0 | 0 | 0 | 0 | 0.93243 | 0 | 0 | 0.47745 | 0 | 0 | 0.4297
661 | 2018-01-28 12:00 | 1 | Januar | 12 | 28 | 2.4832 | 2.4832 | 2.4832 | 0 | 0 | 1.977 | 2.6767 | 0.51211 | 5.1658 | 4.4602 | 0 | 1.7443 | 0 | 0 | 0 | 0 | 0 | 0.93243 | 0 | 0 | 0.51211 | 0 | 0 | 0.4609
662 | 2018-01-28 13:00 | 1 | Januar | 13 | 28 | 11.0637 | 3.7661 | 7.152 | 0 | 3.9118 | 0 | 0 | 0 | 0 | 3.7661 | 0 | 1.8631 | 0 | 0 | 0 | 0 | 0 | 0.81742 | 0 | 0 | 0.70537 | 0 | 0 | 0.63484
663 | 2018-01-28 14:00 | 1 | Januar | 14 | 28 | 9.6727 | 3.0056 | 6.327 | 0 | 3.3457 | 0 | 0 | 0 | 0 | 3.0056 | 0 | 2.0607 | 0 | 0 | 0 | 0 | 0 | 0.5874 | 0 | 0 | 0.6733 | 0 | 0 | 0.60597
664 | 2018-01-28 15:00 | 1 | Januar | 15 | 28 | 7.7875 | 2.6032 | 5.9875 | 0 | 1.8001 | 0 | 0 | 0 | 0 | 2.6032 | 0 | 2.2209 | 0 | 0 | 0 | 0 | 0 | 0.47239 | 0 | 0 | 0.691 | 0 | 0 | 0.6219
665 | 2018-01-28 16:00 | 1 | Januar | 16 | 28 | 0.14301 | 0.14301 | 0.14301 | 0 | 0 | 2.2561 | 2.9752 | 0.81723 | 6.0485 | 2.3991 | 0 | 2.3878 | 0 | 0 | 0 | 0 | 0 | 0.5874 | 0 | 0 | 0.81723 | 0 | 0 | 0.73551
666 | 2018-01-28 17:00 | 1 | Januar | 17 | 28 | 0 | 0 | 0 | 0 | 0 | 2.7907 | 2.9995 | 1.2113 | 7.0015 | 2.7907 | 0 | 2.2971 | 0 | 0 | 0 | 0 | 0 | 0.70241 | 0 | 0 | 1.2113 | 0 | 0 | 1.0901
667 | 2018-01-28 18:00 | 1 | Januar | 18 | 28 | 0 | 0 | 0 | 0 | 0 | 3.4235 | 2.7049 | 1.9407 | 8.069 | 3.4235 | 0 | 2.0025 | 0 | 0 | 0 | 0 | 0 | 0.70241 | 0 | 0 | 1.9407 | 0 | 0 | 1.7466
668 | 2018-01-28 19:00 | 1 | Januar | 19 | 28 | 0 | 0 | 0 | 0 | 0 | 3.8331 | 2.4073 | 2.17 | 8.4104 | 3.8331 | 0 | 1.9349 | 0 | 0 | 0 | 0 | 0 | 0.47239 | 0 | 0 | 2.17 | 0 | 0 | 1.953
669 | 2018-01-28 20:00 | 1 | Januar | 20 | 28 | 0 | 0 | 0 | 0 | 0 | 3.5002 | 2.6249 | 1.905 | 8.0302 | 3.5002 | 0 | 2.1525 | 0 | 0 | 0 | 0 | 0 | 0.47239 | 0 | 0 | 1.905 | 0 | 0 | 1.7145
670 | 2018-01-28 21:00 | 1 | Januar | 21 | 28 | 0 | 0 | 0 | 0 | 0 | 2.9932 | 2.4929 | 1.5578 | 7.044 | 2.9932 | 0 | 2.2544 | 0 | 0 | 0 | 0 | 0 | 0.23853 | 0 | 0 | 1.5578 | 0 | 0 | 1.402
671 | 2018-01-28 22:00 | 1 | Januar | 22 | 28 | 0 | 0 | 0 | 0 | 0 | 2.565 | 2.8198 | 0.88022 | 6.2651 | 2.565 | 0 | 2.5813 | 0 | 0 | 0 | 0 | 0 | 0.23853 | 0 | 0 | 0.88022 | 0 | 0 | 0.7922
672 | 2018-01-28 23:00 | 1 | Januar | 23 | 28 | 0 | 0 | 0 | 0 | 0 | 1.4016 | 2.9244 | 0.73599 | 5.062 | 1.4016 | 0 | 2.8009 | 0 | 0 | 0 | 0 | 0 | 0.12352 | 0 | 0 | 0.73599 | 0 | 0 | 0.66239
673 | 2018-01-29 | 1 | Januar | 0 | 29 | 0 | 0 | 0 | 0 | 0 | 1.0888 | 2.9575 | 0.37687 | 4.4232 | 1.0888 | 0 | 2.834 | 0 | 0 | 0 | 0 | 0 | 0.12352 | 0 | 0 | 0.37687 | 0 | 0 | 0.33918
674 | 2018-01-29 01:00 | 1 | Januar | 1 | 29 | 0 | 0 | 0 | 0 | 0 | 1.0151 | 2.9872 | 0.57442 | 4.5768 | 1.0151 | 0 | 2.8637 | 0 | 0 | 0 | 0 | 0 | 0.12352 | 0 | 0 | 0.57442 | 0 | 0 | 0.51697
675 | 2018-01-29 02:00 | 1 | Januar | 2 | 29 | 0 | 0 | 0 | 0 | 0 | 0.9935 | 3.1364 | 0.34995 | 4.4798 | 0.9935 | 0 | 2.8978 | 0 | 0 | 0 | 0 | 0 | 0.23853 | 0 | 0 | 0.34995 | 0 | 0 | 0.31496
676 | 2018-01-29 03:00 | 1 | Januar | 3 | 29 | 0 | 0 | 0 | 0 | 0 | 1.0064 | 3.1337 | 0 | 4.1401 | 1.0064 | 0 | 2.8952 | 0 | 0 | 0 | 0 | 0 | 0.23853 | 0 | 0 | 0 | 0 | 0 | 0
677 | 2018-01-29 04:00 | 1 | Januar | 4 | 29 | 0 | 0 | 0 | 0 | 0 | 1.1661 | 3.3503 | 0 | 4.5165 | 1.1661 | 0 | 2.878 | 0 | 0 | 0 | 0 | 0 | 0.47239 | 0 | 0 | 0 | 0 | 0 | 0
678 | 2018-01-29 05:00 | 1 | Januar | 5 | 29 | 0 | 0 | 0 | 0 | 0 | 2.0565 | 3.4011 | 0 | 5.4576 | 2.0565 | 0 | 2.6987 | 0 | 0 | 0 | 0 | 0 | 0.70241 | 0 | 0 | 0 | 0 | 0 | 0
679 | 2018-01-29 06:00 | 1 | Januar | 6 | 29 | 0 | 0 | 0 | 0 | 0 | 2.867 | 3.641 | 0 | 6.508 | 2.867 | 0 | 2.4747 | 0 | 0 | 0 | 0 | 0 | 1.1663 | 0 | 0 | 0 | 0 | 0 | 0
680 | 2018-01-29 07:00 | 1 | Januar | 7 | 29 | 0.078005 | 0.078005 | 0.078005 | 0 | 0 | 2.8735 | 3.5327 | 0 | 6.4062 | 2.9515 | 0 | 2.3664 | 0 | 0 | 0 | 0 | 0 | 1.1663 | 0 | 0 | 0 | 0 | 0 | 0
681 | 2018-01-29 08:00 | 1 | Januar | 8 | 29 | 4.7973 | 2.7392 | 4.7973 | 0 | 0 | 0 | 1.3234 | 0 | 1.3234 | 2.7392 | 0 | 2.4491 | 0 | 0 | 0 | 0 | 0 | 0.93243 | 0 | 0 | 0 | 0 | 0 | 0
682 | 2018-01-29 09:00 | 1 | Januar | 9 | 29 | 7.5925 | 2.5954 | 5.3811 | 0 | 2.2114 | 0 | 0 | 0 | 0 | 2.5954 | 0 | 1.9914 | 0 | 0 | 0 | 0 | 0 | 0.5874 | 0 | 0 | 0.20694 | 0 | 0 | 0.18624
683 | 2018-01-29 10:00 | 1 | Januar | 10 | 29 | 12.1428 | 2.6387 | 5.1956 | 0 | 6.9473 | 0 | 0 | 0 | 0 | 2.6387 | 0 | 1.6404 | 0 | 0 | 0 | 0 | 0 | 0.47239 | 0 | 0 | 0.44402 | 0 | 0 | 0.39962
684 | 2018-01-29 11:00 | 1 | Januar | 11 | 29 | 12.5718 | 2.8938 | 4.8824 | 0 | 7.6894 | 0 | 0 | 0 | 0 | 2.8938 | 0 | 0.85321 | 0 | 0 | 0 | 0 | 0 | 0.70241 | 0 | 0 | 0.43304 | 0 | 0 | 0.38973
685 | 2018-01-29 12:00 | 1 | Januar | 12 | 29 | 8.2556 | 2.8685 | 5.485 | 0 | 2.7706 | 0 | 0 | 0 | 0 | 2.8685 | 0 | 0.84275 | 0 | 0 | 0 | 0 | 0 | 0.93243 | 0 | 0 | 0.84126 | 0 | 0 | 0.75713
686 | 2018-01-29 13:00 | 1 | Januar | 13 | 29 | 4.1473 | 2.5774 | 4.1473 | 0 | 0 | 0 | 0 | 1.0311 | 1.0311 | 2.5774 | 0 | 0.89429 | 0 | 0 | 0 | 0 | 0 | 0.5874 | 0 | 0 | 1.1192 | 0 | 0 | 1.0073
687 | 2018-01-29 14:00 | 1 | Januar | 14 | 29 | 1.2351 | 1.2351 | 1.2351 | 0 | 0 | 1.1254 | 1.3388 | 0.99905 | 3.4632 | 2.3605 | 0 | 0.98525 | 0 | 0 | 0 | 0 | 0 | 0.35355 | 0 | 0 | 0.99905 | 0 | 0 | 0.89914
688 | 2018-01-29 15:00 | 1 | Januar | 15 | 29 | 0.79305 | 0.79305 | 0.79305 | 0 | 0 | 1.5757 | 1.3558 | 0.6033 | 3.5348 | 2.3687 | 0 | 1.0023 | 0 | 0 | 0 | 0 | 0 | 0.35355 | 0 | 0 | 0.6033 | 0 | 0 | 0.54297
689 | 2018-01-29 16:00 | 1 | Januar | 16 | 29 | 0.039003 | 0.039003 | 0.039003 | 0 | 0 | 2.8125 | 2.058 | 1.1803 | 6.0508 | 2.8515 | 0 | 1.4706 | 0 | 0 | 0 | 0 | 0 | 0.5874 | 0 | 0 | 1.1803 | 0 | 0 | 1.0622
690 | 2018-01-29 17:00 | 1 | Januar | 17 | 29 | 0 | 0 | 0 | 0 | 0 | 3.6249 | 2.0838 | 2.0695 | 7.7783 | 3.6249 | 0 | 1.3814 | 0 | 0 | 0 | 0 | 0 | 0.70241 | 0 | 0 | 2.0695 | 0 | 0 | 1.8626
691 | 2018-01-29 18:00 | 1 | Januar | 18 | 29 | 0 | 0 | 0 | 0 | 0 | 4.0552 | 1.9039 | 2.6644 | 8.6234 | 4.0552 | 0 | 1.2015 | 0 | 0 | 0 | 0 | 0 | 0.70241 | 0 | 0 | 2.6644 | 0 | 0 | 2.398
692 | 2018-01-29 19:00 | 1 | Januar | 19 | 29 | 0 | 0 | 0 | 0 | 0 | 3.6672 | 1.9415 | 2.5359 | 8.1446 | 3.6672 | 0 | 1.3541 | 0 | 0 | 0 | 0 | 0 | 0.5874 | 0 | 0 | 2.5359 | 0 | 0 | 2.2823
693 | 2018-01-29 20:00 | 1 | Januar | 20 | 29 | 0 | 0 | 0 | 0 | 0 | 3.1055 | 2.1205 | 1.8296 | 7.0556 | 3.1055 | 0 | 1.6481 | 0 | 0 | 0 | 0 | 0 | 0.47239 | 0 | 0 | 1.8296 | 0 | 0 | 1.6467
694 | 2018-01-29 21:00 | 1 | Januar | 21 | 29 | 0 | 0 | 0 | 0 | 0 | 2.6047 | 2.0621 | 1.4543 | 6.1211 | 2.6047 | 0 | 1.8235 | 0 | 0 | 0 | 0 | 0 | 0.23853 | 0 | 0 | 1.4543 | 0 | 0 | 1.3089
695 | 2018-01-29 22:00 | 1 | Januar | 22 | 29 | 0 | 0 | 0 | 0 | 0 | 1.9807 | 2.3991 | 0.9957 | 5.3755 | 1.9807 | 0 | 2.1605 | 0 | 0 | 0 | 0 | 0 | 0.23853 | 0 | 0 | 0.9957 | 0 | 0 | 0.89613
696 | 2018-01-29 23:00 | 1 | Januar | 23 | 29 | 0 | 0 | 0 | 0 | 0 | 1.4016 | 2.5058 | 0.63126 | 4.5387 | 1.4016 | 0 | 2.3823 | 0 | 0 | 0 | 0 | 0 | 0.12352 | 0 | 0 | 0.63126 | 0 | 0 | 0.56813
697 | 2018-01-30 | 1 | Januar | 0 | 30 | 0 | 0 | 0 | 0 | 0 | 1.0888 | 2.6733 | 0.34706 | 4.1091 | 1.0888 | 0 | 2.5497 | 0 | 0 | 0 | 0 | 0 | 0.12352 | 0 | 0 | 0.34706 | 0 | 0 | 0.31235
698 | 2018-01-30 01:00 | 1 | Januar | 1 | 30 | 0 | 0 | 0 | 0 | 0 | 1.0151 | 2.7925 | 0.040439 | 3.8481 | 1.0151 | 0 | 2.669 | 0 | 0 | 0 | 0 | 0 | 0.12352 | 0 | 0 | 0.040439 | 0 | 0 | 0.036395
699 | 2018-01-30 02:00 | 1 | Januar | 2 | 30 | 0 | 0 | 0 | 0 | 0 | 0.9935 | 3.0312 | 0.042189 | 4.0669 | 0.9935 | 0 | 2.7926 | 0 | 0 | 0 | 0 | 0 | 0.23853 | 0 | 0 | 0.042189 | 0 | 0 | 0.03797
700 | 2018-01-30 03:00 | 1 | Januar | 3 | 30 | 0 | 0 | 0 | 0 | 0 | 1.0064 | 3.0733 | 0 | 4.0797 | 1.0064 | 0 | 2.8348 | 0 | 0 | 0 | 0 | 0 | 0.23853 | 0 | 0 | 0 | 0 | 0 | 0
701 | 2018-01-30 04:00 | 1 | Januar | 4 | 30 | 0 | 0 | 0 | 0 | 0 | 1.1661 | 3.3346 | 0 | 4.5007 | 1.1661 | 0 | 2.8622 | 0 | 0 | 0 | 0 | 0 | 0.47239 | 0 | 0 | 0 | 0 | 0 | 0
702 | 2018-01-30 05:00 | 1 | Januar | 5 | 30 | 0 | 0 | 0 | 0 | 0 | 2.0565 | 3.4297 | 0 | 5.4861 | 2.0565 | 0 | 2.7273 | 0 | 0 | 0 | 0 | 0 | 0.70241 | 0 | 0 | 0 | 0 | 0 | 0
703 | 2018-01-30 06:00 | 1 | Januar | 6 | 30 | 0 | 0 | 0 | 0 | 0 | 2.867 | 3.6988 | 0 | 6.5658 | 2.867 | 0 | 2.5325 | 0 | 0 | 0 | 0 | 0 | 1.1663 | 0 | 0 | 0 | 0 | 0 | 0
704 | 2018-01-30 07:00 | 1 | Januar | 7 | 30 | 0.026002 | 0.026002 | 0.026002 | 0 | 0 | 2.9255 | 3.5903 | 0 | 6.5158 | 2.9515 | 0 | 2.424 | 0 | 0 | 0 | 0 | 0 | 1.1663 | 0 | 0 | 0 | 0 | 0 | 0
705 | 2018-01-30 08:00 | 1 | Januar | 8 | 30 | 0.31202 | 0.31202 | 0.31202 | 0 | 0 | 2.4272 | 3.0822 | 0 | 5.5094 | 2.7392 | 0 | 2.1498 | 0 | 0 | 0 | 0 | 0 | 0.93243 | 0 | 0 | 0 | 0 | 0 | 0
706 | 2018-01-30 09:00 | 1 | Januar | 9 | 30 | 0.67605 | 0.67605 | 0.67605 | 0 | 0 | 1.9194 | 2.5487 | 0.20694 | 4.675 | 2.5954 | 0 | 1.9613 | 0 | 0 | 0 | 0 | 0 | 0.5874 | 0 | 0 | 0.20694 | 0 | 0 | 0.18624
707 | 2018-01-30 10:00 | 1 | Januar | 10 | 30 | 0.98807 | 0.98807 | 0.98807 | 0 | 0 | 1.6507 | 1.984 | 0.44402 | 4.0787 | 2.6387 | 0 | 1.5116 | 0 | 0 | 0 | 0 | 0 | 0.47239 | 0 | 0 | 0.44402 | 0 | 0 | 0.39962
708 | 2018-01-30 11:00 | 1 | Januar | 11 | 30 | 1.2481 | 1.2481 | 1.2481 | 0 | 0 | 1.6457 | 1.7362 | 0.43304 | 3.815 | 2.8938 | 0 | 1.0338 | 0 | 0 | 0 | 0 | 0 | 0.70241 | 0 | 0 | 0.43304 | 0 | 0 | 0.38973
709 | 2018-01-30 12:00 | 1 | Januar | 12 | 30 | 1.2741 | 1.2741 | 1.2741 | 0 | 0 | 1.5944 | 1.5701 | 0.84126 | 4.0058 | 2.8685 | 0 | 0.63767 | 0 | 0 | 0 | 0 | 0 | 0.93243 | 0 | 0 | 0.84126 | 0 | 0 | 0.75713
710 | 2018-01-30 13:00 | 1 | Januar | 13 | 30 | 1.0531 | 1.0531 | 1.0531 | 0 | 0 | 1.5243 | 1.7054 | 1.1192 | 4.349 | 2.5774 | 0 | 1.118 | 0 | 0 | 0 | 0 | 0 | 0.5874 | 0 | 0 | 1.1192 | 0 | 0 | 1.0073
711 | 2018-01-30 14:00 | 1 | Januar | 14 | 30 | 0.74105 | 0.74105 | 0.74105 | 0 | 0 | 1.6194 | 1.6343 | 0.99905 | 4.2528 | 2.3605 | 0 | 1.2807 | 0 | 0 | 0 | 0 | 0 | 0.35355 | 0 | 0 | 0.99905 | 0 | 0 | 0.89914
712 | 2018-01-30 15:00 | 1 | Januar | 15 | 30 | 0.37703 | 0.37703 | 0.37703 | 0 | 0 | 1.9917 | 1.9949 | 0.6033 | 4.5899 | 2.3687 | 0 | 1.6413 | 0 | 0 | 0 | 0 | 0 | 0.35355 | 0 | 0 | 0.6033 | 0 | 0 | 0.54297
713 | 2018-01-30 16:00 | 1 | Januar | 16 | 30 | 0.039003 | 0.039003 | 0.039003 | 0 | 0 | 2.8125 | 2.3885 | 1.1803 | 6.3813 | 2.8515 | 0 | 1.8011 | 0 | 0 | 0 | 0 | 0 | 0.5874 | 0 | 0 | 1.1803 | 0 | 0 | 1.0622
714 | 2018-01-30 17:00 | 1 | Januar | 17 | 30 | 0 | 0 | 0 | 0 | 0 | 3.6249 | 2.4097 | 2.0695 | 8.1042 | 3.6249 | 0 | 1.7073 | 0 | 0 | 0 | 0 | 0 | 0.70241 | 0 | 0 | 2.0695 | 0 | 0 | 1.8626
715 | 2018-01-30 18:00 | 1 | Januar | 18 | 30 | 0 | 0 | 0 | 0 | 0 | 4.0552 | 2.2441 | 2.6644 | 8.9636 | 4.0552 | 0 | 1.5417 | 0 | 0 | 0 | 0 | 0 | 0.70241 | 0 | 0 | 2.6644 | 0 | 0 | 2.398
716 | 2018-01-30 19:00 | 1 | Januar | 19 | 30 | 0 | 0 | 0 | 0 | 0 | 3.6672 | 2.2968 | 2.5359 | 8.4999 | 3.6672 | 0 | 1.7094 | 0 | 0 | 0 | 0 | 0 | 0.5874 | 0 | 0 | 2.5359 | 0 | 0 | 2.2823
717 | 2018-01-30 20:00 | 1 | Januar | 20 | 30 | 0 | 0 | 0 | 0 | 0 | 3.1055 | 2.4762 | 1.8296 | 7.4114 | 3.1055 | 0 | 2.0038 | 0 | 0 | 0 | 0 | 0 | 0.47239 | 0 | 0 | 1.8296 | 0 | 0 | 1.6467
718 | 2018-01-30 21:00 | 1 | Januar | 21 | 30 | 0 | 0 | 0 | 0 | 0 | 2.6047 | 2.433 | 1.4543 | 6.492 | 2.6047 | 0 | 2.1945 | 0 | 0 | 0 | 0 | 0 | 0.23853 | 0 | 0 | 1.4543 | 0 | 0 | 1.3089
719 | 2018-01-30 22:00 | 1 | Januar | 22 | 30 | 0 | 0 | 0 | 0 | 0 | 1.9807 | 2.7855 | 0.9957 | 5.762 | 1.9807 | 0 | 2.547 | 0 | 0 | 0 | 0 | 0 | 0.23853 | 0 | 0 | 0.9957 | 0 | 0 | 0.89613
720 | 2018-01-30 23:00 | 1 | Januar | 23 | 30 | 0 | 0 | 0 | 0 | 0 | 1.4016 | 2.9075 | 0.63126 | 4.9404 | 1.4016 | 0 | 2.784 | 0 | 0 | 0 | 0 | 0 | 0.12352 | 0 | 0 | 0.63126 | 0 | 0 | 0.56813
721 | 2018-01-31 | 1 | Januar | 0 | 31 | 0 | 0 | 0 | 0 | 0 | 1.0888 | 3.0453 | 0.34706 | 4.4812 | 1.0888 | 0 | 2.9218 | 0 | 0 | 0 | 0 | 0 | 0.12352 | 0 | 0 | 0.34706 | 0 | 0 | 0.31235
722 | 2018-01-31 01:00 | 1 | Januar | 1 | 31 | 0 | 0 | 0 | 0 | 0 | 1.0151 | 3.1497 | 0.040439 | 4.2052 | 1.0151 | 0 | 3.0261 | 0 | 0 | 0 | 0 | 0 | 0.12352 | 0 | 0 | 0.040439 | 0 | 0 | 0.036395
723 | 2018-01-31 02:00 | 1 | Januar | 2 | 31 | 0 | 0 | 0 | 0 | 0 | 0.9935 | 3.3436 | 0.042189 | 4.3793 | 0.9935 | 0 | 3.1051 | 0 | 0 | 0 | 0 | 0 | 0.23853 | 0 | 0 | 0.042189 | 0 | 0 | 0.03797
724 | 2018-01-31 03:00 | 1 | Januar | 3 | 31 | 0 | 0 | 0 | 0 | 0 | 1.0064 | 3.4006 | 0 | 4.407 | 1.0064 | 0 | 3.1621 | 0 | 0 | 0 | 0 | 0 | 0.23853 | 0 | 0 | 0 | 0 | 0 | 0
725 | 2018-01-31 04:00 | 1 | Januar | 4 | 31 | 0 | 0 | 0 | 0 | 0 | 1.1661 | 3.6469 | 0 | 4.813 | 1.1661 | 0 | 3.1745 | 0 | 0 | 0 | 0 | 0 | 0.47239 | 0 | 0 | 0 | 0 | 0 | 0
726 | 2018-01-31 05:00 | 1 | Januar | 5 | 31 | 0 | 0 | 0 | 0 | 0 | 2.0565 | 3.7266 | 0 | 5.7831 | 2.0565 | 0 | 3.0242 | 0 | 0 | 0 | 0 | 0 | 0.70241 | 0 | 0 | 0 | 0 | 0 | 0
727 | 2018-01-31 06:00 | 1 | Januar | 6 | 31 | 0 | 0 | 0 | 0 | 0 | 2.867 | 3.9952 | 0 | 6.8622 | 2.867 | 0 | 2.829 | 0 | 0 | 0 | 0 | 0 | 1.1663 | 0 | 0 | 0 | 0 | 0 | 0
728 | 2018-01-31 07:00 | 1 | Januar | 7 | 31 | 0.013001 | 0.013001 | 0.013001 | 0 | 0 | 2.9385 | 3.8864 | 0 | 6.8249 | 2.9515 | 0 | 2.7201 | 0 | 0 | 0 | 0 | 0 | 1.1663 | 0 | 0 | 0 | 0 | 0 | 0
729 | 2018-01-31 08:00 | 1 | Januar | 8 | 31 | 0.57204 | 0.57204 | 0.57204 | 0 | 0 | 2.1672 | 3.3658 | 0 | 5.533 | 2.7392 | 0 | 2.4334 | 0 | 0 | 0 | 0 | 0 | 0.93243 | 0 | 0 | 0 | 0 | 0 | 0
730 | 2018-01-31 09:00 | 1 | Januar | 9 | 31 | 1.1961 | 1.1961 | 1.1961 | 0 | 0 | 1.3994 | 2.6542 | 0.20694 | 4.2605 | 2.5954 | 0 | 2.0668 | 0 | 0 | 0 | 0 | 0 | 0.5874 | 0 | 0 | 0.20694 | 0 | 0 | 0.18624
731 | 2018-01-31 10:00 | 1 | Januar | 10 | 31 | 2.2101 | 2.2101 | 2.2101 | 0 | 0 | 0.42857 | 2.6469 | 0.44402 | 3.5195 | 2.6387 | 0 | 2.1745 | 0 | 0 | 0 | 0 | 0 | 0.47239 | 0 | 0 | 0.44402 | 0 | 0 | 0.39962
732 | 2018-01-31 11:00 | 1 | Januar | 11 | 31 | 2.9512 | 2.8938 | 2.9512 | 0 | 0 | 0 | 2.5583 | 0.43304 | 2.9913 | 2.8938 | 0 | 1.9133 | 0 | 0 | 0 | 0 | 0 | 0.70241 | 0 | 0 | 0.43304 | 0 | 0 | 0.38973
733 | 2018-01-31 12:00 | 1 | Januar | 12 | 31 | 3.0552 | 2.8685 | 3.0552 | 0 | 0 | 0 | 2.3417 | 0.84126 | 3.1829 | 2.8685 | 0 | 1.5959 | 0 | 0 | 0 | 0 | 0 | 0.93243 | 0 | 0 | 0.84126 | 0 | 0 | 0.75713
734 | 2018-01-31 13:00 | 1 | Januar | 13 | 31 | 2.4702 | 2.4702 | 2.4702 | 0 | 0 | 0.10724 | 1.5224 | 1.1192 | 2.7489 | 2.5774 | 0 | 0.93504 | 0 | 0 | 0 | 0 | 0 | 0.5874 | 0 | 0 | 1.1192 | 0 | 0 | 1.0073
735 | 2018-01-31 14:00 | 1 | Januar | 14 | 31 | 1.6771 | 1.6771 | 1.6771 | 0 | 0 | 0.68337 | 1.4246 | 0.99905 | 3.107 | 2.3605 | 0 | 1.0711 | 0 | 0 | 0 | 0 | 0 | 0.35355 | 0 | 0 | 0.99905 | 0 | 0 | 0.89914
736 | 2018-01-31 15:00 | 1 | Januar | 15 | 31 | 0.88406 | 0.88406 | 0.88406 | 0 | 0 | 1.4847 | 1.3069 | 0.6033 | 3.3949 | 2.3687 | 0 | 0.95339 | 0 | 0 | 0 | 0 | 0 | 0.35355 | 0 | 0 | 0.6033 | 0 | 0 | 0.54297
737 | 2018-01-31 16:00 | 1 | Januar | 16 | 31 | 0.039003 | 0.039003 | 0.039003 | 0 | 0 | 2.8125 | 2.4554 | 1.1803 | 6.4482 | 2.8515 | 0 | 1.868 | 0 | 0 | 0 | 0 | 0 | 0.5874 | 0 | 0 | 1.1803 | 0 | 0 | 1.0622
738 | 2018-01-31 17:00 | 1 | Januar | 17 | 31 | 0 | 0 | 0 | 0 | 0 | 3.6249 | 2.467 | 2.0695 | 8.1615 | 3.6249 | 0 | 1.7646 | 0 | 0 | 0 | 0 | 0 | 0.70241 | 0 | 0 | 2.0695 | 0 | 0 | 1.8626
739 | 2018-01-31 18:00 | 1 | Januar | 18 | 31 | 0 | 0 | 0 | 0 | 0 | 4.0552 | 2.241 | 2.6644 | 8.9606 | 4.0552 | 0 | 1.5386 | 0 | 0 | 0 | 0 | 0 | 0.70241 | 0 | 0 | 2.6644 | 0 | 0 | 2.398
740 | 2018-01-31 19:00 | 1 | Januar | 19 | 31 | 0 | 0 | 0 | 0 | 0 | 3.6672 | 2.2641 | 2.5359 | 8.4672 | 3.6672 | 0 | 1.6767 | 0 | 0 | 0 | 0 | 0 | 0.5874 | 0 | 0 | 2.5359 | 0 | 0 | 2.2823
741 | 2018-01-31 20:00 | 1 | Januar | 20 | 31 | 0 | 0 | 0 | 0 | 0 | 3.1055 | 2.3993 | 1.8296 | 7.3345 | 3.1055 | 0 | 1.9269 | 0 | 0 | 0 | 0 | 0 | 0.47239 | 0 | 0 | 1.8296 | 0 | 0 | 1.6467
742 | 2018-01-31 21:00 | 1 | Januar | 21 | 31 | 0 | 0 | 0 | 0 | 0 | 2.6047 | 2.3265 | 1.4543 | 6.3855 | 2.6047 | 0 | 2.0879 | 0 | 0 | 0 | 0 | 0 | 0.23853 | 0 | 0 | 1.4543 | 0 | 0 | 1.3089
743 | 2018-01-31 22:00 | 1 | Januar | 22 | 31 | 0 | 0 | 0 | 0 | 0 | 1.9807 | 2.6349 | 0.9957 | 5.6113 | 1.9807 | 0 | 2.3964 | 0 | 0 | 0 | 0 | 0 | 0.23853 | 0 | 0 | 0.9957 | 0 | 0 | 0.89613
744 | 2018-01-31 23:00 | 1 | Januar | 23 | 31 | 0 | 0 | 0 | 0 | 0 | 1.4016 | 2.7125 | 0.63126 | 4.7454 | 1.4016 | 0 | 2.589 | 0 | 0 | 0 | 0 | 0 | 0.12352 | 0 | 0 | 0.63126 | 0 | 0 | 0.56813
745 | 2018-02-01 | 2 | Februar | 0 | 32 | 0 | 0 | 0 | 0 | 0 | 1.0888 | 2.8057 | 0.34706 | 4.2416 | 1.0888 | 0 | 2.6822 | 0 | 0 | 0 | 0 | 0 | 0.12352 | 0 | 0 | 0.34706 | 0 | 0 | 0.31235
746 | 2018-02-01 01:00 | 2 | Februar | 1 | 32 | 0 | 0 | 0 | 0 | 0 | 1.0151 | 2.8504 | 0.040439 | 3.906 | 1.0151 | 0 | 2.7269 | 0 | 0 | 0 | 0 | 0 | 0.12352 | 0 | 0 | 0.040439 | 0 | 0 | 0.036395
747 | 2018-02-01 02:00 | 2 | Februar | 2 | 32 | 0 | 0 | 0 | 0 | 0 | 0.9935 | 2.9847 | 0.042189 | 4.0204 | 0.9935 | 0 | 2.7462 | 0 | 0 | 0 | 0 | 0 | 0.23853 | 0 | 0 | 0.042189 | 0 | 0 | 0.03797
748 | 2018-02-01 03:00 | 2 | Februar | 3 | 32 | 0 | 0 | 0 | 0 | 0 | 1.0064 | 2.997 | 0 | 4.0034 | 1.0064 | 0 | 2.7584 | 0 | 0 | 0 | 0 | 0 | 0.23853 | 0 | 0 | 0 | 0 | 0 | 0
749 | 2018-02-01 04:00 | 2 | Februar | 4 | 32 | 0 | 0 | 0 | 0 | 0 | 1.1661 | 3.1984 | 0 | 4.3645 | 1.1661 | 0 | 2.726 | 0 | 0 | 0 | 0 | 0 | 0.47239 | 0 | 0 | 0 | 0 | 0 | 0
750 | 2018-02-01 05:00 | 2 | Februar | 5 | 32 | 0 | 0 | 0 | 0 | 0 | 2.0565 | 3.2628 | 0 | 5.3192 | 2.0565 | 0 | 2.5604 | 0 | 0 | 0 | 0 | 0 | 0.70241 | 0 | 0 | 0 | 0 | 0 | 0
751 | 2018-02-01 06:00 | 2 | Februar | 6 | 32 | 0 | 0 | 0 | 0 | 0 | 2.867 | 3.501 | 0 | 6.3679 | 2.867 | 0 | 2.3347 | 0 | 0 | 0 | 0 | 0 | 1.1663 | 0 | 0 | 0 | 0 | 0 | 0
752 | 2018-02-01 07:00 | 2 | Februar | 7 | 32 | 0.026002 | 0.026002 | 0.026002 | 0 | 0 | 2.9255 | 3.3769 | 0 | 6.3024 | 2.9515 | 0 | 2.2106 | 0 | 0 | 0 | 0 | 0 | 1.1663 | 0 | 0 | 0 | 0 | 0 | 0
753 | 2018-02-01 08:00 | 2 | Februar | 8 | 32 | 2.5482 | 2.5482 | 2.5482 | 0 | 0 | 0.19102 | 2.3558 | 0 | 2.5468 | 2.7392 | 0 | 1.4234 | 0 | 0 | 0 | 0 | 0 | 0.93243 | 0 | 0 | 0 | 0 | 0 | 0
754 | 2018-02-01 09:00 | 2 | Februar | 9 | 32 | 5.1613 | 2.5954 | 4.0211 | 0 | 1.1402 | 0 | 0 | 0 | 0 | 2.5954 | 0 | 0.63133 | 0 | 0 | 0 | 0 | 0 | 0.5874 | 0 | 0 | 0.20694 | 0 | 0 | 0.18624
755 | 2018-02-01 10:00 | 2 | Februar | 10 | 32 | 7.0205 | 2.6387 | 3.5785 | 0 | 3.442 | 0 | 0 | 0 | 0 | 2.6387 | 0 | 0.023354 | 0 | 0 | 0 | 0 | 0 | 0.47239 | 0 | 0 | 0.44402 | 0 | 0 | 0.39962
756 | 2018-02-01 11:00 | 2 | Februar | 11 | 32 | 7.4625 | 2.8938 | 4.0292 | 0 | 3.4333 | 0 | 0 | 0 | 0 | 2.8938 | 0 | 0 | 0 | 0 | 0 | 0 | 0 | 0.70241 | 0 | 0 | 0.43304 | 0 | 0 | 0.38973
757 | 2018-02-01 12:00 | 2 | Februar | 12 | 32 | 8.3856 | 2.8685 | 4.6422 | 0 | 3.7433 | 0 | 0 | 0 | 0 | 2.8685 | 0 | 0 | 0 | 0 | 0 | 0 | 0 | 0.93243 | 0 | 0 | 0.84126 | 0 | 0 | 0.75713
758 | 2018-02-01 13:00 | 2 | Februar | 13 | 32 | 9.2436 | 2.5774 | 4.284 | 0 | 4.9596 | 0 | 0 | 0 | 0 | 2.5774 | 0 | 0 | 0 | 0 | 0 | 0 | 0 | 0.5874 | 0 | 0 | 1.1192 | 0 | 0 | 1.0073
759 | 2018-02-01 14:00 | 2 | Februar | 14 | 32 | 8.4896 | 2.3605 | 3.7131 | 0 | 4.7765 | 0 | 0 | 0 | 0 | 2.3605 | 0 | 0 | 0 | 0 | 0 | 0 | 0 | 0.35355 | 0 | 0 | 0.99905 | 0 | 0 | 0.89914
760 | 2018-02-01 15:00 | 2 | Februar | 15 | 32 | 6.6174 | 2.3687 | 3.3256 | 0 | 3.2919 | 0 | 0 | 0 | 0 | 2.3687 | 0 | 0 | 0 | 0 | 0 | 0 | 0 | 0.35355 | 0 | 0 | 0.6033 | 0 | 0 | 0.54297
761 | 2018-02-01 16:00 | 2 | Februar | 16 | 32 | 0.31202 | 0.31202 | 0.31202 | 0 | 0 | 2.5395 | 0.5874 | 1.1803 | 4.3072 | 2.8515 | 0 | 0 | 0 | 0 | 0 | 0 | 0 | 0.5874 | 0 | 0 | 1.1803 | 0 | 0 | 1.0622
762 | 2018-02-01 17:00 | 2 | Februar | 17 | 32 | 0 | 0 | 0 | 0 | 0 | 3.6249 | 0.70241 | 2.0695 | 6.3969 | 3.6249 | 0 | 0 | 0 | 0 | 0 | 0 | 0 | 0.70241 | 0 | 0 | 2.0695 | 0 | 0 | 1.8626
763 | 2018-02-01 18:00 | 2 | Februar | 18 | 32 | 0 | 0 | 0 | 0 | 0 | 4.0552 | 0.72113 | 2.6644 | 7.4407 | 4.0552 | 0 | 0.018717 | 0 | 0 | 0 | 0 | 0 | 0.70241 | 0 | 0 | 2.6644 | 0 | 0 | 2.398
764 | 2018-02-01 19:00 | 2 | Februar | 19 | 32 | 0 | 0 | 0 | 0 | 0 | 3.6672 | 1.6048 | 2.5359 | 7.8079 | 3.6672 | 0 | 1.0174 | 0 | 0 | 0 | 0 | 0 | 0.5874 | 0 | 0 | 2.5359 | 0 | 0 | 2.2823
765 | 2018-02-01 20:00 | 2 | Februar | 20 | 32 | 0 | 0 | 0 | 0 | 0 | 3.1055 | 1.7554 | 1.8296 | 6.6906 | 3.1055 | 0 | 1.283 | 0 | 0 | 0 | 0 | 0 | 0.47239 | 0 | 0 | 1.8296 | 0 | 0 | 1.6467
766 | 2018-02-01 21:00 | 2 | Februar | 21 | 32 | 0 | 0 | 0 | 0 | 0 | 2.6047 | 1.6829 | 1.4543 | 5.7419 | 2.6047 | 0 | 1.4443 | 0 | 0 | 0 | 0 | 0 | 0.23853 | 0 | 0 | 1.4543 | 0 | 0 | 1.3089
767 | 2018-02-01 22:00 | 2 | Februar | 22 | 32 | 0 | 0 | 0 | 0 | 0 | 1.9807 | 1.977 | 0.9957 | 4.9535 | 1.9807 | 0 | 1.7385 | 0 | 0 | 0 | 0 | 0 | 0.23853 | 0 | 0 | 0.9957 | 0 | 0 | 0.89613
768 | 2018-02-01 23:00 | 2 | Februar | 23 | 32 | 0 | 0 | 0 | 0 | 0 | 1.4016 | 2.07 | 0.12317 | 3.5947 | 1.4016 | 0 | 1.9465 | 0 | 0 | 0 | 0 | 0 | 0.12352 | 0 | 0 | 0.12317 | 0 | 0 | 0.11085
769 | 2018-02-02 | 2 | Februar | 0 | 33 | 0 | 0 | 0 | 0 | 0 | 1.0888 | 2.223 | 0.091347 | 3.4031 | 1.0888 | 0 | 2.0995 | 0 | 0 | 0 | 0 | 0 | 0.12352 | 0 | 0 | 0.091347 | 0 | 0 | 0.082212
770 | 2018-02-02 01:00 | 2 | Februar | 1 | 33 | 0 | 0 | 0 | 0 | 0 | 1.0151 | 2.3274 | 0 | 3.3426 | 1.0151 | 0 | 2.2039 | 0 | 0 | 0 | 0 | 0 | 0.12352 | 0 | 0 | 0 | 0 | 0 | 0
771 | 2018-02-02 02:00 | 2 | Februar | 2 | 33 | 0 | 0 | 0 | 0 | 0 | 0.9935 | 2.5363 | 0.11659 | 3.6464 | 0.9935 | 0 | 2.2977 | 0 | 0 | 0 | 0 | 0 | 0.23853 | 0 | 0 | 0.11659 | 0 | 0 | 0.10493
772 | 2018-02-02 03:00 | 2 | Februar | 3 | 33 | 0 | 0 | 0 | 0 | 0 | 1.0064 | 2.5784 | 0.042301 | 3.6271 | 1.0064 | 0 | 2.3398 | 0 | 0 | 0 | 0 | 0 | 0.23853 | 0 | 0 | 0.042301 | 0 | 0 | 0.038071
773 | 2018-02-02 04:00 | 2 | Februar | 4 | 33 | 0 | 0 | 0 | 0 | 0 | 1.1661 | 2.8394 | 0.039756 | 4.0453 | 1.1661 | 0 | 2.367 | 0 | 0 | 0 | 0 | 0 | 0.47239 | 0 | 0 | 0.039756 | 0 | 0 | 0.035781
774 | 2018-02-02 05:00 | 2 | Februar | 5 | 33 | 0 | 0 | 0 | 0 | 0 | 2.0565 | 2.9182 | 0 | 4.9746 | 2.0565 | 0 | 2.2158 | 0 | 0 | 0 | 0 | 0 | 0.70241 | 0 | 0 | 0 | 0 | 0 | 0
775 | 2018-02-02 06:00 | 2 | Februar | 6 | 33 | 0 | 0 | 0 | 0 | 0 | 2.867 | 3.2154 | 0 | 6.0824 | 2.867 | 0 | 2.0491 | 0 | 0 | 0 | 0 | 0 | 1.1663 | 0 | 0 | 0 | 0 | 0 | 0
776 | 2018-02-02 07:00 | 2 | Februar | 7 | 33 | 0.039003 | 0.039003 | 0.039003 | 0 | 0 | 2.9125 | 3.0911 | 0 | 6.0035 | 2.9515 | 0 | 1.9248 | 0 | 0 | 0 | 0 | 0 | 1.1663 | 0 | 0 | 0 | 0 | 0 | 0
777 | 2018-02-02 08:00 | 2 | Februar | 8 | 33 | 0.37703 | 0.37703 | 0.37703 | 0 | 0 | 2.3622 | 2.8883 | 0 | 5.2505 | 2.7392 | 0 | 1.9559 | 0 | 0 | 0 | 0 | 0 | 0.93243 | 0 | 0 | 0 | 0 | 0 | 0
778 | 2018-02-02 09:00 | 2 | Februar | 9 | 33 | 2.9772 | 2.5954 | 2.9772 | 0 | 0 | 0 | 2.0955 | 0.16574 | 2.2613 | 2.5954 | 0 | 1.8899 | 0 | 0 | 0 | 0 | 0 | 0.5874 | 0 | 0 | 0.16574 | 0 | 0 | 0.14917
779 | 2018-02-02 10:00 | 2 | Februar | 10 | 33 | 3.1462 | 2.6387 | 3.1462 | 0 | 0 | 0 | 1.7686 | 0.39821 | 2.1668 | 2.6387 | 0 | 1.8037 | 0 | 0 | 0 | 0 | 0 | 0.47239 | 0 | 0 | 0.39821 | 0 | 0 | 0.35839
780 | 2018-02-02 11:00 | 2 | Februar | 11 | 33 | 3.9653 | 2.8938 | 3.9653 | 0 | 0 | 0 | 1.2965 | 0.39589 | 1.6924 | 2.8938 | 0 | 1.6655 | 0 | 0 | 0 | 0 | 0 | 0.70241 | 0 | 0 | 0.39589 | 0 | 0 | 0.3563
781 | 2018-02-02 12:00 | 2 | Februar | 12 | 33 | 3.6532 | 2.8685 | 3.6532 | 0 | 0 | 0 | 1.7689 | 0.94478 | 2.7137 | 2.8685 | 0 | 1.6212 | 0 | 0 | 0 | 0 | 0 | 0.93243 | 0 | 0 | 0.94478 | 0 | 0 | 0.8503
782 | 2018-02-02 13:00 | 2 | Februar | 13 | 33 | 5.2394 | 2.5774 | 5.2394 | 0 | 0 | 0 | 0 | 1.0256 | 1.0256 | 2.5774 | 0 | 1.7356 | 0 | 0 | 0 | 0 | 0 | 0.5874 | 0 | 0 | 1.3646 | 0 | 0 | 1.2281
783 | 2018-02-02 14:00 | 2 | Februar | 14 | 33 | 4.9273 | 2.3605 | 4.9273 | 0 | 0 | 0 | 0 | 0.77857 | 0.77857 | 2.3605 | 0 | 1.8153 | 0 | 0 | 0 | 0 | 0 | 0.35355 | 0 | 0 | 1.1765 | 0 | 0 | 1.0589
784 | 2018-02-02 15:00 | 2 | Februar | 15 | 33 | 3.9133 | 2.3687 | 3.9133 | 0 | 0 | 0 | 0.70331 | 0.97242 | 1.6757 | 2.3687 | 0 | 1.8943 | 0 | 0 | 0 | 0 | 0 | 0.35355 | 0 | 0 | 0.97242 | 0 | 0 | 0.87517
785 | 2018-02-02 16:00 | 2 | Februar | 16 | 33 | 0.16901 | 0.16901 | 0.16901 | 0 | 0 | 2.6825 | 2.4301 | 1.4586 | 6.5712 | 2.8515 | 0 | 1.8427 | 0 | 0 | 0 | 0 | 0 | 0.5874 | 0 | 0 | 1.4586 | 0 | 0 | 1.3127
786 | 2018-02-02 17:00 | 2 | Februar | 17 | 33 | 0 | 0 | 0 | 0 | 0 | 3.6249 | 2.447 | 1.6556 | 7.7275 | 3.6249 | 0 | 1.7446 | 0 | 0 | 0 | 0 | 0 | 0.70241 | 0 | 0 | 1.6556 | 0 | 0 | 1.49
787 | 2018-02-02 18:00 | 2 | Februar | 18 | 33 | 0 | 0 | 0 | 0 | 0 | 4.0552 | 2.2195 | 2.1629 | 8.4375 | 4.0552 | 0 | 1.5171 | 0 | 0 | 0 | 0 | 0 | 0.70241 | 0 | 0 | 2.1629 | 0 | 0 | 1.9466
788 | 2018-02-02 19:00 | 2 | Februar | 19 | 33 | 0 | 0 | 0 | 0 | 0 | 3.6672 | 2.243 | 2.087 | 7.9972 | 3.6672 | 0 | 1.6556 | 0 | 0 | 0 | 0 | 0 | 0.5874 | 0 | 0 | 2.087 | 0 | 0 | 1.8783
789 | 2018-02-02 20:00 | 2 | Februar | 20 | 33 | 0 | 0 | 0 | 0 | 0 | 3.1055 | 2.3793 | 1.7154 | 7.2003 | 3.1055 | 0 | 1.9069 | 0 | 0 | 0 | 0 | 0 | 0.47239 | 0 | 0 | 1.7154 | 0 | 0 | 1.5439
790 | 2018-02-02 21:00 | 2 | Februar | 21 | 33 | 0 | 0 | 0 | 0 | 0 | 2.6047 | 2.307 | 1.2558 | 6.1675 | 2.6047 | 0 | 2.0685 | 0 | 0 | 0 | 0 | 0 | 0.23853 | 0 | 0 | 1.2558 | 0 | 0 | 1.1302
791 | 2018-02-02 22:00 | 2 | Februar | 22 | 33 | 0 | 0 | 0 | 0 | 0 | 1.9807 | 2.6019 | 0.75773 | 5.3404 | 1.9807 | 0 | 2.3634 | 0 | 0 | 0 | 0 | 0 | 0.23853 | 0 | 0 | 0.75773 | 0 | 0 | 0.68195
792 | 2018-02-02 23:00 | 2 | Februar | 23 | 33 | 0 | 0 | 0 | 0 | 0 | 1.4016 | 2.6953 | 0.49733 | 4.5942 | 1.4016 | 0 | 2.5717 | 0 | 0 | 0 | 0 | 0 | 0.12352 | 0 | 0 | 0.49733 | 0 | 0 | 0.4476
793 | 2018-02-03 | 2 | Februar | 0 | 34 | 0 | 0 | 0 | 0 | 0 | 1.2903 | 2.7328 | 0 | 4.0231 | 1.2903 | 0 | 2.6093 | 0 | 0 | 0 | 0 | 0 | 0.12352 | 0 | 0 | 0 | 0 | 0 | 0
794 | 2018-02-03 01:00 | 2 | Februar | 1 | 34 | 0 | 0 | 0 | 0 | 0 | 1.0677 | 2.7931 | 0 | 3.8607 | 1.0677 | 0 | 2.6695 | 0 | 0 | 0 | 0 | 0 | 0.12352 | 0 | 0 | 0 | 0 | 0 | 0
795 | 2018-02-03 02:00 | 2 | Februar | 2 | 34 | 0 | 0 | 0 | 0 | 0 | 1.0182 | 2.8329 | 0.085531 | 3.9367 | 1.0182 | 0 | 2.7094 | 0 | 0 | 0 | 0 | 0 | 0.12352 | 0 | 0 | 0.085531 | 0 | 0 | 0.076978
796 | 2018-02-03 03:00 | 2 | Februar | 3 | 34 | 0 | 0 | 0 | 0 | 0 | 0.99298 | 2.838 | 0.025909 | 3.8569 | 0.99298 | 0 | 2.7145 | 0 | 0 | 0 | 0 | 0 | 0.12352 | 0 | 0 | 0.025909 | 0 | 0 | 0.023318
797 | 2018-02-03 04:00 | 2 | Februar | 4 | 34 | 0 | 0 | 0 | 0 | 0 | 1.026 | 2.8313 | 0.055915 | 3.9131 | 1.026 | 0 | 2.7077 | 0 | 0 | 0 | 0 | 0 | 0.12352 | 0 | 0 | 0.055915 | 0 | 0 | 0.050323
798 | 2018-02-03 05:00 | 2 | Februar | 5 | 34 | 0 | 0 | 0 | 0 | 0 | 1.2944 | 2.9064 | 0 | 4.2008 | 1.2944 | 0 | 2.6679 | 0 | 0 | 0 | 0 | 0 | 0.23853 | 0 | 0 | 0 | 0 | 0 | 0
799 | 2018-02-03 06:00 | 2 | Februar | 6 | 34 | 0 | 0 | 0 | 0 | 0 | 1.889 | 2.9574 | 0 | 4.8464 | 1.889 | 0 | 2.485 | 0 | 0 | 0 | 0 | 0 | 0.47239 | 0 | 0 | 0 | 0 | 0 | 0
800 | 2018-02-03 07:00 | 2 | Februar | 7 | 34 | 0.039003 | 0.039003 | 0.039003 | 0 | 0 | 2.6281 | 2.919 | 0 | 5.547 | 2.6671 | 0 | 2.2166 | 0 | 0 | 0 | 0 | 0 | 0.70241 | 0 | 0 | 0 | 0 | 0 | 0
801 | 2018-02-03 08:00 | 2 | Februar | 8 | 34 | 4.4203 | 3.1205 | 4.4203 | 0 | 0 | 0 | 0.84271 | 0 | 0.84271 | 3.1205 | 0 | 1.4401 | 0 | 0 | 0 | 0 | 0 | 0.70241 | 0 | 0 | 0 | 0 | 0 | 0
802 | 2018-02-03 09:00 | 2 | Februar | 9 | 34 | 6.9295 | 3.2472 | 4.8675 | 0 | 2.062 | 0 | 0 | 0 | 0 | 3.2472 | 0 | 0.75977 | 0 | 0 | 0 | 0 | 0 | 0.5874 | 0 | 0 | 0.27308 | 0 | 0 | 0.24577
803 | 2018-02-03 10:00 | 2 | Februar | 10 | 34 | 7.8265 | 3.3946 | 5.1316 | 0 | 2.6949 | 0 | 0 | 0 | 0 | 3.3946 | 0 | 0.8046 | 0 | 0 | 0 | 0 | 0 | 0.35738 | 0 | 0 | 0.57504 | 0 | 0 | 0.51754
804 | 2018-02-03 11:00 | 2 | Februar | 11 | 34 | 10.1277 | 3.6337 | 5.5114 | 0 | 4.6163 | 0 | 0 | 0 | 0 | 3.6337 | 0 | 0.79582 | 0 | 0 | 0 | 0 | 0 | 0.5874 | 0 | 0 | 0.49448 | 0 | 0 | 0.44503
805 | 2018-02-03 12:00 | 2 | Februar | 12 | 34 | 10.3227 | 3.6177 | 5.123 | 0 | 5.1996 | 0 | 0 | 0 | 0 | 3.6177 | 0 | 0 | 0 | 0 | 0 | 0 | 0 | 0.70241 | 0 | 0 | 0.80292 | 0 | 0 | 0.72263
806 | 2018-02-03 13:00 | 2 | Februar | 13 | 34 | 10.1537 | 3.3627 | 5.7158 | 0 | 4.4379 | 0 | 0 | 0 | 0 | 3.3627 | 0 | 0.22243 | 0 | 0 | 0 | 0 | 0 | 0.70241 | 0 | 0 | 1.4283 | 0 | 0 | 1.2855
807 | 2018-02-03 14:00 | 2 | Februar | 14 | 34 | 8.7886 | 3.1633 | 5.1802 | 0 | 3.6084 | 0 | 0 | 0 | 0 | 3.1633 | 0 | 0.4027 | 0 | 0 | 0 | 0 | 0 | 0.5874 | 0 | 0 | 1.0268 | 0 | 0 | 0.92416
808 | 2018-02-03 15:00 | 2 | Februar | 15 | 34 | 7.4495 | 3.1833 | 4.8384 | 0 | 2.6111 | 0 | 0 | 0 | 0 | 3.1833 | 0 | 0.3358 | 0 | 0 | 0 | 0 | 0 | 0.5874 | 0 | 0 | 0.73184 | 0 | 0 | 0.65866
809 | 2018-02-03 16:00 | 2 | Februar | 16 | 34 | 0.37703 | 0.37703 | 0.37703 | 0 | 0 | 3.5431 | 1.9619 | 0.83299 | 6.3381 | 3.9202 | 0 | 0.91065 | 0 | 0 | 0 | 0 | 0 | 1.0513 | 0 | 0 | 0.83299 | 0 | 0 | 0.74969
810 | 2018-02-03 17:00 | 2 | Februar | 17 | 34 | 0 | 0 | 0 | 0 | 0 | 4.5158 | 1.9299 | 1.2201 | 7.6658 | 4.5158 | 0 | 1.1124 | 0 | 0 | 0 | 0 | 0 | 0.81742 | 0 | 0 | 1.2201 | 0 | 0 | 1.0981
811 | 2018-02-03 18:00 | 2 | Februar | 18 | 34 | 0 | 0 | 0 | 0 | 0 | 4.5308 | 1.4711 | 1.9034 | 7.9053 | 4.5308 | 0 | 0.99874 | 0 | 0 | 0 | 0 | 0 | 0.47239 | 0 | 0 | 1.9034 | 0 | 0 | 1.7131
812 | 2018-02-03 19:00 | 2 | Februar | 19 | 34 | 0 | 0 | 0 | 0 | 0 | 3.744 | 1.7063 | 1.7545 | 7.2047 | 3.744 | 0 | 1.2339 | 0 | 0 | 0 | 0 | 0 | 0.47239 | 0 | 0 | 1.7545 | 0 | 0 | 1.579
813 | 2018-02-03 20:00 | 2 | Februar | 20 | 34 | 0 | 0 | 0 | 0 | 0 | 2.9638 | 1.8137 | 1.2804 | 6.0579 | 2.9638 | 0 | 1.5752 | 0 | 0 | 0 | 0 | 0 | 0.23853 | 0 | 0 | 1.2804 | 0 | 0 | 1.1523
814 | 2018-02-03 21:00 | 2 | Februar | 21 | 34 | 0 | 0 | 0 | 0 | 0 | 2.7248 | 1.937 | 0.99691 | 5.6587 | 2.7248 | 0 | 1.6985 | 0 | 0 | 0 | 0 | 0 | 0.23853 | 0 | 0 | 0.99691 | 0 | 0 | 0.89722
815 | 2018-02-03 22:00 | 2 | Februar | 22 | 34 | 0 | 0 | 0 | 0 | 0 | 2.3419 | 2.2132 | 0.5535 | 5.1086 | 2.3419 | 0 | 1.9746 | 0 | 0 | 0 | 0 | 0 | 0.23853 | 0 | 0 | 0.5535 | 0 | 0 | 0.49815
816 | 2018-02-03 23:00 | 2 | Februar | 23 | 34 | 0 | 0 | 0 | 0 | 0 | 1.5819 | 2.3588 | 0.49099 | 4.4317 | 1.5819 | 0 | 2.2353 | 0 | 0 | 0 | 0 | 0 | 0.12352 | 0 | 0 | 0.49099 | 0 | 0 | 0.44189
817 | 2018-02-04 | 2 | Februar | 0 | 35 | 0 | 0 | 0 | 0 | 0 | 1.8112 | 2.4163 | 0.59399 | 4.8215 | 1.8112 | 0 | 2.2928 | 0 | 0 | 0 | 0 | 0 | 0.12352 | 0 | 0 | 0.59399 | 0 | 0 | 0.53459
818 | 2018-02-04 01:00 | 2 | Februar | 1 | 35 | 0 | 0 | 0 | 0 | 0 | 1.3598 | 2.6129 | 0.39144 | 4.3642 | 1.3598 | 0 | 2.4894 | 0 | 0 | 0 | 0 | 0 | 0.12352 | 0 | 0 | 0.39144 | 0 | 0 | 0.35229
819 | 2018-02-04 02:00 | 2 | Februar | 2 | 35 | 0 | 0 | 0 | 0 | 0 | 1.129 | 2.7645 | 0.014074 | 3.9076 | 1.129 | 0 | 2.641 | 0 | 0 | 0 | 0 | 0 | 0.12352 | 0 | 0 | 0.014074 | 0 | 0 | 0.012667
820 | 2018-02-04 03:00 | 2 | Februar | 3 | 35 | 0 | 0 | 0 | 0 | 0 | 1.0481 | 2.8257 | 0.026572 | 3.9004 | 1.0481 | 0 | 2.7022 | 0 | 0 | 0 | 0 | 0 | 0.12352 | 0 | 0 | 0.026572 | 0 | 0 | 0.023914
821 | 2018-02-04 04:00 | 2 | Februar | 4 | 35 | 0 | 0 | 0 | 0 | 0 | 0.99814 | 2.8956 | 0.02326 | 3.917 | 0.99814 | 0 | 2.7721 | 0 | 0 | 0 | 0 | 0 | 0.12352 | 0 | 0 | 0.02326 | 0 | 0 | 0.020934
822 | 2018-02-04 05:00 | 2 | Februar | 5 | 35 | 0 | 0 | 0 | 0 | 0 | 0.99607 | 2.9258 | 0 | 3.9219 | 0.99607 | 0 | 2.8023 | 0 | 0 | 0 | 0 | 0 | 0.12352 | 0 | 0 | 0 | 0 | 0 | 0
823 | 2018-02-04 06:00 | 2 | Februar | 6 | 35 | 0 | 0 | 0 | 0 | 0 | 1.044 | 2.8989 | 0 | 3.9429 | 1.044 | 0 | 2.7754 | 0 | 0 | 0 | 0 | 0 | 0.12352 | 0 | 0 | 0 | 0 | 0 | 0
824 | 2018-02-04 07:00 | 2 | Februar | 7 | 35 | 0.091006 | 0.091006 | 0.091006 | 0 | 0 | 1.1395 | 2.8824 | 0 | 4.0219 | 1.2305 | 0 | 2.6439 | 0 | 0 | 0 | 0 | 0 | 0.23853 | 0 | 0 | 0 | 0 | 0 | 0
825 | 2018-02-04 08:00 | 2 | Februar | 8 | 35 | 5.3174 | 2.0245 | 4.1983 | 0 | 1.1191 | 0 | 0 | 0 | 0 | 2.0245 | 0 | 1.8164 | 0 | 0 | 0 | 0 | 0 | 0.35738 | 0 | 0 | 0 | 0 | 0 | 0
826 | 2018-02-04 09:00 | 2 | Februar | 9 | 35 | 9.2826 | 3.0545 | 5.0404 | 0 | 4.2422 | 0 | 0 | 0 | 0 | 3.0545 | 0 | 0.98582 | 0 | 0 | 0 | 0 | 0 | 0.70241 | 0 | 0 | 0.29766 | 0 | 0 | 0.2679
827 | 2018-02-04 10:00 | 2 | Februar | 10 | 35 | 11.9088 | 3.7898 | 5.4025 | 0 | 6.5063 | 0 | 0 | 0 | 0 | 3.7898 | 0 | 0.3032 | 0 | 0 | 0 | 0 | 0 | 0.70241 | 0 | 0 | 0.60708 | 0 | 0 | 0.54638
828 | 2018-02-04 11:00 | 2 | Februar | 11 | 35 | 13.3519 | 4.3793 | 5.7891 | 0 | 7.5627 | 0 | 0 | 0 | 0 | 4.3793 | 0 | 0 | 0 | 0 | 0 | 0 | 0 | 0.93243 | 0 | 0 | 0.47745 | 0 | 0 | 0.4297
829 | 2018-02-04 12:00 | 2 | Februar | 12 | 35 | 13.8069 | 4.4602 | 5.9047 | 0 | 7.9022 | 0 | 0 | 0 | 0 | 4.4602 | 0 | 0 | 0 | 0 | 0 | 0 | 0 | 0.93243 | 0 | 0 | 0.51211 | 0 | 0 | 0.4609
830 | 2018-02-04 13:00 | 2 | Februar | 13 | 35 | 12.3248 | 3.7661 | 5.2889 | 0 | 7.0359 | 0 | 0 | 0 | 0 | 3.7661 | 0 | 0 | 0 | 0 | 0 | 0 | 0 | 0.81742 | 0 | 0 | 0.70537 | 0 | 0 | 0.63484
831 | 2018-02-04 14:00 | 2 | Februar | 14 | 35 | 9.8287 | 3.0056 | 4.2663 | 0 | 5.5624 | 0 | 0 | 0 | 0 | 3.0056 | 0 | 0 | 0 | 0 | 0 | 0 | 0 | 0.5874 | 0 | 0 | 0.6733 | 0 | 0 | 0.60597
832 | 2018-02-04 15:00 | 2 | Februar | 15 | 35 | 7.4885 | 2.6032 | 3.7666 | 0 | 3.7219 | 0 | 0 | 0 | 0 | 2.6032 | 0 | 0 | 0 | 0 | 0 | 0 | 0 | 0.47239 | 0 | 0 | 0.691 | 0 | 0 | 0.6219
833 | 2018-02-04 16:00 | 2 | Februar | 16 | 35 | 0.32502 | 0.32502 | 0.32502 | 0 | 0 | 2.0741 | 1.7121 | 0.81723 | 4.6034 | 2.3991 | 0 | 1.1247 | 0 | 0 | 0 | 0 | 0 | 0.5874 | 0 | 0 | 0.81723 | 0 | 0 | 0.73551
834 | 2018-02-04 17:00 | 2 | Februar | 17 | 35 | 0 | 0 | 0 | 0 | 0 | 2.7907 | 2.3288 | 1.2113 | 6.3308 | 2.7907 | 0 | 1.6264 | 0 | 0 | 0 | 0 | 0 | 0.70241 | 0 | 0 | 1.2113 | 0 | 0 | 1.0901
835 | 2018-02-04 18:00 | 2 | Februar | 18 | 35 | 0 | 0 | 0 | 0 | 0 | 3.4235 | 2.103 | 1.9407 | 7.4671 | 3.4235 | 0 | 1.4006 | 0 | 0 | 0 | 0 | 0 | 0.70241 | 0 | 0 | 1.9407 | 0 | 0 | 1.7466
836 | 2018-02-04 19:00 | 2 | Februar | 19 | 35 | 0 | 0 | 0 | 0 | 0 | 3.8331 | 1.8635 | 2.17 | 7.8666 | 3.8331 | 0 | 1.3911 | 0 | 0 | 0 | 0 | 0 | 0.47239 | 0 | 0 | 2.17 | 0 | 0 | 1.953
837 | 2018-02-04 20:00 | 2 | Februar | 20 | 35 | 0 | 0 | 0 | 0 | 0 | 3.5002 | 2.099 | 1.905 | 7.5042 | 3.5002 | 0 | 1.6266 | 0 | 0 | 0 | 0 | 0 | 0.47239 | 0 | 0 | 1.905 | 0 | 0 | 1.7145
838 | 2018-02-04 21:00 | 2 | Februar | 21 | 35 | 0 | 0 | 0 | 0 | 0 | 2.9932 | 2.0435 | 1.5578 | 6.5945 | 2.9932 | 0 | 1.8049 | 0 | 0 | 0 | 0 | 0 | 0.23853 | 0 | 0 | 1.5578 | 0 | 0 | 1.402
839 | 2018-02-04 22:00 | 2 | Februar | 22 | 35 | 0 | 0 | 0 | 0 | 0 | 2.565 | 2.3444 | 0.88022 | 5.7897 | 2.565 | 0 | 2.1059 | 0 | 0 | 0 | 0 | 0 | 0.23853 | 0 | 0 | 0.88022 | 0 | 0 | 0.7922
840 | 2018-02-04 23:00 | 2 | Februar | 23 | 35 | 0 | 0 | 0 | 0 | 0 | 1.4016 | 2.5734 | 0.73599 | 4.7109 | 1.4016 | 0 | 2.4498 | 0 | 0 | 0 | 0 | 0 | 0.12352 | 0 | 0 | 0.73599 | 0 | 0 | 0.66239
841 | 2018-02-05 | 2 | Februar | 0 | 36 | 0 | 0 | 0 | 0 | 0 | 1.0888 | 2.6971 | 0.37687 | 4.1628 | 1.0888 | 0 | 2.5736 | 0 | 0 | 0 | 0 | 0 | 0.12352 | 0 | 0 | 0.37687 | 0 | 0 | 0.33918
842 | 2018-02-05 01:00 | 2 | Februar | 1 | 36 | 0 | 0 | 0 | 0 | 0 | 1.0151 | 2.7569 | 0.57442 | 4.3465 | 1.0151 | 0 | 2.6334 | 0 | 0 | 0 | 0 | 0 | 0.12352 | 0 | 0 | 0.57442 | 0 | 0 | 0.51697
843 | 2018-02-05 02:00 | 2 | Februar | 2 | 36 | 0 | 0 | 0 | 0 | 0 | 0.9935 | 2.936 | 0.34995 | 4.2794 | 0.9935 | 0 | 2.6974 | 0 | 0 | 0 | 0 | 0 | 0.23853 | 0 | 0 | 0.34995 | 0 | 0 | 0.31496
844 | 2018-02-05 03:00 | 2 | Februar | 3 | 36 | 0 | 0 | 0 | 0 | 0 | 1.0064 | 2.9631 | 0 | 3.9695 | 1.0064 | 0 | 2.7246 | 0 | 0 | 0 | 0 | 0 | 0.23853 | 0 | 0 | 0 | 0 | 0 | 0
845 | 2018-02-05 04:00 | 2 | Februar | 4 | 36 | 0 | 0 | 0 | 0 | 0 | 1.1661 | 3.1791 | 0 | 4.3452 | 1.1661 | 0 | 2.7067 | 0 | 0 | 0 | 0 | 0 | 0.47239 | 0 | 0 | 0 | 0 | 0 | 0
846 | 2018-02-05 05:00 | 2 | Februar | 5 | 36 | 0 | 0 | 0 | 0 | 0 | 2.0565 | 3.2413 | 0 | 5.2978 | 2.0565 | 0 | 2.5389 | 0 | 0 | 0 | 0 | 0 | 0.70241 | 0 | 0 | 0 | 0 | 0 | 0
847 | 2018-02-05 06:00 | 2 | Februar | 6 | 36 | 0 | 0 | 0 | 0 | 0 | 2.867 | 3.4918 | 0 | 6.3587 | 2.867 | 0 | 2.3255 | 0 | 0 | 0 | 0 | 0 | 1.1663 | 0 | 0 | 0 | 0 | 0 | 0
848 | 2018-02-05 07:00 | 2 | Februar | 7 | 36 | 0.039003 | 0.039003 | 0.039003 | 0 | 0 | 2.9125 | 3.3807 | 0 | 6.2932 | 2.9515 | 0 | 2.2144 | 0 | 0 | 0 | 0 | 0 | 1.1663 | 0 | 0 | 0 | 0 | 0 | 0
849 | 2018-02-05 08:00 | 2 | Februar | 8 | 36 | 0.28602 | 0.28602 | 0.28602 | 0 | 0 | 2.4532 | 2.4398 | 0 | 4.893 | 2.7392 | 0 | 1.5074 | 0 | 0 | 0 | 0 | 0 | 0.93243 | 0 | 0 | 0 | 0 | 0 | 0
850 | 2018-02-05 09:00 | 2 | Februar | 9 | 36 | 1.0271 | 1.0271 | 1.0271 | 0 | 0 | 1.5684 | 1.3257 | 0.20694 | 3.101 | 2.5954 | 0 | 0.73832 | 0 | 0 | 0 | 0 | 0 | 0.5874 | 0 | 0 | 0.20694 | 0 | 0 | 0.18624
851 | 2018-02-05 10:00 | 2 | Februar | 10 | 36 | 0.89706 | 0.89706 | 0.89706 | 0 | 0 | 1.7417 | 0.61003 | 0.44402 | 2.7957 | 2.6387 | 0 | 0.13764 | 0 | 0 | 0 | 0 | 0 | 0.47239 | 0 | 0 | 0.44402 | 0 | 0 | 0.39962
852 | 2018-02-05 11:00 | 2 | Februar | 11 | 36 | 2.3662 | 2.3662 | 2.3662 | 0 | 0 | 0.52761 | 0.70241 | 0.43304 | 1.6631 | 2.8938 | 0 | 0 | 0 | 0 | 0 | 0 | 0 | 0.70241 | 0 | 0 | 0.43304 | 0 | 0 | 0.38973
853 | 2018-02-05 12:00 | 2 | Februar | 12 | 36 | 1.3261 | 1.3261 | 1.3261 | 0 | 0 | 1.5424 | 0.93243 | 0.84126 | 3.3161 | 2.8685 | 0 | 0 | 0 | 0 | 0 | 0 | 0 | 0.93243 | 0 | 0 | 0.84126 | 0 | 0 | 0.75713
854 | 2018-02-05 13:00 | 2 | Februar | 13 | 36 | 10.6087 | 2.5774 | 4.284 | 0 | 6.3247 | 0 | 0 | 0 | 0 | 2.5774 | 0 | 0 | 0 | 0 | 0 | 0 | 0 | 0.5874 | 0 | 0 | 1.1192 | 0 | 0 | 1.0073
855 | 2018-02-05 14:00 | 2 | Februar | 14 | 36 | 8.5806 | 2.3605 | 3.7131 | 0 | 4.8675 | 0 | 0 | 0 | 0 | 2.3605 | 0 | 0 | 0 | 0 | 0 | 0 | 0 | 0.35355 | 0 | 0 | 0.99905 | 0 | 0 | 0.89914
856 | 2018-02-05 15:00 | 2 | Februar | 15 | 36 | 6.0194 | 2.3687 | 3.3256 | 0 | 2.6938 | 0 | 0 | 0 | 0 | 2.3687 | 0 | 0 | 0 | 0 | 0 | 0 | 0 | 0.35355 | 0 | 0 | 0.6033 | 0 | 0 | 0.54297
857 | 2018-02-05 16:00 | 2 | Februar | 16 | 36 | 0.28602 | 0.28602 | 0.28602 | 0 | 0 | 2.5655 | 0.5874 | 1.1803 | 4.3332 | 2.8515 | 0 | 0 | 0 | 0 | 0 | 0 | 0 | 0.5874 | 0 | 0 | 1.1803 | 0 | 0 | 1.0622
858 | 2018-02-05 17:00 | 2 | Februar | 17 | 36 | 0 | 0 | 0 | 0 | 0 | 3.6249 | 1.6559 | 2.0695 | 7.3504 | 3.6249 | 0 | 0.95349 | 0 | 0 | 0 | 0 | 0 | 0.70241 | 0 | 0 | 2.0695 | 0 | 0 | 1.8626
859 | 2018-02-05 18:00 | 2 | Februar | 18 | 36 | 0 | 0 | 0 | 0 | 0 | 4.0552 | 1.7161 | 2.6644 | 8.4357 | 4.0552 | 0 | 1.0137 | 0 | 0 | 0 | 0 | 0 | 0.70241 | 0 | 0 | 2.6644 | 0 | 0 | 2.398
860 | 2018-02-05 19:00 | 2 | Februar | 19 | 36 | 0 | 0 | 0 | 0 | 0 | 3.6672 | 1.7851 | 2.5359 | 7.9882 | 3.6672 | 0 | 1.1977 | 0 | 0 | 0 | 0 | 0 | 0.5874 | 0 | 0 | 2.5359 | 0 | 0 | 2.2823
861 | 2018-02-05 20:00 | 2 | Februar | 20 | 36 | 0 | 0 | 0 | 0 | 0 | 3.1055 | 1.9979 | 1.8296 | 6.933 | 3.1055 | 0 | 1.5255 | 0 | 0 | 0 | 0 | 0 | 0.47239 | 0 | 0 | 1.8296 | 0 | 0 | 1.6467
862 | 2018-02-05 21:00 | 2 | Februar | 21 | 36 | 0 | 0 | 0 | 0 | 0 | 2.6047 | 1.9862 | 1.4543 | 6.0452 | 2.6047 | 0 | 1.7476 | 0 | 0 | 0 | 0 | 0 | 0.23853 | 0 | 0 | 1.4543 | 0 | 0 | 1.3089
863 | 2018-02-05 22:00 | 2 | Februar | 22 | 36 | 0 | 0 | 0 | 0 | 0 | 1.9807 | 2.3579 | 0.9957 | 5.3344 | 1.9807 | 0 | 2.1194 | 0 | 0 | 0 | 0 | 0 | 0.23853 | 0 | 0 | 0.9957 | 0 | 0 | 0.89613
864 | 2018-02-05 23:00 | 2 | Februar | 23 | 36 | 0 | 0 | 0 | 0 | 0 | 1.4016 | 2.5123 | 0.63126 | 4.5452 | 1.4016 | 0 | 2.3888 | 0 | 0 | 0 | 0 | 0 | 0.12352 | 0 | 0 | 0.63126 | 0 | 0 | 0.56813
865 | 2018-02-06 | 2 | Februar | 0 | 37 | 0 | 0 | 0 | 0 | 0 | 1.0888 | 2.7108 | 0.34706 | 4.1467 | 1.0888 | 0 | 2.5873 | 0 | 0 | 0 | 0 | 0 | 0.12352 | 0 | 0 | 0.34706 | 0 | 0 | 0.31235
866 | 2018-02-06 01:00 | 2 | Februar | 1 | 37 | 0 | 0 | 0 | 0 | 0 | 1.0151 | 2.8751 | 0.040439 | 3.9307 | 1.0151 | 0 | 2.7516 | 0 | 0 | 0 | 0 | 0 | 0.12352 | 0 | 0 | 0.040439 | 0 | 0 | 0.036395
867 | 2018-02-06 02:00 | 2 | Februar | 2 | 37 | 0 | 0 | 0 | 0 | 0 | 0.9935 | 3.1437 | 0.042189 | 4.1794 | 0.9935 | 0 | 2.9052 | 0 | 0 | 0 | 0 | 0 | 0.23853 | 0 | 0 | 0.042189 | 0 | 0 | 0.03797
868 | 2018-02-06 03:00 | 2 | Februar | 3 | 37 | 0 | 0 | 0 | 0 | 0 | 1.0064 | 3.2156 | 0 | 4.222 | 1.0064 | 0 | 2.977 | 0 | 0 | 0 | 0 | 0 | 0.23853 | 0 | 0 | 0 | 0 | 0 | 0
869 | 2018-02-06 04:00 | 2 | Februar | 4 | 37 | 0 | 0 | 0 | 0 | 0 | 1.1661 | 3.506 | 0 | 4.6721 | 1.1661 | 0 | 3.0336 | 0 | 0 | 0 | 0 | 0 | 0.47239 | 0 | 0 | 0 | 0 | 0 | 0
870 | 2018-02-06 05:00 | 2 | Februar | 5 | 37 | 0 | 0 | 0 | 0 | 0 | 2.0565 | 3.5975 | 0 | 5.654 | 2.0565 | 0 | 2.8951 | 0 | 0 | 0 | 0 | 0 | 0.70241 | 0 | 0 | 0 | 0 | 0 | 0
871 | 2018-02-06 06:00 | 2 | Februar | 6 | 37 | 0 | 0 | 0 | 0 | 0 | 2.867 | 3.8919 | 0 | 6.7589 | 2.867 | 0 | 2.7257 | 0 | 0 | 0 | 0 | 0 | 1.1663 | 0 | 0 | 0 | 0 | 0 | 0
872 | 2018-02-06 07:00 | 2 | Februar | 7 | 37 | 0.11701 | 0.11701 | 0.11701 | 0 | 0 | 2.8345 | 3.7806 | 0 | 6.615 | 2.9515 | 0 | 2.6143 | 0 | 0 | 0 | 0 | 0 | 1.1663 | 0 | 0 | 0 | 0 | 0 | 0
873 | 2018-02-06 08:00 | 2 | Februar | 8 | 37 | 5.4084 | 2.7392 | 5.4084 | 0 | 0 | 0 | 0.3874 | 0 | 0.3874 | 2.7392 | 0 | 2.1241 | 0 | 0 | 0 | 0 | 0 | 0.93243 | 0 | 0 | 0 | 0 | 0 | 0
874 | 2018-02-06 09:00 | 2 | Februar | 9 | 37 | 8.0345 | 2.5954 | 4.8904 | 0 | 3.1442 | 0 | 0 | 0 | 0 | 2.5954 | 0 | 1.5006 | 0 | 0 | 0 | 0 | 0 | 0.5874 | 0 | 0 | 0.20694 | 0 | 0 | 0.18624
875 | 2018-02-06 10:00 | 2 | Februar | 10 | 37 | 10.1147 | 2.6387 | 4.4365 | 0 | 5.6782 | 0 | 0 | 0 | 0 | 2.6387 | 0 | 0.88137 | 0 | 0 | 0 | 0 | 0 | 0.47239 | 0 | 0 | 0.44402 | 0 | 0 | 0.39962
876 | 2018-02-06 11:00 | 2 | Februar | 11 | 37 | 11.0247 | 2.8938 | 4.2712 | 0 | 6.7536 | 0 | 0 | 0 | 0 | 2.8938 | 0 | 0.24197 | 0 | 0 | 0 | 0 | 0 | 0.70241 | 0 | 0 | 0.43304 | 0 | 0 | 0.38973
877 | 2018-02-06 12:00 | 2 | Februar | 12 | 37 | 10.3747 | 2.8685 | 4.6687 | 0 | 5.706 | 0 | 0 | 0 | 0 | 2.8685 | 0 | 0.026482 | 0 | 0 | 0 | 0 | 0 | 0.93243 | 0 | 0 | 0.84126 | 0 | 0 | 0.75713
878 | 2018-02-06 13:00 | 2 | Februar | 13 | 37 | 10.4917 | 2.5774 | 4.4066 | 0 | 6.0851 | 0 | 0 | 0 | 0 | 2.5774 | 0 | 0.12259 | 0 | 0 | 0 | 0 | 0 | 0.5874 | 0 | 0 | 1.1192 | 0 | 0 | 1.0073
879 | 2018-02-06 14:00 | 2 | Februar | 14 | 37 | 8.5156 | 2.3605 | 4.0628 | 0 | 4.4528 | 0 | 0 | 0 | 0 | 2.3605 | 0 | 0.34969 | 0 | 0 | 0 | 0 | 0 | 0.35355 | 0 | 0 | 0.99905 | 0 | 0 | 0.89914
880 | 2018-02-06 15:00 | 2 | Februar | 15 | 37 | 7.7615 | 2.3687 | 4.1058 | 0 | 3.6558 | 0 | 0 | 0 | 0 | 2.3687 | 0 | 0.78019 | 0 | 0 | 0 | 0 | 0 | 0.35355 | 0 | 0 | 0.6033 | 0 | 0 | 0.54297
881 | 2018-02-06 16:00 | 2 | Februar | 16 | 37 | 0.44203 | 0.44203 | 0.44203 | 0 | 0 | 2.4095 | 1.9221 | 1.1803 | 5.5119 | 2.8515 | 0 | 1.3347 | 0 | 0 | 0 | 0 | 0 | 0.5874 | 0 | 0 | 1.1803 | 0 | 0 | 1.0622
882 | 2018-02-06 17:00 | 2 | Februar | 17 | 37 | 0 | 0 | 0 | 0 | 0 | 3.6249 | 2.48 | 2.0695 | 8.1745 | 3.6249 | 0 | 1.7776 | 0 | 0 | 0 | 0 | 0 | 0.70241 | 0 | 0 | 2.0695 | 0 | 0 | 1.8626
883 | 2018-02-06 18:00 | 2 | Februar | 18 | 37 | 0 | 0 | 0 | 0 | 0 | 4.0552 | 2.2938 | 2.6644 | 9.0134 | 4.0552 | 0 | 1.5914 | 0 | 0 | 0 | 0 | 0 | 0.70241 | 0 | 0 | 2.6644 | 0 | 0 | 2.398
884 | 2018-02-06 19:00 | 2 | Februar | 19 | 37 | 0 | 0 | 0 | 0 | 0 | 3.6672 | 2.3332 | 2.5359 | 8.5363 | 3.6672 | 0 | 1.7458 | 0 | 0 | 0 | 0 | 0 | 0.5874 | 0 | 0 | 2.5359 | 0 | 0 | 2.2823
885 | 2018-02-06 20:00 | 2 | Februar | 20 | 37 | 0 | 0 | 0 | 0 | 0 | 3.1055 | 2.5019 | 1.8296 | 7.4371 | 3.1055 | 0 | 2.0295 | 0 | 0 | 0 | 0 | 0 | 0.47239 | 0 | 0 | 1.8296 | 0 | 0 | 1.6467
886 | 2018-02-06 21:00 | 2 | Februar | 21 | 37 | 0 | 0 | 0 | 0 | 0 | 2.6047 | 2.4458 | 1.4543 | 6.5049 | 2.6047 | 0 | 2.2073 | 0 | 0 | 0 | 0 | 0 | 0.23853 | 0 | 0 | 1.4543 | 0 | 0 | 1.3089
887 | 2018-02-06 22:00 | 2 | Februar | 22 | 37 | 0 | 0 | 0 | 0 | 0 | 1.9807 | 2.7886 | 0.9957 | 5.765 | 1.9807 | 0 | 2.55 | 0 | 0 | 0 | 0 | 0 | 0.23853 | 0 | 0 | 0.9957 | 0 | 0 | 0.89613
888 | 2018-02-06 23:00 | 2 | Februar | 23 | 37 | 0 | 0 | 0 | 0 | 0 | 1.4016 | 2.8987 | 0.63126 | 4.9316 | 1.4016 | 0 | 2.7752 | 0 | 0 | 0 | 0 | 0 | 0.12352 | 0 | 0 | 0.63126 | 0 | 0 | 0.56813
889 | 2018-02-07 | 2 | Februar | 0 | 38 | 0 | 0 | 0 | 0 | 0 | 1.0888 | 2.993 | 0.34706 | 4.4289 | 1.0888 | 0 | 2.8695 | 0 | 0 | 0 | 0 | 0 | 0.12352 | 0 | 0 | 0.34706 | 0 | 0 | 0.31235
890 | 2018-02-07 01:00 | 2 | Februar | 1 | 38 | 0 | 0 | 0 | 0 | 0 | 1.0151 | 3.038 | 0.040439 | 4.0936 | 1.0151 | 0 | 2.9145 | 0 | 0 | 0 | 0 | 0 | 0.12352 | 0 | 0 | 0.040439 | 0 | 0 | 0.036395
891 | 2018-02-07 02:00 | 2 | Februar | 2 | 38 | 0 | 0 | 0 | 0 | 0 | 0.9935 | 3.1873 | 0.042189 | 4.223 | 0.9935 | 0 | 2.9488 | 0 | 0 | 0 | 0 | 0 | 0.23853 | 0 | 0 | 0.042189 | 0 | 0 | 0.03797
892 | 2018-02-07 03:00 | 2 | Februar | 3 | 38 | 0 | 0 | 0 | 0 | 0 | 1.0064 | 3.1995 | 0 | 4.2059 | 1.0064 | 0 | 2.961 | 0 | 0 | 0 | 0 | 0 | 0.23853 | 0 | 0 | 0 | 0 | 0 | 0
893 | 2018-02-07 04:00 | 2 | Februar | 4 | 38 | 0 | 0 | 0 | 0 | 0 | 1.1661 | 3.4152 | 0 | 4.5813 | 1.1661 | 0 | 2.9428 | 0 | 0 | 0 | 0 | 0 | 0.47239 | 0 | 0 | 0 | 0 | 0 | 0
894 | 2018-02-07 05:00 | 2 | Februar | 5 | 38 | 0 | 0 | 0 | 0 | 0 | 2.0565 | 3.4763 | 0 | 5.5327 | 2.0565 | 0 | 2.7739 | 0 | 0 | 0 | 0 | 0 | 0.70241 | 0 | 0 | 0 | 0 | 0 | 0
895 | 2018-02-07 06:00 | 2 | Februar | 6 | 38 | 0 | 0 | 0 | 0 | 0 | 2.867 | 3.7103 | 0 | 6.5773 | 2.867 | 0 | 2.544 | 0 | 0 | 0 | 0 | 0 | 1.1663 | 0 | 0 | 0 | 0 | 0 | 0
896 | 2018-02-07 07:00 | 2 | Februar | 7 | 38 | 0.14301 | 0.14301 | 0.14301 | 0 | 0 | 2.8085 | 3.5991 | 0 | 6.4076 | 2.9515 | 0 | 2.4328 | 0 | 0 | 0 | 0 | 0 | 1.1663 | 0 | 0 | 0 | 0 | 0 | 0
897 | 2018-02-07 08:00 | 2 | Februar | 8 | 38 | 2.6652 | 2.6652 | 2.6652 | 0 | 0 | 0.074016 | 2.9729 | 0 | 3.047 | 2.7392 | 0 | 2.0405 | 0 | 0 | 0 | 0 | 0 | 0.93243 | 0 | 0 | 0 | 0 | 0 | 0
898 | 2018-02-07 09:00 | 2 | Februar | 9 | 38 | 4.9273 | 2.5954 | 4.9273 | 0 | 0 | 0 | 0.11596 | 0.20694 | 0.3229 | 2.5954 | 0 | 1.8605 | 0 | 0 | 0 | 0 | 0 | 0.5874 | 0 | 0 | 0.20694 | 0 | 0 | 0.18624
899 | 2018-02-07 10:00 | 2 | Februar | 10 | 38 | 9.7767 | 2.6387 | 4.3285 | 0 | 5.4481 | 0 | 0 | 0 | 0 | 2.6387 | 0 | 0.77339 | 0 | 0 | 0 | 0 | 0 | 0.47239 | 0 | 0 | 0.44402 | 0 | 0 | 0.39962
900 | 2018-02-07 11:00 | 2 | Februar | 11 | 38 | 14.665 | 2.8938 | 4.2267 | 0 | 10.4382 | 0 | 0 | 0 | 0 | 2.8938 | 0 | 0.19752 | 0 | 0 | 0 | 0 | 0 | 0.70241 | 0 | 0 | 0.43304 | 0 | 0 | 0.38973
901 | 2018-02-07 12:00 | 2 | Februar | 12 | 38 | 10.9207 | 2.8685 | 4.6422 | 0 | 6.2785 | 0 | 0 | 0 | 0 | 2.8685 | 0 | 0 | 0 | 0 | 0 | 0 | 0 | 0.93243 | 0 | 0 | 0.84126 | 0 | 0 | 0.75713
902 | 2018-02-07 13:00 | 2 | Februar | 13 | 38 | 4.0043 | 2.5774 | 4.0043 | 0 | 0 | 0 | 0 | 0.58544 | 0.58544 | 2.5774 | 0 | 0.30567 | 0 | 0 | 0 | 0 | 0 | 0.5874 | 0 | 0 | 1.1192 | 0 | 0 | 1.0073
903 | 2018-02-07 14:00 | 2 | Februar | 14 | 38 | 3.4452 | 2.3605 | 3.4452 | 0 | 0 | 0 | 0 | 0.74636 | 0.74636 | 2.3605 | 0 | 0.47852 | 0 | 0 | 0 | 0 | 0 | 0.35355 | 0 | 0 | 0.99905 | 0 | 0 | 0.89914
904 | 2018-02-07 15:00 | 2 | Februar | 15 | 38 | 0.33802 | 0.33802 | 0.33802 | 0 | 0 | 2.0307 | 1.4548 | 0.6033 | 4.0888 | 2.3687 | 0 | 1.1012 | 0 | 0 | 0 | 0 | 0 | 0.35355 | 0 | 0 | 0.6033 | 0 | 0 | 0.54297
905 | 2018-02-07 16:00 | 2 | Februar | 16 | 38 | 0.16901 | 0.16901 | 0.16901 | 0 | 0 | 2.6825 | 1.7787 | 1.1803 | 5.6415 | 2.8515 | 0 | 1.1913 | 0 | 0 | 0 | 0 | 0 | 0.5874 | 0 | 0 | 1.1803 | 0 | 0 | 1.0622
906 | 2018-02-07 17:00 | 2 | Februar | 17 | 38 | 0 | 0 | 0 | 0 | 0 | 3.6249 | 2.1784 | 2.0695 | 7.8729 | 3.6249 | 0 | 1.476 | 0 | 0 | 0 | 0 | 0 | 0.70241 | 0 | 0 | 2.0695 | 0 | 0 | 1.8626
907 | 2018-02-07 18:00 | 2 | Februar | 18 | 38 | 0 | 0 | 0 | 0 | 0 | 4.0552 | 1.9615 | 2.6644 | 8.681 | 4.0552 | 0 | 1.2591 | 0 | 0 | 0 | 0 | 0 | 0.70241 | 0 | 0 | 2.6644 | 0 | 0 | 2.398
908 | 2018-02-07 19:00 | 2 | Februar | 19 | 38 | 0 | 0 | 0 | 0 | 0 | 3.6672 | 2.0011 | 2.5359 | 8.2042 | 3.6672 | 0 | 1.4137 | 0 | 0 | 0 | 0 | 0 | 0.5874 | 0 | 0 | 2.5359 | 0 | 0 | 2.2823
909 | 2018-02-07 20:00 | 2 | Februar | 20 | 38 | 0 | 0 | 0 | 0 | 0 | 3.1055 | 2.1556 | 1.8296 | 7.0908 | 3.1055 | 0 | 1.6832 | 0 | 0 | 0 | 0 | 0 | 0.47239 | 0 | 0 | 1.8296 | 0 | 0 | 1.6467
910 | 2018-02-07 21:00 | 2 | Februar | 21 | 38 | 0 | 0 | 0 | 0 | 0 | 2.6047 | 2.0999 | 1.4543 | 6.1589 | 2.6047 | 0 | 1.8613 | 0 | 0 | 0 | 0 | 0 | 0.23853 | 0 | 0 | 1.4543 | 0 | 0 | 1.3089
911 | 2018-02-07 22:00 | 2 | Februar | 22 | 38 | 0 | 0 | 0 | 0 | 0 | 1.9807 | 2.4137 | 0.9957 | 5.3901 | 1.9807 | 0 | 2.1751 | 0 | 0 | 0 | 0 | 0 | 0.23853 | 0 | 0 | 0.9957 | 0 | 0 | 0.89613
912 | 2018-02-07 23:00 | 2 | Februar | 23 | 38 | 0 | 0 | 0 | 0 | 0 | 1.4016 | 2.5094 | 0.63126 | 4.5422 | 1.4016 | 0 | 2.3859 | 0 | 0 | 0 | 0 | 0 | 0.12352 | 0 | 0 | 0.63126 | 0 | 0 | 0.56813
913 | 2018-02-08 | 2 | Februar | 0 | 39 | 0 | 0 | 0 | 0 | 0 | 1.0888 | 2.6636 | 0.34706 | 4.0995 | 1.0888 | 0 | 2.5401 | 0 | 0 | 0 | 0 | 0 | 0.12352 | 0 | 0 | 0.34706 | 0 | 0 | 0.31235
914 | 2018-02-08 01:00 | 2 | Februar | 1 | 39 | 0 | 0 | 0 | 0 | 0 | 1.0151 | 2.7683 | 0.040439 | 3.8239 | 1.0151 | 0 | 2.6448 | 0 | 0 | 0 | 0 | 0 | 0.12352 | 0 | 0 | 0.040439 | 0 | 0 | 0.036395
915 | 2018-02-08 02:00 | 2 | Februar | 2 | 39 | 0 | 0 | 0 | 0 | 0 | 0.9935 | 2.9773 | 0.042189 | 4.0129 | 0.9935 | 0 | 2.7387 | 0 | 0 | 0 | 0 | 0 | 0.23853 | 0 | 0 | 0.042189 | 0 | 0 | 0.03797
916 | 2018-02-08 03:00 | 2 | Februar | 3 | 39 | 0 | 0 | 0 | 0 | 0 | 1.0064 | 3.0193 | 0 | 4.0257 | 1.0064 | 0 | 2.7807 | 0 | 0 | 0 | 0 | 0 | 0.23853 | 0 | 0 | 0 | 0 | 0 | 0
917 | 2018-02-08 04:00 | 2 | Februar | 4 | 39 | 0 | 0 | 0 | 0 | 0 | 1.1661 | 3.2647 | 0 | 4.4309 | 1.1661 | 0 | 2.7924 | 0 | 0 | 0 | 0 | 0 | 0.47239 | 0 | 0 | 0 | 0 | 0 | 0
918 | 2018-02-08 05:00 | 2 | Februar | 5 | 39 | 0 | 0 | 0 | 0 | 0 | 2.0565 | 3.34 | 0 | 5.3965 | 2.0565 | 0 | 2.6376 | 0 | 0 | 0 | 0 | 0 | 0.70241 | 0 | 0 | 0 | 0 | 0 | 0
919 | 2018-02-08 06:00 | 2 | Februar | 6 | 39 | 0 | 0 | 0 | 0 | 0 | 2.867 | 3.6031 | 0 | 6.4701 | 2.867 | 0 | 2.4368 | 0 | 0 | 0 | 0 | 0 | 1.1663 | 0 | 0 | 0 | 0 | 0 | 0
920 | 2018-02-08 07:00 | 2 | Februar | 7 | 39 | 0.039003 | 0.039003 | 0.039003 | 0 | 0 | 2.9125 | 3.4909 | 0 | 6.4034 | 2.9515 | 0 | 2.3246 | 0 | 0 | 0 | 0 | 0 | 1.1663 | 0 | 0 | 0 | 0 | 0 | 0
921 | 2018-02-08 08:00 | 2 | Februar | 8 | 39 | 0.32502 | 0.32502 | 0.32502 | 0 | 0 | 2.4142 | 3.3719 | 0 | 5.786 | 2.7392 | 0 | 2.4394 | 0 | 0 | 0 | 0 | 0 | 0.93243 | 0 | 0 | 0 | 0 | 0 | 0
922 | 2018-02-08 09:00 | 2 | Februar | 9 | 39 | 0.91006 | 0.91006 | 0.91006 | 0 | 0 | 1.6854 | 3.028 | 0.20694 | 4.9203 | 2.5954 | 0 | 2.4406 | 0 | 0 | 0 | 0 | 0 | 0.5874 | 0 | 0 | 0.20694 | 0 | 0 | 0.18624
923 | 2018-02-08 10:00 | 2 | Februar | 10 | 39 | 1.2221 | 1.2221 | 1.2221 | 0 | 0 | 1.4166 | 2.8185 | 0.44402 | 4.6792 | 2.6387 | 0 | 2.3461 | 0 | 0 | 0 | 0 | 0 | 0.47239 | 0 | 0 | 0.44402 | 0 | 0 | 0.39962
924 | 2018-02-08 11:00 | 2 | Februar | 11 | 39 | 1.8591 | 1.8591 | 1.8591 | 0 | 0 | 1.0346 | 3.0018 | 0.43304 | 4.4695 | 2.8938 | 0 | 2.2994 | 0 | 0 | 0 | 0 | 0 | 0.70241 | 0 | 0 | 0.43304 | 0 | 0 | 0.38973
925 | 2018-02-08 12:00 | 2 | Februar | 12 | 39 | 1.9241 | 1.9241 | 1.9241 | 0 | 0 | 0.9444 | 3.0709 | 0.84126 | 4.8566 | 2.8685 | 0 | 2.1385 | 0 | 0 | 0 | 0 | 0 | 0.93243 | 0 | 0 | 0.84126 | 0 | 0 | 0.75713
926 | 2018-02-08 13:00 | 2 | Februar | 13 | 39 | 11.9088 | 2.5774 | 5.1987 | 0 | 6.7101 | 0 | 0 | 0 | 0 | 2.5774 | 0 | 0.91462 | 0 | 0 | 0 | 0 | 0 | 0.5874 | 0 | 0 | 1.1192 | 0 | 0 | 1.0073
927 | 2018-02-08 14:00 | 2 | Februar | 14 | 39 | 9.1526 | 2.3605 | 4.7989 | 0 | 4.3537 | 0 | 0 | 0 | 0 | 2.3605 | 0 | 1.0858 | 0 | 0 | 0 | 0 | 0 | 0.35355 | 0 | 0 | 0.99905 | 0 | 0 | 0.89914
928 | 2018-02-08 15:00 | 2 | Februar | 15 | 39 | 6.4224 | 2.3687 | 4.6304 | 0 | 1.792 | 0 | 0 | 0 | 0 | 2.3687 | 0 | 1.3049 | 0 | 0 | 0 | 0 | 0 | 0.35355 | 0 | 0 | 0.6033 | 0 | 0 | 0.54297
929 | 2018-02-08 16:00 | 2 | Februar | 16 | 39 | 0.40303 | 0.40303 | 0.40303 | 0 | 0 | 2.4485 | 2.183 | 1.1803 | 5.8118 | 2.8515 | 0 | 1.5956 | 0 | 0 | 0 | 0 | 0 | 0.5874 | 0 | 0 | 1.1803 | 0 | 0 | 1.0622
930 | 2018-02-08 17:00 | 2 | Februar | 17 | 39 | 0 | 0 | 0 | 0 | 0 | 3.6249 | 2.5778 | 2.0695 | 8.2723 | 3.6249 | 0 | 1.8754 | 0 | 0 | 0 | 0 | 0 | 0.70241 | 0 | 0 | 2.0695 | 0 | 0 | 1.8626
931 | 2018-02-08 18:00 | 2 | Februar | 18 | 39 | 0 | 0 | 0 | 0 | 0 | 4.0552 | 2.3748 | 2.6644 | 9.0943 | 4.0552 | 0 | 1.6724 | 0 | 0 | 0 | 0 | 0 | 0.70241 | 0 | 0 | 2.6644 | 0 | 0 | 2.398
932 | 2018-02-08 19:00 | 2 | Februar | 19 | 39 | 0 | 0 | 0 | 0 | 0 | 3.6672 | 2.4147 | 2.5359 | 8.6178 | 3.6672 | 0 | 1.8273 | 0 | 0 | 0 | 0 | 0 | 0.5874 | 0 | 0 | 2.5359 | 0 | 0 | 2.2823
933 | 2018-02-08 20:00 | 2 | Februar | 20 | 39 | 0 | 0 | 0 | 0 | 0 | 3.1055 | 2.5849 | 1.8296 | 7.52 | 3.1055 | 0 | 2.1125 | 0 | 0 | 0 | 0 | 0 | 0.47239 | 0 | 0 | 1.8296 | 0 | 0 | 1.6467
934 | 2018-02-08 21:00 | 2 | Februar | 21 | 39 | 0 | 0 | 0 | 0 | 0 | 2.6047 | 2.5295 | 1.4543 | 6.5885 | 2.6047 | 0 | 2.291 | 0 | 0 | 0 | 0 | 0 | 0.23853 | 0 | 0 | 1.4543 | 0 | 0 | 1.3089
935 | 2018-02-08 22:00 | 2 | Februar | 22 | 39 | 0 | 0 | 0 | 0 | 0 | 1.9807 | 2.8591 | 0.9957 | 5.8355 | 1.9807 | 0 | 2.6206 | 0 | 0 | 0 | 0 | 0 | 0.23853 | 0 | 0 | 0.9957 | 0 | 0 | 0.89613
936 | 2018-02-08 23:00 | 2 | Februar | 23 | 39 | 0 | 0 | 0 | 0 | 0 | 1.4016 | 2.9703 | 0.12317 | 4.495 | 1.4016 | 0 | 2.8468 | 0 | 0 | 0 | 0 | 0 | 0.12352 | 0 | 0 | 0.12317 | 0 | 0 | 0.11085
937 | 2018-02-09 | 2 | Februar | 0 | 40 | 0 | 0 | 0 | 0 | 0 | 1.0888 | 3.0949 | 0.091347 | 4.275 | 1.0888 | 0 | 2.9714 | 0 | 0 | 0 | 0 | 0 | 0.12352 | 0 | 0 | 0.091347 | 0 | 0 | 0.082212
938 | 2018-02-09 01:00 | 2 | Februar | 1 | 40 | 0 | 0 | 0 | 0 | 0 | 1.0151 | 3.1698 | 0 | 4.1849 | 1.0151 | 0 | 3.0463 | 0 | 0 | 0 | 0 | 0 | 0.12352 | 0 | 0 | 0 | 0 | 0 | 0
939 | 2018-02-09 02:00 | 2 | Februar | 2 | 40 | 0 | 0 | 0 | 0 | 0 | 0.9935 | 3.3489 | 0.11659 | 4.459 | 0.9935 | 0 | 3.1104 | 0 | 0 | 0 | 0 | 0 | 0.23853 | 0 | 0 | 0.11659 | 0 | 0 | 0.10493
940 | 2018-02-09 03:00 | 2 | Februar | 3 | 40 | 0 | 0 | 0 | 0 | 0 | 1.0064 | 3.376 | 0.042301 | 4.4247 | 1.0064 | 0 | 3.1375 | 0 | 0 | 0 | 0 | 0 | 0.23853 | 0 | 0 | 0.042301 | 0 | 0 | 0.038071
941 | 2018-02-09 04:00 | 2 | Februar | 4 | 40 | 0 | 0 | 0 | 0 | 0 | 1.1661 | 3.6064 | 0.039756 | 4.8123 | 1.1661 | 0 | 3.1341 | 0 | 0 | 0 | 0 | 0 | 0.47239 | 0 | 0 | 0.039756 | 0 | 0 | 0.035781
942 | 2018-02-09 05:00 | 2 | Februar | 5 | 40 | 0 | 0 | 0 | 0 | 0 | 2.0565 | 3.6662 | 0 | 5.7226 | 2.0565 | 0 | 2.9638 | 0 | 0 | 0 | 0 | 0 | 0.70241 | 0 | 0 | 0 | 0 | 0 | 0
943 | 2018-02-09 06:00 | 2 | Februar | 6 | 40 | 0 | 0 | 0 | 0 | 0 | 2.867 | 3.9284 | 0 | 6.7954 | 2.867 | 0 | 2.7621 | 0 | 0 | 0 | 0 | 0 | 1.1663 | 0 | 0 | 0 | 0 | 0 | 0
944 | 2018-02-09 07:00 | 2 | Februar | 7 | 40 | 0.039003 | 0.039003 | 0.039003 | 0 | 0 | 2.9125 | 3.7831 | 0 | 6.6956 | 2.9515 | 0 | 2.6168 | 0 | 0 | 0 | 0 | 0 | 1.1663 | 0 | 0 | 0 | 0 | 0 | 0
945 | 2018-02-09 08:00 | 2 | Februar | 8 | 40 | 0.28602 | 0.28602 | 0.28602 | 0 | 0 | 2.4532 | 2.7888 | 0 | 5.242 | 2.7392 | 0 | 1.8563 | 0 | 0 | 0 | 0 | 0 | 0.93243 | 0 | 0 | 0 | 0 | 0 | 0
946 | 2018-02-09 09:00 | 2 | Februar | 9 | 40 | 0.59804 | 0.59804 | 0.59804 | 0 | 0 | 1.9974 | 1.7481 | 0.16574 | 3.9113 | 2.5954 | 0 | 1.1607 | 0 | 0 | 0 | 0 | 0 | 0.5874 | 0 | 0 | 0.16574 | 0 | 0 | 0.14917
947 | 2018-02-09 10:00 | 2 | Februar | 10 | 40 | 1.0661 | 1.0661 | 1.0661 | 0 | 0 | 1.5726 | 1.0077 | 0.39821 | 2.9785 | 2.6387 | 0 | 0.5353 | 0 | 0 | 0 | 0 | 0 | 0.47239 | 0 | 0 | 0.39821 | 0 | 0 | 0.35839
948 | 2018-02-09 11:00 | 2 | Februar | 11 | 40 | 2.2101 | 2.2101 | 2.2101 | 0 | 0 | 0.68362 | 0.94544 | 0.39589 | 2.025 | 2.8938 | 0 | 0.24303 | 0 | 0 | 0 | 0 | 0 | 0.70241 | 0 | 0 | 0.39589 | 0 | 0 | 0.3563
949 | 2018-02-09 12:00 | 2 | Februar | 12 | 40 | 2.9642 | 2.8685 | 2.9642 | 0 | 0 | 0 | 1.6897 | 0.94478 | 2.6345 | 2.8685 | 0 | 0.85292 | 0 | 0 | 0 | 0 | 0 | 0.93243 | 0 | 0 | 0.94478 | 0 | 0 | 0.8503
950 | 2018-02-09 13:00 | 2 | Februar | 13 | 40 | 13.8199 | 2.5774 | 5.9071 | 0 | 7.9128 | 0 | 0 | 0 | 0 | 2.5774 | 0 | 1.3778 | 0 | 0 | 0 | 0 | 0 | 0.5874 | 0 | 0 | 1.3646 | 0 | 0 | 1.2281
951 | 2018-02-09 14:00 | 2 | Februar | 14 | 40 | 12.1168 | 2.3605 | 5.6749 | 0 | 6.4419 | 0 | 0 | 0 | 0 | 2.3605 | 0 | 1.7843 | 0 | 0 | 0 | 0 | 0 | 0.35355 | 0 | 0 | 1.1765 | 0 | 0 | 1.0589
952 | 2018-02-09 15:00 | 2 | Februar | 15 | 40 | 9.3216 | 2.3687 | 5.7956 | 0 | 3.526 | 0 | 0 | 0 | 0 | 2.3687 | 0 | 2.1009 | 0 | 0 | 0 | 0 | 0 | 0.35355 | 0 | 0 | 0.97242 | 0 | 0 | 0.87517
953 | 2018-02-09 16:00 | 2 | Februar | 16 | 40 | 0.62404 | 0.62404 | 0.62404 | 0 | 0 | 2.2275 | 2.7506 | 1.4586 | 6.4367 | 2.8515 | 0 | 2.1632 | 0 | 0 | 0 | 0 | 0 | 0.5874 | 0 | 0 | 1.4586 | 0 | 0 | 1.3127
954 | 2018-02-09 17:00 | 2 | Februar | 17 | 40 | 0 | 0 | 0 | 0 | 0 | 3.6249 | 2.7981 | 1.6556 | 8.0786 | 3.6249 | 0 | 2.0957 | 0 | 0 | 0 | 0 | 0 | 0.70241 | 0 | 0 | 1.6556 | 0 | 0 | 1.49
955 | 2018-02-09 18:00 | 2 | Februar | 18 | 40 | 0 | 0 | 0 | 0 | 0 | 4.0552 | 2.5642 | 2.1629 | 8.7822 | 4.0552 | 0 | 1.8618 | 0 | 0 | 0 | 0 | 0 | 0.70241 | 0 | 0 | 2.1629 | 0 | 0 | 1.9466
956 | 2018-02-09 19:00 | 2 | Februar | 19 | 40 | 0 | 0 | 0 | 0 | 0 | 3.6672 | 2.5597 | 2.087 | 8.3139 | 3.6672 | 0 | 1.9723 | 0 | 0 | 0 | 0 | 0 | 0.5874 | 0 | 0 | 2.087 | 0 | 0 | 1.8783
957 | 2018-02-09 20:00 | 2 | Februar | 20 | 40 | 0 | 0 | 0 | 0 | 0 | 3.1055 | 2.7008 | 1.7154 | 7.5217 | 3.1055 | 0 | 2.2284 | 0 | 0 | 0 | 0 | 0 | 0.47239 | 0 | 0 | 1.7154 | 0 | 0 | 1.5439
958 | 2018-02-09 21:00 | 2 | Februar | 21 | 40 | 0 | 0 | 0 | 0 | 0 | 2.6047 | 2.6159 | 1.2558 | 6.4764 | 2.6047 | 0 | 2.3774 | 0 | 0 | 0 | 0 | 0 | 0.23853 | 0 | 0 | 1.2558 | 0 | 0 | 1.1302
959 | 2018-02-09 22:00 | 2 | Februar | 22 | 40 | 0 | 0 | 0 | 0 | 0 | 1.9807 | 2.9166 | 0.75773 | 5.6551 | 1.9807 | 0 | 2.6781 | 0 | 0 | 0 | 0 | 0 | 0.23853 | 0 | 0 | 0.75773 | 0 | 0 | 0.68195
960 | 2018-02-09 23:00 | 2 | Februar | 23 | 40 | 0 | 0 | 0 | 0 | 0 | 1.4016 | 2.9985 | 0.49733 | 4.8974 | 1.4016 | 0 | 2.875 | 0 | 0 | 0 | 0 | 0 | 0.12352 | 0 | 0 | 0.49733 | 0 | 0 | 0.4476
961 | 2018-02-10 | 2 | Februar | 0 | 41 | 0 | 0 | 0 | 0 | 0 | 1.2903 | 3.0813 | 0 | 4.3716 | 1.2903 | 0 | 2.9578 | 0 | 0 | 0 | 0 | 0 | 0.12352 | 0 | 0 | 0 | 0 | 0 | 0
962 | 2018-02-10 01:00 | 2 | Februar | 1 | 41 | 0 | 0 | 0 | 0 | 0 | 1.0677 | 3.2023 | 0 | 4.27 | 1.0677 | 0 | 3.0788 | 0 | 0 | 0 | 0 | 0 | 0.12352 | 0 | 0 | 0 | 0 | 0 | 0
963 | 2018-02-10 02:00 | 2 | Februar | 2 | 41 | 0 | 0 | 0 | 0 | 0 | 1.0182 | 3.2722 | 0.085531 | 4.376 | 1.0182 | 0 | 3.1487 | 0 | 0 | 0 | 0 | 0 | 0.12352 | 0 | 0 | 0.085531 | 0 | 0 | 0.076978
964 | 2018-02-10 03:00 | 2 | Februar | 3 | 41 | 0 | 0 | 0 | 0 | 0 | 0.99298 | 3.3073 | 0.025909 | 4.3261 | 0.99298 | 0 | 3.1837 | 0 | 0 | 0 | 0 | 0 | 0.12352 | 0 | 0 | 0.025909 | 0 | 0 | 0.023318
965 | 2018-02-10 04:00 | 2 | Februar | 4 | 41 | 0 | 0 | 0 | 0 | 0 | 1.026 | 3.3302 | 0.055915 | 4.412 | 1.026 | 0 | 3.2066 | 0 | 0 | 0 | 0 | 0 | 0.12352 | 0 | 0 | 0.055915 | 0 | 0 | 0.050323
966 | 2018-02-10 05:00 | 2 | Februar | 5 | 41 | 0 | 0 | 0 | 0 | 0 | 1.2944 | 3.4189 | 0 | 4.7133 | 1.2944 | 0 | 3.1804 | 0 | 0 | 0 | 0 | 0 | 0.23853 | 0 | 0 | 0 | 0 | 0 | 0
967 | 2018-02-10 06:00 | 2 | Februar | 6 | 41 | 0 | 0 | 0 | 0 | 0 | 1.889 | 3.4953 | 0 | 5.3844 | 1.889 | 0 | 3.0229 | 0 | 0 | 0 | 0 | 0 | 0.47239 | 0 | 0 | 0 | 0 | 0 | 0
968 | 2018-02-10 07:00 | 2 | Februar | 7 | 41 | 0.32502 | 0.32502 | 0.32502 | 0 | 0 | 2.342 | 3.4676 | 0 | 5.8096 | 2.6671 | 0 | 2.7652 | 0 | 0 | 0 | 0 | 0 | 0.70241 | 0 | 0 | 0 | 0 | 0 | 0
969 | 2018-02-10 08:00 | 2 | Februar | 8 | 41 | 6.5784 | 3.1205 | 6.5649 | 0 | 0.013575 | 0 | 0 | 0 | 0 | 3.1205 | 0 | 2.742 | 0 | 0 | 0 | 0 | 0 | 0.70241 | 0 | 0 | 0 | 0 | 0 | 0
970 | 2018-02-10 09:00 | 2 | Februar | 9 | 41 | 1.8851 | 1.8851 | 1.8851 | 0 | 0 | 1.3621 | 3.0154 | 0.27308 | 4.6506 | 3.2472 | 0 | 2.428 | 0 | 0 | 0 | 0 | 0 | 0.5874 | 0 | 0 | 0.27308 | 0 | 0 | 0.24577
971 | 2018-02-10 10:00 | 2 | Februar | 10 | 41 | 4.9533 | 3.3946 | 4.9533 | 0 | 0 | 0 | 0.65779 | 0.57504 | 1.2328 | 3.3946 | 0 | 1.8591 | 0 | 0 | 0 | 0 | 0 | 0.35738 | 0 | 0 | 0.57504 | 0 | 0 | 0.51754
972 | 2018-02-10 11:00 | 2 | Februar | 11 | 41 | 6.6694 | 3.6337 | 6.2246 | 0 | 0.44488 | 0 | 0 | 0 | 0 | 3.6337 | 0 | 1.509 | 0 | 0 | 0 | 0 | 0 | 0.5874 | 0 | 0 | 0.49448 | 0 | 0 | 0.44503
973 | 2018-02-10 12:00 | 2 | Februar | 12 | 41 | 13.5079 | 3.6177 | 6.4099 | 0 | 7.098 | 0 | 0 | 0 | 0 | 3.6177 | 0 | 1.2869 | 0 | 0 | 0 | 0 | 0 | 0.70241 | 0 | 0 | 0.80292 | 0 | 0 | 0.72263
974 | 2018-02-10 13:00 | 2 | Februar | 13 | 41 | 10.1277 | 3.3627 | 6.5522 | 0 | 3.5755 | 0 | 0 | 0 | 0 | 3.3627 | 0 | 1.0588 | 0 | 0 | 0 | 0 | 0 | 0.70241 | 0 | 0 | 1.4283 | 0 | 0 | 1.2855
975 | 2018-02-10 14:00 | 2 | Februar | 14 | 41 | 5.0183 | 3.1633 | 5.0183 | 0 | 0 | 0 | 0 | 1.0176 | 1.0176 | 3.1633 | 0 | 1.2585 | 0 | 0 | 0 | 0 | 0 | 0.5874 | 0 | 0 | 1.0268 | 0 | 0 | 0.92416
976 | 2018-02-10 15:00 | 2 | Februar | 15 | 41 | 2.1321 | 2.1321 | 2.1321 | 0 | 0 | 1.0512 | 2.0564 | 0.73184 | 3.8394 | 3.1833 | 0 | 1.469 | 0 | 0 | 0 | 0 | 0 | 0.5874 | 0 | 0 | 0.73184 | 0 | 0 | 0.65866
977 | 2018-02-10 16:00 | 2 | Februar | 16 | 41 | 0.31202 | 0.31202 | 0.31202 | 0 | 0 | 3.6081 | 2.6552 | 0.83299 | 7.0964 | 3.9202 | 0 | 1.604 | 0 | 0 | 0 | 0 | 0 | 1.0513 | 0 | 0 | 0.83299 | 0 | 0 | 0.74969
978 | 2018-02-10 17:00 | 2 | Februar | 17 | 41 | 0 | 0 | 0 | 0 | 0 | 4.5158 | 2.6635 | 1.2201 | 8.3995 | 4.5158 | 0 | 1.8461 | 0 | 0 | 0 | 0 | 0 | 0.81742 | 0 | 0 | 1.2201 | 0 | 0 | 1.0981
979 | 2018-02-10 18:00 | 2 | Februar | 18 | 41 | 0 | 0 | 0 | 0 | 0 | 4.5308 | 2.1405 | 1.9034 | 8.5747 | 4.5308 | 0 | 1.6681 | 0 | 0 | 0 | 0 | 0 | 0.47239 | 0 | 0 | 1.9034 | 0 | 0 | 1.7131
980 | 2018-02-10 19:00 | 2 | Februar | 19 | 41 | 0 | 0 | 0 | 0 | 0 | 3.744 | 2.3198 | 1.7545 | 7.8183 | 3.744 | 0 | 1.8474 | 0 | 0 | 0 | 0 | 0 | 0.47239 | 0 | 0 | 1.7545 | 0 | 0 | 1.579
981 | 2018-02-10 20:00 | 2 | Februar | 20 | 41 | 0 | 0 | 0 | 0 | 0 | 2.9638 | 2.3587 | 1.2804 | 6.6029 | 2.9638 | 0 | 2.1202 | 0 | 0 | 0 | 0 | 0 | 0.23853 | 0 | 0 | 1.2804 | 0 | 0 | 1.1523
982 | 2018-02-10 21:00 | 2 | Februar | 21 | 41 | 0 | 0 | 0 | 0 | 0 | 2.7248 | 2.4086 | 0.99691 | 6.1303 | 2.7248 | 0 | 2.1701 | 0 | 0 | 0 | 0 | 0 | 0.23853 | 0 | 0 | 0.99691 | 0 | 0 | 0.89722
983 | 2018-02-10 22:00 | 2 | Februar | 22 | 41 | 0 | 0 | 0 | 0 | 0 | 2.3419 | 2.63 | 0.5535 | 5.5254 | 2.3419 | 0 | 2.3914 | 0 | 0 | 0 | 0 | 0 | 0.23853 | 0 | 0 | 0.5535 | 0 | 0 | 0.49815
984 | 2018-02-10 23:00 | 2 | Februar | 23 | 41 | 0 | 0 | 0 | 0 | 0 | 1.5819 | 2.7205 | 0.49099 | 4.7934 | 1.5819 | 0 | 2.5969 | 0 | 0 | 0 | 0 | 0 | 0.12352 | 0 | 0 | 0.49099 | 0 | 0 | 0.44189
985 | 2018-02-11 | 2 | Februar | 0 | 42 | 0 | 0 | 0 | 0 | 0 | 1.8112 | 2.6724 | 0.59399 | 5.0776 | 1.8112 | 0 | 2.5489 | 0 | 0 | 0 | 0 | 0 | 0.12352 | 0 | 0 | 0.59399 | 0 | 0 | 0.53459
986 | 2018-02-11 01:00 | 2 | Februar | 1 | 42 | 0 | 0 | 0 | 0 | 0 | 1.3598 | 2.7519 | 0.39144 | 4.5032 | 1.3598 | 0 | 2.6284 | 0 | 0 | 0 | 0 | 0 | 0.12352 | 0 | 0 | 0.39144 | 0 | 0 | 0.35229
987 | 2018-02-11 02:00 | 2 | Februar | 2 | 42 | 0 | 0 | 0 | 0 | 0 | 1.129 | 2.8002 | 0.014074 | 3.9432 | 1.129 | 0 | 2.6766 | 0 | 0 | 0 | 0 | 0 | 0.12352 | 0 | 0 | 0.014074 | 0 | 0 | 0.012667
988 | 2018-02-11 03:00 | 2 | Februar | 3 | 42 | 0 | 0 | 0 | 0 | 0 | 1.0481 | 2.8021 | 0.026572 | 3.8768 | 1.0481 | 0 | 2.6786 | 0 | 0 | 0 | 0 | 0 | 0.12352 | 0 | 0 | 0.026572 | 0 | 0 | 0.023914
989 | 2018-02-11 04:00 | 2 | Februar | 4 | 42 | 0 | 0 | 0 | 0 | 0 | 0.99814 | 2.8125 | 0.02326 | 3.8339 | 0.99814 | 0 | 2.689 | 0 | 0 | 0 | 0 | 0 | 0.12352 | 0 | 0 | 0.02326 | 0 | 0 | 0.020934
990 | 2018-02-11 05:00 | 2 | Februar | 5 | 42 | 0 | 0 | 0 | 0 | 0 | 0.99607 | 2.798 | 0 | 3.7941 | 0.99607 | 0 | 2.6745 | 0 | 0 | 0 | 0 | 0 | 0.12352 | 0 | 0 | 0 | 0 | 0 | 0
991 | 2018-02-11 06:00 | 2 | Februar | 6 | 42 | 0 | 0 | 0 | 0 | 0 | 1.044 | 2.7246 | 0 | 3.7686 | 1.044 | 0 | 2.6011 | 0 | 0 | 0 | 0 | 0 | 0.12352 | 0 | 0 | 0 | 0 | 0 | 0
992 | 2018-02-11 07:00 | 2 | Februar | 7 | 42 | 0.35102 | 0.35102 | 0.35102 | 0 | 0 | 0.87949 | 2.7049 | 0 | 3.5844 | 1.2305 | 0 | 2.4663 | 0 | 0 | 0 | 0 | 0 | 0.23853 | 0 | 0 | 0 | 0 | 0 | 0
993 | 2018-02-11 08:00 | 2 | Februar | 8 | 42 | 5.3564 | 2.0245 | 4.6388 | 0 | 0.71757 | 0 | 0 | 0 | 0 | 2.0245 | 0 | 2.2569 | 0 | 0 | 0 | 0 | 0 | 0.35738 | 0 | 0 | 0 | 0 | 0 | 0
994 | 2018-02-11 09:00 | 2 | Februar | 9 | 42 | 9.3736 | 3.0545 | 5.9801 | 0 | 3.3936 | 0 | 0 | 0 | 0 | 3.0545 | 0 | 1.9254 | 0 | 0 | 0 | 0 | 0 | 0.70241 | 0 | 0 | 0.29766 | 0 | 0 | 0.2679
995 | 2018-02-11 10:00 | 2 | Februar | 10 | 42 | 12.1688 | 3.7898 | 6.7734 | 0 | 5.3954 | 0 | 0 | 0 | 0 | 3.7898 | 0 | 1.6741 | 0 | 0 | 0 | 0 | 0 | 0.70241 | 0 | 0 | 0.60708 | 0 | 0 | 0.54638
996 | 2018-02-11 11:00 | 2 | Februar | 11 | 42 | 15.549 | 4.3793 | 7.1993 | 0 | 8.3498 | 0 | 0 | 0 | 0 | 4.3793 | 0 | 1.4101 | 0 | 0 | 0 | 0 | 0 | 0.93243 | 0 | 0 | 0.47745 | 0 | 0 | 0.4297
997 | 2018-02-11 12:00 | 2 | Februar | 12 | 42 | 14.145 | 4.4602 | 7.1426 | 0 | 7.0024 | 0 | 0 | 0 | 0 | 4.4602 | 0 | 1.2379 | 0 | 0 | 0 | 0 | 0 | 0.93243 | 0 | 0 | 0.51211 | 0 | 0 | 0.4609
998 | 2018-02-11 13:00 | 2 | Februar | 13 | 42 | 10.5437 | 3.7661 | 6.6447 | 0 | 3.899 | 0 | 0 | 0 | 0 | 3.7661 | 0 | 1.3558 | 0 | 0 | 0 | 0 | 0 | 0.81742 | 0 | 0 | 0.70537 | 0 | 0 | 0.63484
999 | 2018-02-11 14:00 | 2 | Februar | 14 | 42 | 8.3336 | 3.0056 | 5.842 | 0 | 2.4915 | 0 | 0 | 0 | 0 | 3.0056 | 0 | 1.5757 | 0 | 0 | 0 | 0 | 0 | 0.5874 | 0 | 0 | 0.6733 | 0 | 0 | 0.60597
1000 | 2018-02-11 15:00 | 2 | Februar | 15 | 42 | 4.1473 | 2.6032 | 4.1473 | 0 | 0 | 0 | 0.64761 | 0.691 | 1.3386 | 2.6032 | 0 | 1.7193 | 0 | 0 | 0 | 0 | 0 | 0.47239 | 0 | 0 | 0.691 | 0 | 0 | 0.6219
1001 | 2018-02-11 16:00 | 2 | Februar | 16 | 42 | 0.85806 | 0.85806 | 0.85806 | 0 | 0 | 1.5411 | 2.4397 | 0.81723 | 4.798 | 2.3991 | 0 | 1.8523 | 0 | 0 | 0 | 0 | 0 | 0.5874 | 0 | 0 | 0.81723 | 0 | 0 | 0.73551
1002 | 2018-02-11 17:00 | 2 | Februar | 17 | 42 | 0 | 0 | 0 | 0 | 0 | 2.7907 | 2.5333 | 1.2113 | 6.5353 | 2.7907 | 0 | 1.8309 | 0 | 0 | 0 | 0 | 0 | 0.70241 | 0 | 0 | 1.2113 | 0 | 0 | 1.0901
1003 | 2018-02-11 18:00 | 2 | Februar | 18 | 42 | 0 | 0 | 0 | 0 | 0 | 3.4235 | 2.2548 | 1.9407 | 7.6189 | 3.4235 | 0 | 1.5523 | 0 | 0 | 0 | 0 | 0 | 0.70241 | 0 | 0 | 1.9407 | 0 | 0 | 1.7466
1004 | 2018-02-11 19:00 | 2 | Februar | 19 | 42 | 0 | 0 | 0 | 0 | 0 | 3.8331 | 2.0131 | 2.17 | 8.0162 | 3.8331 | 0 | 1.5407 | 0 | 0 | 0 | 0 | 0 | 0.47239 | 0 | 0 | 2.17 | 0 | 0 | 1.953
1005 | 2018-02-11 20:00 | 2 | Februar | 20 | 42 | 0 | 0 | 0 | 0 | 0 | 3.5002 | 2.2228 | 1.905 | 7.628 | 3.5002 | 0 | 1.7504 | 0 | 0 | 0 | 0 | 0 | 0.47239 | 0 | 0 | 1.905 | 0 | 0 | 1.7145
1006 | 2018-02-11 21:00 | 2 | Februar | 21 | 42 | 0 | 0 | 0 | 0 | 0 | 2.9932 | 2.14 | 1.5578 | 6.691 | 2.9932 | 0 | 1.9015 | 0 | 0 | 0 | 0 | 0 | 0.23853 | 0 | 0 | 1.5578 | 0 | 0 | 1.402
1007 | 2018-02-11 22:00 | 2 | Februar | 22 | 42 | 0 | 0 | 0 | 0 | 0 | 2.565 | 2.4761 | 0.88022 | 5.9213 | 2.565 | 0 | 2.2375 | 0 | 0 | 0 | 0 | 0 | 0.23853 | 0 | 0 | 0.88022 | 0 | 0 | 0.7922
1008 | 2018-02-11 23:00 | 2 | Februar | 23 | 42 | 0 | 0 | 0 | 0 | 0 | 1.4016 | 2.6372 | 0.73599 | 4.7747 | 1.4016 | 0 | 2.5136 | 0 | 0 | 0 | 0 | 0 | 0.12352 | 0 | 0 | 0.73599 | 0 | 0 | 0.66239
1009 | 2018-02-12 | 2 | Februar | 0 | 43 | 0 | 0 | 0 | 0 | 0 | 1.0888 | 2.8072 | 0.37687 | 4.2729 | 1.0888 | 0 | 2.6837 | 0 | 0 | 0 | 0 | 0 | 0.12352 | 0 | 0 | 0.37687 | 0 | 0 | 0.33918
1010 | 2018-02-12 01:00 | 2 | Februar | 1 | 43 | 0 | 0 | 0 | 0 | 0 | 1.0151 | 2.9868 | 0.57442 | 4.5763 | 1.0151 | 0 | 2.8632 | 0 | 0 | 0 | 0 | 0 | 0.12352 | 0 | 0 | 0.57442 | 0 | 0 | 0.51697
1011 | 2018-02-12 02:00 | 2 | Februar | 2 | 43 | 0 | 0 | 0 | 0 | 0 | 0.9935 | 3.2554 | 0.34995 | 4.5989 | 0.9935 | 0 | 3.0169 | 0 | 0 | 0 | 0 | 0 | 0.23853 | 0 | 0 | 0.34995 | 0 | 0 | 0.31496
1012 | 2018-02-12 03:00 | 2 | Februar | 3 | 43 | 0 | 0 | 0 | 0 | 0 | 1.0064 | 3.3272 | 0 | 4.3336 | 1.0064 | 0 | 3.0887 | 0 | 0 | 0 | 0 | 0 | 0.23853 | 0 | 0 | 0 | 0 | 0 | 0
1013 | 2018-02-12 04:00 | 2 | Februar | 4 | 43 | 0 | 0 | 0 | 0 | 0 | 1.1661 | 3.6468 | 0 | 4.8129 | 1.1661 | 0 | 3.1744 | 0 | 0 | 0 | 0 | 0 | 0.47239 | 0 | 0 | 0 | 0 | 0 | 0
1014 | 2018-02-12 05:00 | 2 | Februar | 5 | 43 | 0 | 0 | 0 | 0 | 0 | 2.0565 | 3.7193 | 0 | 5.7758 | 2.0565 | 0 | 3.0169 | 0 | 0 | 0 | 0 | 0 | 0.70241 | 0 | 0 | 0 | 0 | 0 | 0
1015 | 2018-02-12 06:00 | 2 | Februar | 6 | 43 | 0 | 0 | 0 | 0 | 0 | 2.867 | 4.0087 | 0 | 6.8756 | 2.867 | 0 | 2.8424 | 0 | 0 | 0 | 0 | 0 | 1.1663 | 0 | 0 | 0 | 0 | 0 | 0
1016 | 2018-02-12 07:00 | 2 | Februar | 7 | 43 | 0.35102 | 0.35102 | 0.35102 | 0 | 0 | 2.6005 | 3.8925 | 0 | 6.493 | 2.9515 | 0 | 2.7262 | 0 | 0 | 0 | 0 | 0 | 1.1663 | 0 | 0 | 0 | 0 | 0 | 0
1017 | 2018-02-12 08:00 | 2 | Februar | 8 | 43 | 8.2036 | 2.7392 | 6.5032 | 0 | 1.7004 | 0 | 0 | 0 | 0 | 2.7392 | 0 | 2.8315 | 0 | 0 | 0 | 0 | 0 | 0.93243 | 0 | 0 | 0 | 0 | 0 | 0
1018 | 2018-02-12 09:00 | 2 | Februar | 9 | 43 | 10.2837 | 2.5954 | 6.1102 | 0 | 4.1735 | 0 | 0 | 0 | 0 | 2.5954 | 0 | 2.7204 | 0 | 0 | 0 | 0 | 0 | 0.5874 | 0 | 0 | 0.20694 | 0 | 0 | 0.18624
1019 | 2018-02-12 10:00 | 2 | Februar | 10 | 43 | 13.0269 | 2.6387 | 6.362 | 0 | 6.6649 | 0 | 0 | 0 | 0 | 2.6387 | 0 | 2.8068 | 0 | 0 | 0 | 0 | 0 | 0.47239 | 0 | 0 | 0.44402 | 0 | 0 | 0.39962
1020 | 2018-02-12 11:00 | 2 | Februar | 11 | 43 | 15.549 | 2.8938 | 6.6706 | 0 | 8.8784 | 0 | 0 | 0 | 0 | 2.8938 | 0 | 2.6414 | 0 | 0 | 0 | 0 | 0 | 0.70241 | 0 | 0 | 0.43304 | 0 | 0 | 0.38973
1021 | 2018-02-12 12:00 | 2 | Februar | 12 | 43 | 16.0821 | 2.8685 | 6.6806 | 0 | 9.4015 | 0 | 0 | 0 | 0 | 2.8685 | 0 | 2.0384 | 0 | 0 | 0 | 0 | 0 | 0.93243 | 0 | 0 | 0.84126 | 0 | 0 | 0.75713
1022 | 2018-02-12 13:00 | 2 | Februar | 13 | 43 | 14.522 | 2.5774 | 6.2547 | 0 | 8.2672 | 0 | 0 | 0 | 0 | 2.5774 | 0 | 1.9707 | 0 | 0 | 0 | 0 | 0 | 0.5874 | 0 | 0 | 1.1192 | 0 | 0 | 1.0073
1023 | 2018-02-12 14:00 | 2 | Februar | 14 | 43 | 11.9608 | 2.3605 | 5.7202 | 0 | 6.2406 | 0 | 0 | 0 | 0 | 2.3605 | 0 | 2.0071 | 0 | 0 | 0 | 0 | 0 | 0.35355 | 0 | 0 | 0.99905 | 0 | 0 | 0.89914
1024 | 2018-02-12 15:00 | 2 | Februar | 15 | 43 | 8.6976 | 2.3687 | 5.9118 | 0 | 2.7858 | 0 | 0 | 0 | 0 | 2.3687 | 0 | 2.5862 | 0 | 0 | 0 | 0 | 0 | 0.35355 | 0 | 0 | 0.6033 | 0 | 0 | 0.54297
1025 | 2018-02-12 16:00 | 2 | Februar | 16 | 43 | 2.9642 | 2.8515 | 2.9642 | 0 | 0 | 0 | 3.1068 | 1.1803 | 4.2871 | 2.8515 | 0 | 2.6321 | 0 | 0 | 0 | 0 | 0 | 0.5874 | 0 | 0 | 1.1803 | 0 | 0 | 1.0622
1026 | 2018-02-12 17:00 | 2 | Februar | 17 | 43 | 0 | 0 | 0 | 0 | 0 | 3.6249 | 3.2344 | 2.0695 | 8.9289 | 3.6249 | 0 | 2.532 | 0 | 0 | 0 | 0 | 0 | 0.70241 | 0 | 0 | 2.0695 | 0 | 0 | 1.8626
1027 | 2018-02-12 18:00 | 2 | Februar | 18 | 43 | 0 | 0 | 0 | 0 | 0 | 4.0552 | 2.9972 | 2.6644 | 9.7168 | 4.0552 | 0 | 2.2948 | 0 | 0 | 0 | 0 | 0 | 0.70241 | 0 | 0 | 2.6644 | 0 | 0 | 2.398
1028 | 2018-02-12 19:00 | 2 | Februar | 19 | 43 | 0 | 0 | 0 | 0 | 0 | 3.6672 | 3.0086 | 2.5359 | 9.2116 | 3.6672 | 0 | 2.4212 | 0 | 0 | 0 | 0 | 0 | 0.5874 | 0 | 0 | 2.5359 | 0 | 0 | 2.2823
1029 | 2018-02-12 20:00 | 2 | Februar | 20 | 43 | 0 | 0 | 0 | 0 | 0 | 3.1055 | 3.1521 | 1.8296 | 8.0873 | 3.1055 | 0 | 2.6797 | 0 | 0 | 0 | 0 | 0 | 0.47239 | 0 | 0 | 1.8296 | 0 | 0 | 1.6467
1030 | 2018-02-12 21:00 | 2 | Februar | 21 | 43 | 0 | 0 | 0 | 0 | 0 | 2.6047 | 3.0685 | 1.4543 | 7.1275 | 2.6047 | 0 | 2.8299 | 0 | 0 | 0 | 0 | 0 | 0.23853 | 0 | 0 | 1.4543 | 0 | 0 | 1.3089
1031 | 2018-02-12 22:00 | 2 | Februar | 22 | 43 | 0 | 0 | 0 | 0 | 0 | 1.9807 | 3.387 | 0.9957 | 6.3635 | 1.9807 | 0 | 3.1485 | 0 | 0 | 0 | 0 | 0 | 0.23853 | 0 | 0 | 0.9957 | 0 | 0 | 0.89613
1032 | 2018-02-12 23:00 | 2 | Februar | 23 | 43 | 0 | 0 | 0 | 0 | 0 | 1.4016 | 3.4707 | 0.63126 | 5.5036 | 1.4016 | 0 | 3.3472 | 0 | 0 | 0 | 0 | 0 | 0.12352 | 0 | 0 | 0.63126 | 0 | 0 | 0.56813
1033 | 2018-02-13 | 2 | Februar | 0 | 44 | 0 | 0 | 0 | 0 | 0 | 1.0888 | 3.5217 | 0.34706 | 4.9576 | 1.0888 | 0 | 3.3982 | 0 | 0 | 0 | 0 | 0 | 0.12352 | 0 | 0 | 0.34706 | 0 | 0 | 0.31235
1034 | 2018-02-13 01:00 | 2 | Februar | 1 | 44 | 0 | 0 | 0 | 0 | 0 | 1.0151 | 3.5223 | 0.040439 | 4.5779 | 1.0151 | 0 | 3.3988 | 0 | 0 | 0 | 0 | 0 | 0.12352 | 0 | 0 | 0.040439 | 0 | 0 | 0.036395
1035 | 2018-02-13 02:00 | 2 | Februar | 2 | 44 | 0 | 0 | 0 | 0 | 0 | 0.9935 | 3.6269 | 0.042189 | 4.6626 | 0.9935 | 0 | 3.3884 | 0 | 0 | 0 | 0 | 0 | 0.23853 | 0 | 0 | 0.042189 | 0 | 0 | 0.03797
1036 | 2018-02-13 03:00 | 2 | Februar | 3 | 44 | 0 | 0 | 0 | 0 | 0 | 1.0064 | 3.6092 | 0 | 4.6156 | 1.0064 | 0 | 3.3707 | 0 | 0 | 0 | 0 | 0 | 0.23853 | 0 | 0 | 0 | 0 | 0 | 0
1037 | 2018-02-13 04:00 | 2 | Februar | 4 | 44 | 0 | 0 | 0 | 0 | 0 | 1.1661 | 3.7944 | 0 | 4.9605 | 1.1661 | 0 | 3.322 | 0 | 0 | 0 | 0 | 0 | 0.47239 | 0 | 0 | 0 | 0 | 0 | 0
1038 | 2018-02-13 05:00 | 2 | Februar | 5 | 44 | 0 | 0 | 0 | 0 | 0 | 2.0565 | 3.8214 | 0 | 5.8778 | 2.0565 | 0 | 3.119 | 0 | 0 | 0 | 0 | 0 | 0.70241 | 0 | 0 | 0 | 0 | 0 | 0
1039 | 2018-02-13 06:00 | 2 | Februar | 6 | 44 | 0 | 0 | 0 | 0 | 0 | 2.867 | 4.0352 | 0 | 6.9022 | 2.867 | 0 | 2.8689 | 0 | 0 | 0 | 0 | 0 | 1.1663 | 0 | 0 | 0 | 0 | 0 | 0
1040 | 2018-02-13 07:00 | 2 | Februar | 7 | 44 | 0.31202 | 0.31202 | 0.31202 | 0 | 0 | 2.6395 | 3.906 | 0 | 6.5455 | 2.9515 | 0 | 2.7397 | 0 | 0 | 0 | 0 | 0 | 1.1663 | 0 | 0 | 0 | 0 | 0 | 0
1041 | 2018-02-13 08:00 | 2 | Februar | 8 | 44 | 6.2144 | 2.7392 | 6.2144 | 0 | 0 | 0 | 0.047394 | 0 | 0.047394 | 2.7392 | 0 | 2.5902 | 0 | 0 | 0 | 0 | 0 | 0.93243 | 0 | 0 | 0 | 0 | 0 | 0
1042 | 2018-02-13 09:00 | 2 | Februar | 9 | 44 | 10.4137 | 2.5954 | 5.6002 | 0 | 4.8135 | 0 | 0 | 0 | 0 | 2.5954 | 0 | 2.2104 | 0 | 0 | 0 | 0 | 0 | 0.5874 | 0 | 0 | 0.20694 | 0 | 0 | 0.18624
1043 | 2018-02-13 10:00 | 2 | Februar | 10 | 44 | 13.0009 | 2.6387 | 5.4892 | 0 | 7.5117 | 0 | 0 | 0 | 0 | 2.6387 | 0 | 1.9341 | 0 | 0 | 0 | 0 | 0 | 0.47239 | 0 | 0 | 0.44402 | 0 | 0 | 0.39962
1044 | 2018-02-13 11:00 | 2 | Februar | 11 | 44 | 12.3118 | 2.8938 | 5.7951 | 0 | 6.5168 | 0 | 0 | 0 | 0 | 2.8938 | 0 | 1.7658 | 0 | 0 | 0 | 0 | 0 | 0.70241 | 0 | 0 | 0.43304 | 0 | 0 | 0.38973
1045 | 2018-02-13 12:00 | 2 | Februar | 12 | 44 | 14.457 | 2.8685 | 6.1895 | 0 | 8.2675 | 0 | 0 | 0 | 0 | 2.8685 | 0 | 1.5473 | 0 | 0 | 0 | 0 | 0 | 0.93243 | 0 | 0 | 0.84126 | 0 | 0 | 0.75713
1046 | 2018-02-13 13:00 | 2 | Februar | 13 | 44 | 11.8308 | 2.5774 | 5.7492 | 0 | 6.0816 | 0 | 0 | 0 | 0 | 2.5774 | 0 | 1.4652 | 0 | 0 | 0 | 0 | 0 | 0.5874 | 0 | 0 | 1.1192 | 0 | 0 | 1.0073
1047 | 2018-02-13 14:00 | 2 | Februar | 14 | 44 | 6.8515 | 2.3605 | 5.4578 | 0 | 1.3936 | 0 | 0 | 0 | 0 | 2.3605 | 0 | 1.7448 | 0 | 0 | 0 | 0 | 0 | 0.35355 | 0 | 0 | 0.99905 | 0 | 0 | 0.89914
1048 | 2018-02-13 15:00 | 2 | Februar | 15 | 44 | 4.4073 | 2.3687 | 4.4073 | 0 | 0 | 0 | 0.32936 | 0.6033 | 0.93266 | 2.3687 | 0 | 2.0144 | 0 | 0 | 0 | 0 | 0 | 0.35355 | 0 | 0 | 0.6033 | 0 | 0 | 0.54297
1049 | 2018-02-13 16:00 | 2 | Februar | 16 | 44 | 2.1581 | 2.1581 | 2.1581 | 0 | 0 | 0.69338 | 2.7236 | 1.1803 | 4.5973 | 2.8515 | 0 | 2.1362 | 0 | 0 | 0 | 0 | 0 | 0.5874 | 0 | 0 | 1.1803 | 0 | 0 | 1.0622
1050 | 2018-02-13 17:00 | 2 | Februar | 17 | 44 | 0 | 0 | 0 | 0 | 0 | 3.6249 | 2.7382 | 2.0695 | 8.4326 | 3.6249 | 0 | 2.0358 | 0 | 0 | 0 | 0 | 0 | 0.70241 | 0 | 0 | 2.0695 | 0 | 0 | 1.8626
1051 | 2018-02-13 18:00 | 2 | Februar | 18 | 44 | 0 | 0 | 0 | 0 | 0 | 4.0552 | 2.5297 | 2.6644 | 9.2493 | 4.0552 | 0 | 1.8273 | 0 | 0 | 0 | 0 | 0 | 0.70241 | 0 | 0 | 2.6644 | 0 | 0 | 2.398
1052 | 2018-02-13 19:00 | 2 | Februar | 19 | 44 | 0 | 0 | 0 | 0 | 0 | 3.6672 | 2.5712 | 2.5359 | 8.7743 | 3.6672 | 0 | 1.9838 | 0 | 0 | 0 | 0 | 0 | 0.5874 | 0 | 0 | 2.5359 | 0 | 0 | 2.2823
1053 | 2018-02-13 20:00 | 2 | Februar | 20 | 44 | 0 | 0 | 0 | 0 | 0 | 3.1055 | 2.7454 | 1.8296 | 7.6806 | 3.1055 | 0 | 2.273 | 0 | 0 | 0 | 0 | 0 | 0.47239 | 0 | 0 | 1.8296 | 0 | 0 | 1.6467
1054 | 2018-02-13 21:00 | 2 | Februar | 21 | 44 | 0 | 0 | 0 | 0 | 0 | 2.6047 | 2.692 | 1.4543 | 6.7511 | 2.6047 | 0 | 2.4535 | 0 | 0 | 0 | 0 | 0 | 0.23853 | 0 | 0 | 1.4543 | 0 | 0 | 1.3089
1055 | 2018-02-13 22:00 | 2 | Februar | 22 | 44 | 0 | 0 | 0 | 0 | 0 | 1.9807 | 3.0266 | 0.9957 | 6.003 | 1.9807 | 0 | 2.7881 | 0 | 0 | 0 | 0 | 0 | 0.23853 | 0 | 0 | 0.9957 | 0 | 0 | 0.89613
1056 | 2018-02-13 23:00 | 2 | Februar | 23 | 44 | 0 | 0 | 0 | 0 | 0 | 1.4016 | 3.1408 | 0.63126 | 5.1736 | 1.4016 | 0 | 3.0172 | 0 | 0 | 0 | 0 | 0 | 0.12352 | 0 | 0 | 0.63126 | 0 | 0 | 0.56813
1057 | 2018-02-14 | 2 | Februar | 0 | 45 | 0 | 0 | 0 | 0 | 0 | 1.0888 | 3.3263 | 0.34706 | 4.7622 | 1.0888 | 0 | 3.2028 | 0 | 0 | 0 | 0 | 0 | 0.12352 | 0 | 0 | 0.34706 | 0 | 0 | 0.31235
1058 | 2018-02-14 01:00 | 2 | Februar | 1 | 45 | 0 | 0 | 0 | 0 | 0 | 1.0151 | 3.4761 | 0.040439 | 4.5317 | 1.0151 | 0 | 3.3526 | 0 | 0 | 0 | 0 | 0 | 0.12352 | 0 | 0 | 0.040439 | 0 | 0 | 0.036395
1059 | 2018-02-14 02:00 | 2 | Februar | 2 | 45 | 0 | 0 | 0 | 0 | 0 | 0.9935 | 3.7299 | 0.042189 | 4.7656 | 0.9935 | 0 | 3.4913 | 0 | 0 | 0 | 0 | 0 | 0.23853 | 0 | 0 | 0.042189 | 0 | 0 | 0.03797
1060 | 2018-02-14 03:00 | 2 | Februar | 3 | 45 | 0 | 0 | 0 | 0 | 0 | 1.0064 | 3.7867 | 0 | 4.7931 | 1.0064 | 0 | 3.5482 | 0 | 0 | 0 | 0 | 0 | 0.23853 | 0 | 0 | 0 | 0 | 0 | 0
1061 | 2018-02-14 04:00 | 2 | Februar | 4 | 45 | 0 | 0 | 0 | 0 | 0 | 1.1661 | 4.0613 | 0 | 5.2274 | 1.1661 | 0 | 3.5889 | 0 | 0 | 0 | 0 | 0 | 0.47239 | 0 | 0 | 0 | 0 | 0 | 0
1062 | 2018-02-14 05:00 | 2 | Februar | 5 | 45 | 0 | 0 | 0 | 0 | 0 | 2.0565 | 4.1471 | 0 | 6.2036 | 2.0565 | 0 | 3.4447 | 0 | 0 | 0 | 0 | 0 | 0.70241 | 0 | 0 | 0 | 0 | 0 | 0
1063 | 2018-02-14 06:00 | 2 | Februar | 6 | 45 | 0 | 0 | 0 | 0 | 0 | 2.867 | 4.4197 | 0 | 7.2867 | 2.867 | 0 | 3.2534 | 0 | 0 | 0 | 0 | 0 | 1.1663 | 0 | 0 | 0 | 0 | 0 | 0
1064 | 2018-02-14 07:00 | 2 | Februar | 7 | 45 | 0.065004 | 0.065004 | 0.065004 | 0 | 0 | 2.8865 | 4.2825 | 0 | 7.1689 | 2.9515 | 0 | 3.1162 | 0 | 0 | 0 | 0 | 0 | 1.1663 | 0 | 0 | 0 | 0 | 0 | 0
1065 | 2018-02-14 08:00 | 2 | Februar | 8 | 45 | 0.81906 | 0.81906 | 0.81906 | 0 | 0 | 1.9201 | 3.2749 | 0 | 5.195 | 2.7392 | 0 | 2.3424 | 0 | 0 | 0 | 0 | 0 | 0.93243 | 0 | 0 | 0 | 0 | 0 | 0
1066 | 2018-02-14 09:00 | 2 | Februar | 9 | 45 | 1.6771 | 1.6771 | 1.6771 | 0 | 0 | 0.91833 | 2.4201 | 0.20694 | 3.5453 | 2.5954 | 0 | 1.8327 | 0 | 0 | 0 | 0 | 0 | 0.5874 | 0 | 0 | 0.20694 | 0 | 0 | 0.18624
1067 | 2018-02-14 10:00 | 2 | Februar | 10 | 45 | 2.4702 | 2.4702 | 2.4702 | 0 | 0 | 0.16855 | 2.0251 | 0.44402 | 2.6377 | 2.6387 | 0 | 1.5527 | 0 | 0 | 0 | 0 | 0 | 0.47239 | 0 | 0 | 0.44402 | 0 | 0 | 0.39962
1068 | 2018-02-14 11:00 | 2 | Februar | 11 | 45 | 3.0292 | 2.8938 | 3.0292 | 0 | 0 | 0 | 3.1712 | 0.43304 | 3.6042 | 2.8938 | 0 | 2.6042 | 0 | 0 | 0 | 0 | 0 | 0.70241 | 0 | 0 | 0.43304 | 0 | 0 | 0.38973
1069 | 2018-02-14 12:00 | 2 | Februar | 12 | 45 | 3.3152 | 2.8685 | 3.3152 | 0 | 0 | 0 | 2.8182 | 0.84126 | 3.6595 | 2.8685 | 0 | 2.3325 | 0 | 0 | 0 | 0 | 0 | 0.93243 | 0 | 0 | 0.84126 | 0 | 0 | 0.75713
1070 | 2018-02-14 13:00 | 2 | Februar | 13 | 45 | 2.7172 | 2.5774 | 2.7172 | 0 | 0 | 0 | 3.3188 | 1.1192 | 4.4381 | 2.5774 | 0 | 2.8712 | 0 | 0 | 0 | 0 | 0 | 0.5874 | 0 | 0 | 1.1192 | 0 | 0 | 1.0073
1071 | 2018-02-14 14:00 | 2 | Februar | 14 | 45 | 2.0281 | 2.0281 | 2.0281 | 0 | 0 | 0.33234 | 3.428 | 0.99905 | 4.7593 | 2.3605 | 0 | 3.0744 | 0 | 0 | 0 | 0 | 0 | 0.35355 | 0 | 0 | 0.99905 | 0 | 0 | 0.89914
1072 | 2018-02-14 15:00 | 2 | Februar | 15 | 45 | 0.92306 | 0.92306 | 0.92306 | 0 | 0 | 1.4457 | 3.5145 | 0.6033 | 5.5635 | 2.3687 | 0 | 3.161 | 0 | 0 | 0 | 0 | 0 | 0.35355 | 0 | 0 | 0.6033 | 0 | 0 | 0.54297
1073 | 2018-02-14 16:00 | 2 | Februar | 16 | 45 | 0.32502 | 0.32502 | 0.32502 | 0 | 0 | 2.5265 | 3.7324 | 1.1803 | 7.4391 | 2.8515 | 0 | 3.145 | 0 | 0 | 0 | 0 | 0 | 0.5874 | 0 | 0 | 1.1803 | 0 | 0 | 1.0622
1074 | 2018-02-14 17:00 | 2 | Februar | 17 | 45 | 0 | 0 | 0 | 0 | 0 | 3.6249 | 3.7186 | 2.0695 | 9.4131 | 3.6249 | 0 | 3.0162 | 0 | 0 | 0 | 0 | 0 | 0.70241 | 0 | 0 | 2.0695 | 0 | 0 | 1.8626
1075 | 2018-02-14 18:00 | 2 | Februar | 18 | 45 | 0 | 0 | 0 | 0 | 0 | 4.0552 | 3.4642 | 2.6644 | 10.1837 | 4.0552 | 0 | 2.7618 | 0 | 0 | 0 | 0 | 0 | 0.70241 | 0 | 0 | 2.6644 | 0 | 0 | 2.398
1076 | 2018-02-14 19:00 | 2 | Februar | 19 | 45 | 0 | 0 | 0 | 0 | 0 | 3.6672 | 3.4463 | 2.5359 | 9.6494 | 3.6672 | 0 | 2.8589 | 0 | 0 | 0 | 0 | 0 | 0.5874 | 0 | 0 | 2.5359 | 0 | 0 | 2.2823
1077 | 2018-02-14 20:00 | 2 | Februar | 20 | 45 | 0 | 0 | 0 | 0 | 0 | 3.1055 | 3.5767 | 1.8296 | 8.5119 | 3.1055 | 0 | 3.1043 | 0 | 0 | 0 | 0 | 0 | 0.47239 | 0 | 0 | 1.8296 | 0 | 0 | 1.6467
1078 | 2018-02-14 21:00 | 2 | Februar | 21 | 45 | 0 | 0 | 0 | 0 | 0 | 2.6047 | 3.479 | 1.4543 | 7.5381 | 2.6047 | 0 | 3.2405 | 0 | 0 | 0 | 0 | 0 | 0.23853 | 0 | 0 | 1.4543 | 0 | 0 | 1.3089
1079 | 2018-02-14 22:00 | 2 | Februar | 22 | 45 | 0 | 0 | 0 | 0 | 0 | 1.9807 | 3.7848 | 0.9957 | 6.7613 | 1.9807 | 0 | 3.5463 | 0 | 0 | 0 | 0 | 0 | 0.23853 | 0 | 0 | 0.9957 | 0 | 0 | 0.89613
1080 | 2018-02-14 23:00 | 2 | Februar | 23 | 45 | 0 | 0 | 0 | 0 | 0 | 1.4016 | 3.8251 | 0.63126 | 5.8579 | 1.4016 | 0 | 3.7015 | 0 | 0 | 0 | 0 | 0 | 0.12352 | 0 | 0 | 0.63126 | 0 | 0 | 0.56813
1081 | 2018-02-15 | 2 | Februar | 0 | 46 | 0 | 0 | 0 | 0 | 0 | 1.0888 | 3.8915 | 0.34706 | 5.3274 | 1.0888 | 0 | 3.768 | 0 | 0 | 0 | 0 | 0 | 0.12352 | 0 | 0 | 0.34706 | 0 | 0 | 0.31235
1082 | 2018-02-15 01:00 | 2 | Februar | 1 | 46 | 0 | 0 | 0 | 0 | 0 | 1.0151 | 3.8922 | 0.040439 | 4.9478 | 1.0151 | 0 | 3.7687 | 0 | 0 | 0 | 0 | 0 | 0.12352 | 0 | 0 | 0.040439 | 0 | 0 | 0.036395
1083 | 2018-02-15 02:00 | 2 | Februar | 2 | 46 | 0 | 0 | 0 | 0 | 0 | 0.9935 | 3.9969 | 0.042189 | 5.0325 | 0.9935 | 0 | 3.7583 | 0 | 0 | 0 | 0 | 0 | 0.23853 | 0 | 0 | 0.042189 | 0 | 0 | 0.03797
1084 | 2018-02-15 03:00 | 2 | Februar | 3 | 46 | 0 | 0 | 0 | 0 | 0 | 1.0064 | 3.9791 | 0 | 4.9855 | 1.0064 | 0 | 3.7406 | 0 | 0 | 0 | 0 | 0 | 0.23853 | 0 | 0 | 0 | 0 | 0 | 0
1085 | 2018-02-15 04:00 | 2 | Februar | 4 | 46 | 0 | 0 | 0 | 0 | 0 | 1.1661 | 4.164 | 0 | 5.3301 | 1.1661 | 0 | 3.6916 | 0 | 0 | 0 | 0 | 0 | 0.47239 | 0 | 0 | 0 | 0 | 0 | 0
1086 | 2018-02-15 05:00 | 2 | Februar | 5 | 46 | 0 | 0 | 0 | 0 | 0 | 2.0565 | 4.2043 | 0 | 6.2608 | 2.0565 | 0 | 3.5019 | 0 | 0 | 0 | 0 | 0 | 0.70241 | 0 | 0 | 0 | 0 | 0 | 0
1087 | 2018-02-15 06:00 | 2 | Februar | 6 | 46 | 0 | 0 | 0 | 0 | 0 | 2.867 | 4.4162 | 0 | 7.2832 | 2.867 | 0 | 3.2499 | 0 | 0 | 0 | 0 | 0 | 1.1663 | 0 | 0 | 0 | 0 | 0 | 0
1088 | 2018-02-15 07:00 | 2 | Februar | 7 | 46 | 0.11701 | 0.11701 | 0.11701 | 0 | 0 | 2.8345 | 4.2688 | 0 | 7.1033 | 2.9515 | 0 | 3.1025 | 0 | 0 | 0 | 0 | 0 | 1.1663 | 0 | 0 | 0 | 0 | 0 | 0
1089 | 2018-02-15 08:00 | 2 | Februar | 8 | 46 | 1.1701 | 1.1701 | 1.1701 | 0 | 0 | 1.5691 | 3.8174 | 0 | 5.3865 | 2.7392 | 0 | 2.8849 | 0 | 0 | 0 | 0 | 0 | 0.93243 | 0 | 0 | 0 | 0 | 0 | 0
1090 | 2018-02-15 09:00 | 2 | Februar | 9 | 46 | 2.0411 | 2.0411 | 2.0411 | 0 | 0 | 0.5543 | 3.1525 | 0.20694 | 3.9137 | 2.5954 | 0 | 2.5651 | 0 | 0 | 0 | 0 | 0 | 0.5874 | 0 | 0 | 0.20694 | 0 | 0 | 0.18624
1091 | 2018-02-15 10:00 | 2 | Februar | 10 | 46 | 2.5482 | 2.5482 | 2.5482 | 0 | 0 | 0.090549 | 2.7611 | 0.44402 | 3.2957 | 2.6387 | 0 | 2.2887 | 0 | 0 | 0 | 0 | 0 | 0.47239 | 0 | 0 | 0.44402 | 0 | 0 | 0.39962
1092 | 2018-02-15 11:00 | 2 | Februar | 11 | 46 | 3.2372 | 2.8938 | 3.2372 | 0 | 0 | 0 | 2.3993 | 0.43304 | 2.8323 | 2.8938 | 0 | 2.0403 | 0 | 0 | 0 | 0 | 0 | 0.70241 | 0 | 0 | 0.43304 | 0 | 0 | 0.38973
1093 | 2018-02-15 12:00 | 2 | Februar | 12 | 46 | 3.4192 | 2.8685 | 3.4192 | 0 | 0 | 0 | 2.2671 | 0.84126 | 3.1083 | 2.8685 | 0 | 1.8854 | 0 | 0 | 0 | 0 | 0 | 0.93243 | 0 | 0 | 0.84126 | 0 | 0 | 0.75713
1094 | 2018-02-15 13:00 | 2 | Februar | 13 | 46 | 2.7172 | 2.5774 | 2.7172 | 0 | 0 | 0 | 2.329 | 1.1192 | 3.4482 | 2.5774 | 0 | 1.8813 | 0 | 0 | 0 | 0 | 0 | 0.5874 | 0 | 0 | 1.1192 | 0 | 0 | 1.0073
1095 | 2018-02-15 14:00 | 2 | Februar | 14 | 46 | 1.9891 | 1.9891 | 1.9891 | 0 | 0 | 0.37135 | 2.4454 | 0.99905 | 3.8158 | 2.3605 | 0 | 2.0919 | 0 | 0 | 0 | 0 | 0 | 0.35355 | 0 | 0 | 0.99905 | 0 | 0 | 0.89914
1096 | 2018-02-15 15:00 | 2 | Februar | 15 | 46 | 1.1961 | 1.1961 | 1.1961 | 0 | 0 | 1.1726 | 2.6536 | 0.6033 | 4.4295 | 2.3687 | 0 | 2.3 | 0 | 0 | 0 | 0 | 0 | 0.35355 | 0 | 0 | 0.6033 | 0 | 0 | 0.54297
1097 | 2018-02-15 16:00 | 2 | Februar | 16 | 46 | 0.37703 | 0.37703 | 0.37703 | 0 | 0 | 2.4745 | 2.963 | 1.1803 | 6.6177 | 2.8515 | 0 | 2.3756 | 0 | 0 | 0 | 0 | 0 | 0.5874 | 0 | 0 | 1.1803 | 0 | 0 | 1.0622
1098 | 2018-02-15 17:00 | 2 | Februar | 17 | 46 | 0 | 0 | 0 | 0 | 0 | 3.6249 | 3.0581 | 2.0695 | 8.7525 | 3.6249 | 0 | 2.3556 | 0 | 0 | 0 | 0 | 0 | 0.70241 | 0 | 0 | 2.0695 | 0 | 0 | 1.8626
1099 | 2018-02-15 18:00 | 2 | Februar | 18 | 46 | 0 | 0 | 0 | 0 | 0 | 4.0552 | 2.8472 | 2.6644 | 9.5667 | 4.0552 | 0 | 2.1448 | 0 | 0 | 0 | 0 | 0 | 0.70241 | 0 | 0 | 2.6644 | 0 | 0 | 2.398
1100 | 2018-02-15 19:00 | 2 | Februar | 19 | 46 | 0 | 0 | 0 | 0 | 0 | 3.6672 | 2.8893 | 2.5359 | 9.0924 | 3.6672 | 0 | 2.3019 | 0 | 0 | 0 | 0 | 0 | 0.5874 | 0 | 0 | 2.5359 | 0 | 0 | 2.2823
1101 | 2018-02-15 20:00 | 2 | Februar | 20 | 46 | 0 | 0 | 0 | 0 | 0 | 3.1055 | 3.0803 | 1.8296 | 8.0155 | 3.1055 | 0 | 2.6079 | 0 | 0 | 0 | 0 | 0 | 0.47239 | 0 | 0 | 1.8296 | 0 | 0 | 1.6467
1102 | 2018-02-15 21:00 | 2 | Februar | 21 | 46 | 0 | 0 | 0 | 0 | 0 | 2.6047 | 3.0278 | 1.4543 | 7.0869 | 2.6047 | 0 | 2.7893 | 0 | 0 | 0 | 0 | 0 | 0.23853 | 0 | 0 | 1.4543 | 0 | 0 | 1.3089
1103 | 2018-02-15 22:00 | 2 | Februar | 22 | 46 | 0 | 0 | 0 | 0 | 0 | 1.9807 | 3.3646 | 0.9957 | 6.341 | 1.9807 | 0 | 3.1261 | 0 | 0 | 0 | 0 | 0 | 0.23853 | 0 | 0 | 0.9957 | 0 | 0 | 0.89613
1104 | 2018-02-15 23:00 | 2 | Februar | 23 | 46 | 0 | 0 | 0 | 0 | 0 | 1.4016 | 3.495 | 0.12317 | 5.0197 | 1.4016 | 0 | 3.3715 | 0 | 0 | 0 | 0 | 0 | 0.12352 | 0 | 0 | 0.12317 | 0 | 0 | 0.11085
1105 | 2018-02-16 | 2 | Februar | 0 | 47 | 0 | 0 | 0 | 0 | 0 | 1.0888 | 3.6661 | 0.091347 | 4.8463 | 1.0888 | 0 | 3.5426 | 0 | 0 | 0 | 0 | 0 | 0.12352 | 0 | 0 | 0.091347 | 0 | 0 | 0.082212
1106 | 2018-02-16 01:00 | 2 | Februar | 1 | 47 | 0 | 0 | 0 | 0 | 0 | 1.0151 | 3.8161 | 0 | 4.8312 | 1.0151 | 0 | 3.6926 | 0 | 0 | 0 | 0 | 0 | 0.12352 | 0 | 0 | 0 | 0 | 0 | 0
1107 | 2018-02-16 02:00 | 2 | Februar | 2 | 47 | 0 | 0 | 0 | 0 | 0 | 0.9935 | 4.055 | 0.11659 | 5.1651 | 0.9935 | 0 | 3.8164 | 0 | 0 | 0 | 0 | 0 | 0.23853 | 0 | 0 | 0.11659 | 0 | 0 | 0.10493
1108 | 2018-02-16 03:00 | 2 | Februar | 3 | 47 | 0 | 0 | 0 | 0 | 0 | 1.0064 | 4.1267 | 0.042301 | 5.1754 | 1.0064 | 0 | 3.8882 | 0 | 0 | 0 | 0 | 0 | 0.23853 | 0 | 0 | 0.042301 | 0 | 0 | 0.038071
1109 | 2018-02-16 04:00 | 2 | Februar | 4 | 47 | 0 | 0 | 0 | 0 | 0 | 1.1661 | 4.386 | 0.039756 | 5.5919 | 1.1661 | 0 | 3.9137 | 0 | 0 | 0 | 0 | 0 | 0.47239 | 0 | 0 | 0.039756 | 0 | 0 | 0.035781
1110 | 2018-02-16 05:00 | 2 | Februar | 5 | 47 | 0 | 0 | 0 | 0 | 0 | 2.0565 | 4.4703 | 0 | 6.5268 | 2.0565 | 0 | 3.7679 | 0 | 0 | 0 | 0 | 0 | 0.70241 | 0 | 0 | 0 | 0 | 0 | 0
1111 | 2018-02-16 06:00 | 2 | Februar | 6 | 47 | 0 | 0 | 0 | 0 | 0 | 2.867 | 4.7408 | 0 | 7.6078 | 2.867 | 0 | 3.5745 | 0 | 0 | 0 | 0 | 0 | 1.1663 | 0 | 0 | 0 | 0 | 0 | 0
1112 | 2018-02-16 07:00 | 2 | Februar | 7 | 47 | 0.11701 | 0.11701 | 0.11701 | 0 | 0 | 2.8345 | 4.6049 | 0 | 7.4394 | 2.9515 | 0 | 3.4386 | 0 | 0 | 0 | 0 | 0 | 1.1663 | 0 | 0 | 0 | 0 | 0 | 0
1113 | 2018-02-16 08:00 | 2 | Februar | 8 | 47 | 0.85806 | 0.85806 | 0.85806 | 0 | 0 | 1.8811 | 3.5476 | 0 | 5.4287 | 2.7392 | 0 | 2.6151 | 0 | 0 | 0 | 0 | 0 | 0.93243 | 0 | 0 | 0 | 0 | 0 | 0
1114 | 2018-02-16 09:00 | 2 | Februar | 9 | 47 | 1.5341 | 1.5341 | 1.5341 | 0 | 0 | 1.0613 | 2.5812 | 0.16574 | 3.8082 | 2.5954 | 0 | 1.9938 | 0 | 0 | 0 | 0 | 0 | 0.5874 | 0 | 0 | 0.16574 | 0 | 0 | 0.14917
1115 | 2018-02-16 10:00 | 2 | Februar | 10 | 47 | 1.9371 | 1.9371 | 1.9371 | 0 | 0 | 0.70159 | 1.8593 | 0.39821 | 2.9591 | 2.6387 | 0 | 1.387 | 0 | 0 | 0 | 0 | 0 | 0.47239 | 0 | 0 | 0.39821 | 0 | 0 | 0.35839
1116 | 2018-02-16 11:00 | 2 | Februar | 11 | 47 | 1.8981 | 1.8981 | 1.8981 | 0 | 0 | 0.99565 | 1.6798 | 0.39589 | 3.0713 | 2.8938 | 0 | 0.97739 | 0 | 0 | 0 | 0 | 0 | 0.70241 | 0 | 0 | 0.39589 | 0 | 0 | 0.3563
1117 | 2018-02-16 12:00 | 2 | Februar | 12 | 47 | 2.1061 | 2.1061 | 2.1061 | 0 | 0 | 0.76238 | 1.7092 | 0.94478 | 3.4163 | 2.8685 | 0 | 0.77672 | 0 | 0 | 0 | 0 | 0 | 0.93243 | 0 | 0 | 0.94478 | 0 | 0 | 0.8503
1118 | 2018-02-16 13:00 | 2 | Februar | 13 | 47 | 1.8721 | 1.8721 | 1.8721 | 0 | 0 | 0.70528 | 1.7982 | 1.3646 | 3.868 | 2.5774 | 0 | 1.2108 | 0 | 0 | 0 | 0 | 0 | 0.5874 | 0 | 0 | 1.3646 | 0 | 0 | 1.2281
1119 | 2018-02-16 14:00 | 2 | Februar | 14 | 47 | 1.4691 | 1.4691 | 1.4691 | 0 | 0 | 0.89138 | 1.5916 | 1.1765 | 3.6595 | 2.3605 | 0 | 1.2381 | 0 | 0 | 0 | 0 | 0 | 0.35355 | 0 | 0 | 1.1765 | 0 | 0 | 1.0589
1120 | 2018-02-16 15:00 | 2 | Februar | 15 | 47 | 0.92306 | 0.92306 | 0.92306 | 0 | 0 | 1.4457 | 2.0196 | 0.97242 | 4.4377 | 2.3687 | 0 | 1.6661 | 0 | 0 | 0 | 0 | 0 | 0.35355 | 0 | 0 | 0.97242 | 0 | 0 | 0.87517
1121 | 2018-02-16 16:00 | 2 | Februar | 16 | 47 | 0.26002 | 0.26002 | 0.26002 | 0 | 0 | 2.5915 | 2.7224 | 1.4586 | 6.7725 | 2.8515 | 0 | 2.135 | 0 | 0 | 0 | 0 | 0 | 0.5874 | 0 | 0 | 1.4586 | 0 | 0 | 1.3127
1122 | 2018-02-16 17:00 | 2 | Februar | 17 | 47 | 0 | 0 | 0 | 0 | 0 | 3.6249 | 3.188 | 1.6556 | 8.4685 | 3.6249 | 0 | 2.4856 | 0 | 0 | 0 | 0 | 0 | 0.70241 | 0 | 0 | 1.6556 | 0 | 0 | 1.49
1123 | 2018-02-16 18:00 | 2 | Februar | 18 | 47 | 0 | 0 | 0 | 0 | 0 | 4.0552 | 3.0057 | 2.1629 | 9.2237 | 4.0552 | 0 | 2.3033 | 0 | 0 | 0 | 0 | 0 | 0.70241 | 0 | 0 | 2.1629 | 0 | 0 | 1.9466
1124 | 2018-02-16 19:00 | 2 | Februar | 19 | 47 | 0 | 0 | 0 | 0 | 0 | 3.6672 | 3.0781 | 2.087 | 8.8322 | 3.6672 | 0 | 2.4907 | 0 | 0 | 0 | 0 | 0 | 0.5874 | 0 | 0 | 2.087 | 0 | 0 | 1.8783
1125 | 2018-02-16 20:00 | 2 | Februar | 20 | 47 | 0 | 0 | 0 | 0 | 0 | 3.1055 | 3.2998 | 1.7154 | 8.1208 | 3.1055 | 0 | 2.8274 | 0 | 0 | 0 | 0 | 0 | 0.47239 | 0 | 0 | 1.7154 | 0 | 0 | 1.5439
1126 | 2018-02-16 21:00 | 2 | Februar | 21 | 47 | 0 | 0 | 0 | 0 | 0 | 2.6047 | 3.2776 | 1.2558 | 7.1381 | 2.6047 | 0 | 3.0391 | 0 | 0 | 0 | 0 | 0 | 0.23853 | 0 | 0 | 1.2558 | 0 | 0 | 1.1302
1127 | 2018-02-16 22:00 | 2 | Februar | 22 | 47 | 0 | 0 | 0 | 0 | 0 | 1.9807 | 3.6454 | 0.75773 | 6.3838 | 1.9807 | 0 | 3.4068 | 0 | 0 | 0 | 0 | 0 | 0.23853 | 0 | 0 | 0.75773 | 0 | 0 | 0.68195
1128 | 2018-02-16 23:00 | 2 | Februar | 23 | 47 | 0 | 0 | 0 | 0 | 0 | 1.4016 | 3.7913 | 0.49733 | 5.6903 | 1.4016 | 0 | 3.6678 | 0 | 0 | 0 | 0 | 0 | 0.12352 | 0 | 0 | 0.49733 | 0 | 0 | 0.4476
1129 | 2018-02-17 | 2 | Februar | 0 | 48 | 0 | 0 | 0 | 0 | 0 | 1.2903 | 3.8897 | 0 | 5.18 | 1.2903 | 0 | 3.7662 | 0 | 0 | 0 | 0 | 0 | 0.12352 | 0 | 0 | 0 | 0 | 0 | 0
1130 | 2018-02-17 01:00 | 2 | Februar | 1 | 48 | 0 | 0 | 0 | 0 | 0 | 1.0677 | 4.0419 | 0 | 5.1095 | 1.0677 | 0 | 3.9183 | 0 | 0 | 0 | 0 | 0 | 0.12352 | 0 | 0 | 0 | 0 | 0 | 0
1131 | 2018-02-17 02:00 | 2 | Februar | 2 | 48 | 0 | 0 | 0 | 0 | 0 | 1.0182 | 4.1568 | 0.085531 | 5.2606 | 1.0182 | 0 | 4.0333 | 0 | 0 | 0 | 0 | 0 | 0.12352 | 0 | 0 | 0.085531 | 0 | 0 | 0.076978
1132 | 2018-02-17 03:00 | 2 | Februar | 3 | 48 | 0 | 0 | 0 | 0 | 0 | 0.99298 | 4.2368 | 0.025909 | 5.2556 | 0.99298 | 0 | 4.1132 | 0 | 0 | 0 | 0 | 0 | 0.12352 | 0 | 0 | 0.025909 | 0 | 0 | 0.023318
1133 | 2018-02-17 04:00 | 2 | Februar | 4 | 48 | 0 | 0 | 0 | 0 | 0 | 1.026 | 4.2893 | 0.055915 | 5.3711 | 1.026 | 0 | 4.1657 | 0 | 0 | 0 | 0 | 0 | 0.12352 | 0 | 0 | 0.055915 | 0 | 0 | 0.050323
1134 | 2018-02-17 05:00 | 2 | Februar | 5 | 48 | 0 | 0 | 0 | 0 | 0 | 1.2944 | 4.4062 | 0 | 5.7006 | 1.2944 | 0 | 4.1677 | 0 | 0 | 0 | 0 | 0 | 0.23853 | 0 | 0 | 0 | 0 | 0 | 0
1135 | 2018-02-17 06:00 | 2 | Februar | 6 | 48 | 0 | 0 | 0 | 0 | 0 | 1.889 | 4.507 | 0 | 6.396 | 1.889 | 0 | 4.0346 | 0 | 0 | 0 | 0 | 0 | 0.47239 | 0 | 0 | 0 | 0 | 0 | 0
1136 | 2018-02-17 07:00 | 2 | Februar | 7 | 48 | 0.63704 | 0.63704 | 0.63704 | 0 | 0 | 2.03 | 4.447 | 0 | 6.477 | 2.6671 | 0 | 3.7446 | 0 | 0 | 0 | 0 | 0 | 0.70241 | 0 | 0 | 0 | 0 | 0 | 0
1137 | 2018-02-17 08:00 | 2 | Februar | 8 | 48 | 9.2436 | 3.1205 | 6.676 | 0 | 2.5676 | 0 | 0 | 0 | 0 | 3.1205 | 0 | 2.8531 | 0 | 0 | 0 | 0 | 0 | 0.70241 | 0 | 0 | 0 | 0 | 0 | 0
1138 | 2018-02-17 09:00 | 2 | Februar | 9 | 48 | 11.6358 | 3.2472 | 6.5922 | 0 | 5.0436 | 0 | 0 | 0 | 0 | 3.2472 | 0 | 2.4844 | 0 | 0 | 0 | 0 | 0 | 0.5874 | 0 | 0 | 0.27308 | 0 | 0 | 0.24577
1139 | 2018-02-17 10:00 | 2 | Februar | 10 | 48 | 14.678 | 3.3946 | 6.3145 | 0 | 8.3635 | 0 | 0 | 0 | 0 | 3.3946 | 0 | 1.9875 | 0 | 0 | 0 | 0 | 0 | 0.35738 | 0 | 0 | 0.57504 | 0 | 0 | 0.51754
1140 | 2018-02-17 11:00 | 2 | Februar | 11 | 48 | 16.2381 | 3.6337 | 6.8089 | 0 | 9.4292 | 0 | 0 | 0 | 0 | 3.6337 | 0 | 2.0933 | 0 | 0 | 0 | 0 | 0 | 0.5874 | 0 | 0 | 0.49448 | 0 | 0 | 0.44503
1141 | 2018-02-17 12:00 | 2 | Februar | 12 | 48 | 15.198 | 3.6177 | 7.5153 | 0 | 7.6827 | 0 | 0 | 0 | 0 | 3.6177 | 0 | 2.3923 | 0 | 0 | 0 | 0 | 0 | 0.70241 | 0 | 0 | 0.80292 | 0 | 0 | 0.72263
1142 | 2018-02-17 13:00 | 2 | Februar | 13 | 48 | 13.3779 | 3.3627 | 7.7096 | 0 | 5.6683 | 0 | 0 | 0 | 0 | 3.3627 | 0 | 2.2162 | 0 | 0 | 0 | 0 | 0 | 0.70241 | 0 | 0 | 1.4283 | 0 | 0 | 1.2855
1143 | 2018-02-17 14:00 | 2 | Februar | 14 | 48 | 11.0507 | 3.1633 | 6.8581 | 0 | 4.1927 | 0 | 0 | 0 | 0 | 3.1633 | 0 | 2.0806 | 0 | 0 | 0 | 0 | 0 | 0.5874 | 0 | 0 | 1.0268 | 0 | 0 | 0.92416
1144 | 2018-02-17 15:00 | 2 | Februar | 15 | 48 | 8.9966 | 3.1833 | 6.8915 | 0 | 2.1051 | 0 | 0 | 0 | 0 | 3.1833 | 0 | 2.3889 | 0 | 0 | 0 | 0 | 0 | 0.5874 | 0 | 0 | 0.73184 | 0 | 0 | 0.65866
1145 | 2018-02-17 16:00 | 2 | Februar | 16 | 48 | 4.0173 | 3.9202 | 4.0173 | 0 | 0 | 0 | 3.6482 | 0.83299 | 4.4812 | 3.9202 | 0 | 2.694 | 0 | 0 | 0 | 0 | 0 | 1.0513 | 0 | 0 | 0.83299 | 0 | 0 | 0.74969
1146 | 2018-02-17 17:00 | 2 | Februar | 17 | 48 | 0 | 0 | 0 | 0 | 0 | 4.5158 | 3.969 | 1.2201 | 9.705 | 4.5158 | 0 | 3.1516 | 0 | 0 | 0 | 0 | 0 | 0.81742 | 0 | 0 | 1.2201 | 0 | 0 | 1.0981
1147 | 2018-02-17 18:00 | 2 | Februar | 18 | 48 | 0 | 0 | 0 | 0 | 0 | 4.5308 | 3.5327 | 1.9034 | 9.9669 | 4.5308 | 0 | 3.0603 | 0 | 0 | 0 | 0 | 0 | 0.47239 | 0 | 0 | 1.9034 | 0 | 0 | 1.7131
1148 | 2018-02-17 19:00 | 2 | Februar | 19 | 48 | 0 | 0 | 0 | 0 | 0 | 3.744 | 3.7914 | 1.7545 | 9.2898 | 3.744 | 0 | 3.319 | 0 | 0 | 0 | 0 | 0 | 0.47239 | 0 | 0 | 1.7545 | 0 | 0 | 1.579
1149 | 2018-02-17 20:00 | 2 | Februar | 20 | 48 | 0 | 0 | 0 | 0 | 0 | 2.9638 | 3.9125 | 1.2804 | 8.1567 | 2.9638 | 0 | 3.674 | 0 | 0 | 0 | 0 | 0 | 0.23853 | 0 | 0 | 1.2804 | 0 | 0 | 1.1523
1150 | 2018-02-17 21:00 | 2 | Februar | 21 | 48 | 0 | 0 | 0 | 0 | 0 | 2.7248 | 4.0683 | 0.99691 | 7.7899 | 2.7248 | 0 | 3.8297 | 0 | 0 | 0 | 0 | 0 | 0.23853 | 0 | 0 | 0.99691 | 0 | 0 | 0.89722
1151 | 2018-02-17 22:00 | 2 | Februar | 22 | 48 | 0 | 0 | 0 | 0 | 0 | 2.3419 | 4.1913 | 0.5535 | 7.0867 | 2.3419 | 0 | 3.9528 | 0 | 0 | 0 | 0 | 0 | 0.23853 | 0 | 0 | 0.5535 | 0 | 0 | 0.49815
1152 | 2018-02-17 23:00 | 2 | Februar | 23 | 48 | 0 | 0 | 0 | 0 | 0 | 1.5819 | 4.2725 | 0.49099 | 6.3455 | 1.5819 | 0 | 4.149 | 0 | 0 | 0 | 0 | 0 | 0.12352 | 0 | 0 | 0.49099 | 0 | 0 | 0.44189
1153 | 2018-02-18 | 2 | Februar | 0 | 49 | 0 | 0 | 0 | 0 | 0 | 1.8112 | 4.223 | 0.59399 | 6.6282 | 1.8112 | 0 | 4.0995 | 0 | 0 | 0 | 0 | 0 | 0.12352 | 0 | 0 | 0.59399 | 0 | 0 | 0.53459
1154 | 2018-02-18 01:00 | 2 | Februar | 1 | 49 | 0 | 0 | 0 | 0 | 0 | 1.3598 | 4.3352 | 0.39144 | 6.0864 | 1.3598 | 0 | 4.2116 | 0 | 0 | 0 | 0 | 0 | 0.12352 | 0 | 0 | 0.39144 | 0 | 0 | 0.35229
1155 | 2018-02-18 02:00 | 2 | Februar | 2 | 49 | 0 | 0 | 0 | 0 | 0 | 1.129 | 4.3998 | 0.014074 | 5.5429 | 1.129 | 0 | 4.2762 | 0 | 0 | 0 | 0 | 0 | 0.12352 | 0 | 0 | 0.014074 | 0 | 0 | 0.012667
1156 | 2018-02-18 03:00 | 2 | Februar | 3 | 49 | 0 | 0 | 0 | 0 | 0 | 1.0481 | 4.447 | 0.026572 | 5.5217 | 1.0481 | 0 | 4.3235 | 0 | 0 | 0 | 0 | 0 | 0.12352 | 0 | 0 | 0.026572 | 0 | 0 | 0.023914
1157 | 2018-02-18 04:00 | 2 | Februar | 4 | 49 | 0 | 0 | 0 | 0 | 0 | 0.99814 | 4.4726 | 0.02326 | 5.494 | 0.99814 | 0 | 4.3491 | 0 | 0 | 0 | 0 | 0 | 0.12352 | 0 | 0 | 0.02326 | 0 | 0 | 0.020934
1158 | 2018-02-18 05:00 | 2 | Februar | 5 | 49 | 0 | 0 | 0 | 0 | 0 | 0.99607 | 4.5028 | 0 | 5.4989 | 0.99607 | 0 | 4.3793 | 0 | 0 | 0 | 0 | 0 | 0.12352 | 0 | 0 | 0 | 0 | 0 | 0
1159 | 2018-02-18 06:00 | 2 | Februar | 6 | 49 | 0 | 0 | 0 | 0 | 0 | 1.044 | 4.4421 | 0 | 5.4861 | 1.044 | 0 | 4.3186 | 0 | 0 | 0 | 0 | 0 | 0.12352 | 0 | 0 | 0 | 0 | 0 | 0
1160 | 2018-02-18 07:00 | 2 | Februar | 7 | 49 | 0.70205 | 0.70205 | 0.70205 | 0 | 0 | 0.52847 | 4.3959 | 0 | 4.9244 | 1.2305 | 0 | 4.1574 | 0 | 0 | 0 | 0 | 0 | 0.23853 | 0 | 0 | 0 | 0 | 0 | 0
1161 | 2018-02-18 08:00 | 2 | Februar | 8 | 49 | 8.3596 | 2.0245 | 5.419 | 0 | 2.9406 | 0 | 0 | 0 | 0 | 2.0245 | 0 | 3.0371 | 0 | 0 | 0 | 0 | 0 | 0.35738 | 0 | 0 | 0 | 0 | 0 | 0
1162 | 2018-02-18 09:00 | 2 | Februar | 9 | 49 | 12.9619 | 3.0545 | 6.1901 | 0 | 6.7718 | 0 | 0 | 0 | 0 | 3.0545 | 0 | 2.1355 | 0 | 0 | 0 | 0 | 0 | 0.70241 | 0 | 0 | 0.29766 | 0 | 0 | 0.2679
1163 | 2018-02-18 10:00 | 2 | Februar | 10 | 49 | 15.7961 | 3.7898 | 6.5215 | 0 | 9.2746 | 0 | 0 | 0 | 0 | 3.7898 | 0 | 1.4222 | 0 | 0 | 0 | 0 | 0 | 0.70241 | 0 | 0 | 0.60708 | 0 | 0 | 0.54638
1164 | 2018-02-18 11:00 | 2 | Februar | 11 | 49 | 16.6151 | 4.3793 | 6.6768 | 0 | 9.9383 | 0 | 0 | 0 | 0 | 4.3793 | 0 | 0.88769 | 0 | 0 | 0 | 0 | 0 | 0.93243 | 0 | 0 | 0.47745 | 0 | 0 | 0.4297
1165 | 2018-02-18 12:00 | 2 | Februar | 12 | 49 | 15.341 | 4.4602 | 6.5249 | 0 | 8.8161 | 0 | 0 | 0 | 0 | 4.4602 | 0 | 0.62019 | 0 | 0 | 0 | 0 | 0 | 0.93243 | 0 | 0 | 0.51211 | 0 | 0 | 0.4609
1166 | 2018-02-18 13:00 | 2 | Februar | 13 | 49 | 11.5968 | 3.7661 | 6.0568 | 0 | 5.54 | 0 | 0 | 0 | 0 | 3.7661 | 0 | 0.76787 | 0 | 0 | 0 | 0 | 0 | 0.81742 | 0 | 0 | 0.70537 | 0 | 0 | 0.63484
1167 | 2018-02-18 14:00 | 2 | Februar | 14 | 49 | 8.8926 | 3.0056 | 5.4341 | 0 | 3.4585 | 0 | 0 | 0 | 0 | 3.0056 | 0 | 1.1678 | 0 | 0 | 0 | 0 | 0 | 0.5874 | 0 | 0 | 0.6733 | 0 | 0 | 0.60597
1168 | 2018-02-18 15:00 | 2 | Februar | 15 | 49 | 7.0855 | 2.6032 | 5.4199 | 0 | 1.6655 | 0 | 0 | 0 | 0 | 2.6032 | 0 | 1.6534 | 0 | 0 | 0 | 0 | 0 | 0.47239 | 0 | 0 | 0.691 | 0 | 0 | 0.6219
1169 | 2018-02-18 16:00 | 2 | Februar | 16 | 49 | 3.4192 | 2.3991 | 3.4192 | 0 | 0 | 0 | 1.8518 | 0.81723 | 2.669 | 2.3991 | 0 | 2.2845 | 0 | 0 | 0 | 0 | 0 | 0.5874 | 0 | 0 | 0.81723 | 0 | 0 | 0.73551
1170 | 2018-02-18 17:00 | 2 | Februar | 17 | 49 | 0 | 0 | 0 | 0 | 0 | 2.7907 | 3.7444 | 1.2113 | 7.7464 | 2.7907 | 0 | 3.042 | 0 | 0 | 0 | 0 | 0 | 0.70241 | 0 | 0 | 1.2113 | 0 | 0 | 1.0901
1171 | 2018-02-18 18:00 | 2 | Februar | 18 | 49 | 0 | 0 | 0 | 0 | 0 | 3.4235 | 3.4739 | 1.9407 | 8.838 | 3.4235 | 0 | 2.7715 | 0 | 0 | 0 | 0 | 0 | 0.70241 | 0 | 0 | 1.9407 | 0 | 0 | 1.7466
1172 | 2018-02-18 19:00 | 2 | Februar | 19 | 49 | 0 | 0 | 0 | 0 | 0 | 3.8331 | 3.2296 | 2.17 | 9.2327 | 3.8331 | 0 | 2.7572 | 0 | 0 | 0 | 0 | 0 | 0.47239 | 0 | 0 | 2.17 | 0 | 0 | 1.953
1173 | 2018-02-18 20:00 | 2 | Februar | 20 | 49 | 0 | 0 | 0 | 0 | 0 | 3.5002 | 3.4591 | 1.905 | 8.8643 | 3.5002 | 0 | 2.9867 | 0 | 0 | 0 | 0 | 0 | 0.47239 | 0 | 0 | 1.905 | 0 | 0 | 1.7145
1174 | 2018-02-18 21:00 | 2 | Februar | 21 | 49 | 0 | 0 | 0 | 0 | 0 | 2.9932 | 3.4094 | 1.5578 | 7.9604 | 2.9932 | 0 | 3.1708 | 0 | 0 | 0 | 0 | 0 | 0.23853 | 0 | 0 | 1.5578 | 0 | 0 | 1.402
1175 | 2018-02-18 22:00 | 2 | Februar | 22 | 49 | 0 | 0 | 0 | 0 | 0 | 2.565 | 3.6924 | 0.88022 | 7.1376 | 2.565 | 0 | 3.4538 | 0 | 0 | 0 | 0 | 0 | 0.23853 | 0 | 0 | 0.88022 | 0 | 0 | 0.7922
1176 | 2018-02-18 23:00 | 2 | Februar | 23 | 49 | 0 | 0 | 0 | 0 | 0 | 1.4016 | 3.9364 | 0.73599 | 6.074 | 1.4016 | 0 | 3.8129 | 0 | 0 | 0 | 0 | 0 | 0.12352 | 0 | 0 | 0.73599 | 0 | 0 | 0.66239
1177 | 2018-02-19 | 2 | Februar | 0 | 50 | 0 | 0 | 0 | 0 | 0 | 1.0888 | 3.9742 | 0.37687 | 5.4399 | 1.0888 | 0 | 3.8507 | 0 | 0 | 0 | 0 | 0 | 0.12352 | 0 | 0 | 0.37687 | 0 | 0 | 0.33918
1178 | 2018-02-19 01:00 | 2 | Februar | 1 | 50 | 0 | 0 | 0 | 0 | 0 | 1.0151 | 3.9752 | 0.57442 | 5.5648 | 1.0151 | 0 | 3.8517 | 0 | 0 | 0 | 0 | 0 | 0.12352 | 0 | 0 | 0.57442 | 0 | 0 | 0.51697
1179 | 2018-02-19 02:00 | 2 | Februar | 2 | 50 | 0 | 0 | 0 | 0 | 0 | 0.9935 | 4.065 | 0.34995 | 5.4085 | 0.9935 | 0 | 3.8265 | 0 | 0 | 0 | 0 | 0 | 0.23853 | 0 | 0 | 0.34995 | 0 | 0 | 0.31496
1180 | 2018-02-19 03:00 | 2 | Februar | 3 | 50 | 0 | 0 | 0 | 0 | 0 | 1.0064 | 4.0323 | 0 | 5.0387 | 1.0064 | 0 | 3.7938 | 0 | 0 | 0 | 0 | 0 | 0.23853 | 0 | 0 | 0 | 0 | 0 | 0
1181 | 2018-02-19 04:00 | 2 | Februar | 4 | 50 | 0 | 0 | 0 | 0 | 0 | 1.1661 | 4.2166 | 0 | 5.3827 | 1.1661 | 0 | 3.7442 | 0 | 0 | 0 | 0 | 0 | 0.47239 | 0 | 0 | 0 | 0 | 0 | 0
1182 | 2018-02-19 05:00 | 2 | Februar | 5 | 50 | 0 | 0 | 0 | 0 | 0 | 2.0565 | 4.2386 | 0 | 6.295 | 2.0565 | 0 | 3.5362 | 0 | 0 | 0 | 0 | 0 | 0.70241 | 0 | 0 | 0 | 0 | 0 | 0
1183 | 2018-02-19 06:00 | 2 | Februar | 6 | 50 | 0 | 0 | 0 | 0 | 0 | 2.867 | 4.4611 | 0 | 7.3281 | 2.867 | 0 | 3.2948 | 0 | 0 | 0 | 0 | 0 | 1.1663 | 0 | 0 | 0 | 0 | 0 | 0
1184 | 2018-02-19 07:00 | 2 | Februar | 7 | 50 | 1.1701 | 1.1701 | 1.1701 | 0 | 0 | 1.7814 | 4.3116 | 0 | 6.093 | 2.9515 | 0 | 3.1453 | 0 | 0 | 0 | 0 | 0 | 1.1663 | 0 | 0 | 0 | 0 | 0 | 0
1185 | 2018-02-19 08:00 | 2 | Februar | 8 | 50 | 2.8082 | 2.7392 | 2.8082 | 0 | 0 | 0 | 3.742 | 0 | 3.742 | 2.7392 | 0 | 2.8786 | 0 | 0 | 0 | 0 | 0 | 0.93243 | 0 | 0 | 0 | 0 | 0 | 0
1186 | 2018-02-19 09:00 | 2 | Februar | 9 | 50 | 5.1483 | 2.5954 | 5.1483 | 0 | 0 | 0 | 0.47923 | 0.20694 | 0.68617 | 2.5954 | 0 | 2.4447 | 0 | 0 | 0 | 0 | 0 | 0.5874 | 0 | 0 | 0.20694 | 0 | 0 | 0.18624
1187 | 2018-02-19 10:00 | 2 | Februar | 10 | 50 | 6.9555 | 2.6387 | 5.7519 | 0 | 1.2036 | 0 | 0 | 0 | 0 | 2.6387 | 0 | 2.1967 | 0 | 0 | 0 | 0 | 0 | 0.47239 | 0 | 0 | 0.44402 | 0 | 0 | 0.39962
1188 | 2018-02-19 11:00 | 2 | Februar | 11 | 50 | 5.1613 | 2.8938 | 5.1613 | 0 | 0 | 0 | 0.32604 | 0.43304 | 0.75908 | 2.8938 | 0 | 1.8912 | 0 | 0 | 0 | 0 | 0 | 0.70241 | 0 | 0 | 0.43304 | 0 | 0 | 0.38973
1189 | 2018-02-19 12:00 | 2 | Februar | 12 | 50 | 11.9088 | 2.8685 | 5.9872 | 0 | 5.9216 | 0 | 0 | 0 | 0 | 2.8685 | 0 | 1.3449 | 0 | 0 | 0 | 0 | 0 | 0.93243 | 0 | 0 | 0.84126 | 0 | 0 | 0.75713
1190 | 2018-02-19 13:00 | 2 | Februar | 13 | 50 | 11.6358 | 2.5774 | 5.3972 | 0 | 6.2386 | 0 | 0 | 0 | 0 | 2.5774 | 0 | 1.1132 | 0 | 0 | 0 | 0 | 0 | 0.5874 | 0 | 0 | 1.1192 | 0 | 0 | 1.0073
1191 | 2018-02-19 14:00 | 2 | Februar | 14 | 50 | 10.8037 | 2.3605 | 5.1146 | 0 | 5.6892 | 0 | 0 | 0 | 0 | 2.3605 | 0 | 1.4015 | 0 | 0 | 0 | 0 | 0 | 0.35355 | 0 | 0 | 0.99905 | 0 | 0 | 0.89914
1192 | 2018-02-19 15:00 | 2 | Februar | 15 | 50 | 9.3216 | 2.3687 | 4.5167 | 0 | 4.8049 | 0 | 0 | 0 | 0 | 2.3687 | 0 | 1.1911 | 0 | 0 | 0 | 0 | 0 | 0.35355 | 0 | 0 | 0.6033 | 0 | 0 | 0.54297
1193 | 2018-02-19 16:00 | 2 | Februar | 16 | 50 | 5.9284 | 2.8515 | 5.9284 | 0 | 0 | 0 | 0 | 0.34903 | 0.34903 | 2.8515 | 0 | 1.6582 | 0 | 0 | 0 | 0 | 0 | 0.5874 | 0 | 0 | 1.1803 | 0 | 0 | 1.0622
1194 | 2018-02-19 17:00 | 2 | Februar | 17 | 50 | 0.026002 | 0.026002 | 0.026002 | 0 | 0 | 3.5989 | 2.6941 | 2.0695 | 8.3626 | 3.6249 | 0 | 1.9917 | 0 | 0 | 0 | 0 | 0 | 0.70241 | 0 | 0 | 2.0695 | 0 | 0 | 1.8626
1195 | 2018-02-19 18:00 | 2 | Februar | 18 | 50 | 0 | 0 | 0 | 0 | 0 | 4.0552 | 2.4362 | 2.6644 | 9.1558 | 4.0552 | 0 | 1.7338 | 0 | 0 | 0 | 0 | 0 | 0.70241 | 0 | 0 | 2.6644 | 0 | 0 | 2.398
1196 | 2018-02-19 19:00 | 2 | Februar | 19 | 50 | 0 | 0 | 0 | 0 | 0 | 3.6672 | 2.4351 | 2.5359 | 8.6382 | 3.6672 | 0 | 1.8477 | 0 | 0 | 0 | 0 | 0 | 0.5874 | 0 | 0 | 2.5359 | 0 | 0 | 2.2823
1197 | 2018-02-19 20:00 | 2 | Februar | 20 | 50 | 0 | 0 | 0 | 0 | 0 | 3.1055 | 2.5554 | 1.8296 | 7.4906 | 3.1055 | 0 | 2.083 | 0 | 0 | 0 | 0 | 0 | 0.47239 | 0 | 0 | 1.8296 | 0 | 0 | 1.6467
1198 | 2018-02-19 21:00 | 2 | Februar | 21 | 50 | 0 | 0 | 0 | 0 | 0 | 2.6047 | 2.4601 | 1.4543 | 6.5192 | 2.6047 | 0 | 2.2216 | 0 | 0 | 0 | 0 | 0 | 0.23853 | 0 | 0 | 1.4543 | 0 | 0 | 1.3089
1199 | 2018-02-19 22:00 | 2 | Februar | 22 | 50 | 0 | 0 | 0 | 0 | 0 | 1.9807 | 2.7569 | 0.9957 | 5.7334 | 1.9807 | 0 | 2.5184 | 0 | 0 | 0 | 0 | 0 | 0.23853 | 0 | 0 | 0.9957 | 0 | 0 | 0.89613
1200 | 2018-02-19 23:00 | 2 | Februar | 23 | 50 | 0 | 0 | 0 | 0 | 0 | 1.4016 | 2.8305 | 0.63126 | 4.8633 | 1.4016 | 0 | 2.707 | 0 | 0 | 0 | 0 | 0 | 0.12352 | 0 | 0 | 0.63126 | 0 | 0 | 0.56813
1201 | 2018-02-20 | 2 | Februar | 0 | 51 | 0 | 0 | 0 | 0 | 0 | 1.0888 | 2.9581 | 0.34706 | 4.394 | 1.0888 | 0 | 2.8346 | 0 | 0 | 0 | 0 | 0 | 0.12352 | 0 | 0 | 0.34706 | 0 | 0 | 0.31235
1202 | 2018-02-20 01:00 | 2 | Februar | 1 | 51 | 0 | 0 | 0 | 0 | 0 | 1.0151 | 3.0337 | 0.040439 | 4.0893 | 1.0151 | 0 | 2.9102 | 0 | 0 | 0 | 0 | 0 | 0.12352 | 0 | 0 | 0.040439 | 0 | 0 | 0.036395
1203 | 2018-02-20 02:00 | 2 | Februar | 2 | 51 | 0 | 0 | 0 | 0 | 0 | 0.9935 | 3.228 | 0.042189 | 4.2637 | 0.9935 | 0 | 2.9894 | 0 | 0 | 0 | 0 | 0 | 0.23853 | 0 | 0 | 0.042189 | 0 | 0 | 0.03797
1204 | 2018-02-20 03:00 | 2 | Februar | 3 | 51 | 0 | 0 | 0 | 0 | 0 | 1.0064 | 3.2549 | 0 | 4.2613 | 1.0064 | 0 | 3.0164 | 0 | 0 | 0 | 0 | 0 | 0.23853 | 0 | 0 | 0 | 0 | 0 | 0
1205 | 2018-02-20 04:00 | 2 | Februar | 4 | 51 | 0 | 0 | 0 | 0 | 0 | 1.1661 | 3.4987 | 0 | 4.6648 | 1.1661 | 0 | 3.0263 | 0 | 0 | 0 | 0 | 0 | 0.47239 | 0 | 0 | 0 | 0 | 0 | 0
1206 | 2018-02-20 05:00 | 2 | Februar | 5 | 51 | 0 | 0 | 0 | 0 | 0 | 2.0565 | 3.5645 | 0 | 5.621 | 2.0565 | 0 | 2.8621 | 0 | 0 | 0 | 0 | 0 | 0.70241 | 0 | 0 | 0 | 0 | 0 | 0
1207 | 2018-02-20 06:00 | 2 | Februar | 6 | 51 | 0 | 0 | 0 | 0 | 0 | 2.867 | 3.8008 | 0 | 6.6678 | 2.867 | 0 | 2.6345 | 0 | 0 | 0 | 0 | 0 | 1.1663 | 0 | 0 | 0 | 0 | 0 | 0
1208 | 2018-02-20 07:00 | 2 | Februar | 7 | 51 | 0.23402 | 0.23402 | 0.23402 | 0 | 0 | 2.7175 | 3.6806 | 0 | 6.3981 | 2.9515 | 0 | 2.5143 | 0 | 0 | 0 | 0 | 0 | 1.1663 | 0 | 0 | 0 | 0 | 0 | 0
1209 | 2018-02-20 08:00 | 2 | Februar | 8 | 51 | 0.76705 | 0.76705 | 0.76705 | 0 | 0 | 1.9721 | 3.5064 | 0 | 5.4786 | 2.7392 | 0 | 2.574 | 0 | 0 | 0 | 0 | 0 | 0.93243 | 0 | 0 | 0 | 0 | 0 | 0
1210 | 2018-02-20 09:00 | 2 | Februar | 9 | 51 | 1.3001 | 1.3001 | 1.3001 | 0 | 0 | 1.2954 | 3.1295 | 0.20694 | 4.6318 | 2.5954 | 0 | 2.5421 | 0 | 0 | 0 | 0 | 0 | 0.5874 | 0 | 0 | 0.20694 | 0 | 0 | 0.18624
1211 | 2018-02-20 10:00 | 2 | Februar | 10 | 51 | 1.7291 | 1.7291 | 1.7291 | 0 | 0 | 0.9096 | 2.9572 | 0.44402 | 4.3108 | 2.6387 | 0 | 2.4848 | 0 | 0 | 0 | 0 | 0 | 0.47239 | 0 | 0 | 0.44402 | 0 | 0 | 0.39962
1212 | 2018-02-20 11:00 | 2 | Februar | 11 | 51 | 1.8201 | 1.8201 | 1.8201 | 0 | 0 | 1.0737 | 3.1073 | 0.43304 | 4.614 | 2.8938 | 0 | 2.4049 | 0 | 0 | 0 | 0 | 0 | 0.70241 | 0 | 0 | 0.43304 | 0 | 0 | 0.38973
1213 | 2018-02-20 12:00 | 2 | Februar | 12 | 51 | 1.8591 | 1.8591 | 1.8591 | 0 | 0 | 1.0094 | 3.277 | 0.84126 | 5.1276 | 2.8685 | 0 | 2.3445 | 0 | 0 | 0 | 0 | 0 | 0.93243 | 0 | 0 | 0.84126 | 0 | 0 | 0.75713
1214 | 2018-02-20 13:00 | 2 | Februar | 13 | 51 | 1.7291 | 1.7291 | 1.7291 | 0 | 0 | 0.84829 | 3.0085 | 1.1192 | 4.976 | 2.5774 | 0 | 2.4211 | 0 | 0 | 0 | 0 | 0 | 0.5874 | 0 | 0 | 1.1192 | 0 | 0 | 1.0073
1215 | 2018-02-20 14:00 | 2 | Februar | 14 | 51 | 1.3651 | 1.3651 | 1.3651 | 0 | 0 | 0.99539 | 2.8819 | 0.99905 | 4.8763 | 2.3605 | 0 | 2.5283 | 0 | 0 | 0 | 0 | 0 | 0.35355 | 0 | 0 | 0.99905 | 0 | 0 | 0.89914
1216 | 2018-02-20 15:00 | 2 | Februar | 15 | 51 | 0.85806 | 0.85806 | 0.85806 | 0 | 0 | 1.5107 | 2.9346 | 0.6033 | 5.0485 | 2.3687 | 0 | 2.581 | 0 | 0 | 0 | 0 | 0 | 0.35355 | 0 | 0 | 0.6033 | 0 | 0 | 0.54297
1217 | 2018-02-20 16:00 | 2 | Februar | 16 | 51 | 0.31202 | 0.31202 | 0.31202 | 0 | 0 | 2.5395 | 3.1227 | 1.1803 | 6.8425 | 2.8515 | 0 | 2.5353 | 0 | 0 | 0 | 0 | 0 | 0.5874 | 0 | 0 | 1.1803 | 0 | 0 | 1.0622
1218 | 2018-02-20 17:00 | 2 | Februar | 17 | 51 | 0 | 0 | 0 | 0 | 0 | 3.6249 | 3.1094 | 2.0695 | 8.8038 | 3.6249 | 0 | 2.407 | 0 | 0 | 0 | 0 | 0 | 0.70241 | 0 | 0 | 2.0695 | 0 | 0 | 1.8626
1219 | 2018-02-20 18:00 | 2 | Februar | 18 | 51 | 0 | 0 | 0 | 0 | 0 | 4.0552 | 2.803 | 2.6644 | 9.5225 | 4.0552 | 0 | 2.1006 | 0 | 0 | 0 | 0 | 0 | 0.70241 | 0 | 0 | 2.6644 | 0 | 0 | 2.398
1220 | 2018-02-20 19:00 | 2 | Februar | 19 | 51 | 0 | 0 | 0 | 0 | 0 | 3.6672 | 2.8321 | 2.5359 | 9.0352 | 3.6672 | 0 | 2.2447 | 0 | 0 | 0 | 0 | 0 | 0.5874 | 0 | 0 | 2.5359 | 0 | 0 | 2.2823
1221 | 2018-02-20 20:00 | 2 | Februar | 20 | 51 | 0 | 0 | 0 | 0 | 0 | 3.1055 | 2.8192 | 1.8296 | 7.7544 | 3.1055 | 0 | 2.3468 | 0 | 0 | 0 | 0 | 0 | 0.47239 | 0 | 0 | 1.8296 | 0 | 0 | 1.6467
1222 | 2018-02-20 21:00 | 2 | Februar | 21 | 51 | 0 | 0 | 0 | 0 | 0 | 2.6047 | 2.6797 | 1.4543 | 6.7387 | 2.6047 | 0 | 2.4412 | 0 | 0 | 0 | 0 | 0 | 0.23853 | 0 | 0 | 1.4543 | 0 | 0 | 1.3089
1223 | 2018-02-20 22:00 | 2 | Februar | 22 | 51 | 0 | 0 | 0 | 0 | 0 | 1.9807 | 2.933 | 0.9957 | 5.9094 | 1.9807 | 0 | 2.6945 | 0 | 0 | 0 | 0 | 0 | 0.23853 | 0 | 0 | 0.9957 | 0 | 0 | 0.89613
1224 | 2018-02-20 23:00 | 2 | Februar | 23 | 51 | 0 | 0 | 0 | 0 | 0 | 1.4016 | 2.9327 | 0.63126 | 4.9656 | 1.4016 | 0 | 2.8092 | 0 | 0 | 0 | 0 | 0 | 0.12352 | 0 | 0 | 0.63126 | 0 | 0 | 0.56813
1225 | 2018-02-21 | 2 | Februar | 0 | 52 | 0 | 0 | 0 | 0 | 0 | 1.0888 | 2.9413 | 0.34706 | 4.3772 | 1.0888 | 0 | 2.8178 | 0 | 0 | 0 | 0 | 0 | 0.12352 | 0 | 0 | 0.34706 | 0 | 0 | 0.31235
1226 | 2018-02-21 01:00 | 2 | Februar | 1 | 52 | 0 | 0 | 0 | 0 | 0 | 1.0151 | 2.9275 | 0.040439 | 3.9831 | 1.0151 | 0 | 2.804 | 0 | 0 | 0 | 0 | 0 | 0.12352 | 0 | 0 | 0.040439 | 0 | 0 | 0.036395
1227 | 2018-02-21 02:00 | 2 | Februar | 2 | 52 | 0 | 0 | 0 | 0 | 0 | 0.9935 | 3.0025 | 0.042189 | 4.0382 | 0.9935 | 0 | 2.7639 | 0 | 0 | 0 | 0 | 0 | 0.23853 | 0 | 0 | 0.042189 | 0 | 0 | 0.03797
1228 | 2018-02-21 03:00 | 2 | Februar | 3 | 52 | 0 | 0 | 0 | 0 | 0 | 1.0064 | 2.9996 | 0 | 4.006 | 1.0064 | 0 | 2.761 | 0 | 0 | 0 | 0 | 0 | 0.23853 | 0 | 0 | 0 | 0 | 0 | 0
1229 | 2018-02-21 04:00 | 2 | Februar | 4 | 52 | 0 | 0 | 0 | 0 | 0 | 1.1661 | 3.1686 | 0 | 4.3347 | 1.1661 | 0 | 2.6962 | 0 | 0 | 0 | 0 | 0 | 0.47239 | 0 | 0 | 0 | 0 | 0 | 0
1230 | 2018-02-21 05:00 | 2 | Februar | 5 | 52 | 0 | 0 | 0 | 0 | 0 | 2.0565 | 3.1738 | 0 | 5.2303 | 2.0565 | 0 | 2.4714 | 0 | 0 | 0 | 0 | 0 | 0.70241 | 0 | 0 | 0 | 0 | 0 | 0
1231 | 2018-02-21 06:00 | 2 | Februar | 6 | 52 | 0 | 0 | 0 | 0 | 0 | 2.867 | 3.409 | 0 | 6.2759 | 2.867 | 0 | 2.2427 | 0 | 0 | 0 | 0 | 0 | 1.1663 | 0 | 0 | 0 | 0 | 0 | 0
1232 | 2018-02-21 07:00 | 2 | Februar | 7 | 52 | 0.19501 | 0.19501 | 0.19501 | 0 | 0 | 2.7565 | 3.3926 | 0 | 6.1491 | 2.9515 | 0 | 2.2263 | 0 | 0 | 0 | 0 | 0 | 1.1663 | 0 | 0 | 0 | 0 | 0 | 0
1233 | 2018-02-21 08:00 | 2 | Februar | 8 | 52 | 0.92306 | 0.92306 | 0.92306 | 0 | 0 | 1.8161 | 3.1314 | 0 | 4.9476 | 2.7392 | 0 | 2.199 | 0 | 0 | 0 | 0 | 0 | 0.93243 | 0 | 0 | 0 | 0 | 0 | 0
1234 | 2018-02-21 09:00 | 2 | Februar | 9 | 52 | 2.8602 | 2.5954 | 2.8602 | 0 | 0 | 0 | 2.4807 | 0.20694 | 2.6877 | 2.5954 | 0 | 2.1581 | 0 | 0 | 0 | 0 | 0 | 0.5874 | 0 | 0 | 0.20694 | 0 | 0 | 0.18624
1235 | 2018-02-21 10:00 | 2 | Februar | 10 | 52 | 4.2253 | 2.6387 | 4.2253 | 0 | 0 | 0 | 0.93203 | 0.44402 | 1.376 | 2.6387 | 0 | 2.0462 | 0 | 0 | 0 | 0 | 0 | 0.47239 | 0 | 0 | 0.44402 | 0 | 0 | 0.39962
1236 | 2018-02-21 11:00 | 2 | Februar | 11 | 52 | 8.3466 | 2.8938 | 6.0102 | 0 | 2.3364 | 0 | 0 | 0 | 0 | 2.8938 | 0 | 1.9809 | 0 | 0 | 0 | 0 | 0 | 0.70241 | 0 | 0 | 0.43304 | 0 | 0 | 0.38973
1237 | 2018-02-21 12:00 | 2 | Februar | 12 | 52 | 4.4853 | 2.8685 | 4.4853 | 0 | 0 | 0 | 1.2354 | 0.84126 | 2.0766 | 2.8685 | 0 | 1.9197 | 0 | 0 | 0 | 0 | 0 | 0.93243 | 0 | 0 | 0.84126 | 0 | 0 | 0.75713
1238 | 2018-02-21 13:00 | 2 | Februar | 13 | 52 | 8.9316 | 2.5774 | 6.2124 | 0 | 2.7192 | 0 | 0 | 0 | 0 | 2.5774 | 0 | 1.9283 | 0 | 0 | 0 | 0 | 0 | 0.5874 | 0 | 0 | 1.1192 | 0 | 0 | 1.0073
1239 | 2018-02-21 14:00 | 2 | Februar | 14 | 52 | 7.7745 | 2.3605 | 5.6877 | 0 | 2.0868 | 0 | 0 | 0 | 0 | 2.3605 | 0 | 1.9747 | 0 | 0 | 0 | 0 | 0 | 0.35355 | 0 | 0 | 0.99905 | 0 | 0 | 0.89914
1240 | 2018-02-21 15:00 | 2 | Februar | 15 | 52 | 1.2871 | 1.2871 | 1.2871 | 0 | 0 | 1.0816 | 2.3493 | 0.6033 | 4.0343 | 2.3687 | 0 | 1.9958 | 0 | 0 | 0 | 0 | 0 | 0.35355 | 0 | 0 | 0.6033 | 0 | 0 | 0.54297
1241 | 2018-02-21 16:00 | 2 | Februar | 16 | 52 | 0.98807 | 0.98807 | 0.98807 | 0 | 0 | 1.8635 | 2.4999 | 1.1803 | 5.5436 | 2.8515 | 0 | 1.9124 | 0 | 0 | 0 | 0 | 0 | 0.5874 | 0 | 0 | 1.1803 | 0 | 0 | 1.0622
1242 | 2018-02-21 17:00 | 2 | Februar | 17 | 52 | 0 | 0 | 0 | 0 | 0 | 3.6249 | 2.4614 | 2.0695 | 8.1559 | 3.6249 | 0 | 1.759 | 0 | 0 | 0 | 0 | 0 | 0.70241 | 0 | 0 | 2.0695 | 0 | 0 | 1.8626
1243 | 2018-02-21 18:00 | 2 | Februar | 18 | 52 | 0 | 0 | 0 | 0 | 0 | 4.0552 | 2.1702 | 2.6644 | 8.8898 | 4.0552 | 0 | 1.4678 | 0 | 0 | 0 | 0 | 0 | 0.70241 | 0 | 0 | 2.6644 | 0 | 0 | 2.398
1244 | 2018-02-21 19:00 | 2 | Februar | 19 | 52 | 0 | 0 | 0 | 0 | 0 | 3.6672 | 2.1401 | 2.5359 | 8.3432 | 3.6672 | 0 | 1.5527 | 0 | 0 | 0 | 0 | 0 | 0.5874 | 0 | 0 | 2.5359 | 0 | 0 | 2.2823
1245 | 2018-02-21 20:00 | 2 | Februar | 20 | 52 | 0 | 0 | 0 | 0 | 0 | 3.1055 | 2.2625 | 1.8296 | 7.1977 | 3.1055 | 0 | 1.7901 | 0 | 0 | 0 | 0 | 0 | 0.47239 | 0 | 0 | 1.8296 | 0 | 0 | 1.6467
1246 | 2018-02-21 21:00 | 2 | Februar | 21 | 52 | 0 | 0 | 0 | 0 | 0 | 2.6047 | 2.1384 | 1.4543 | 6.1974 | 2.6047 | 0 | 1.8999 | 0 | 0 | 0 | 0 | 0 | 0.23853 | 0 | 0 | 1.4543 | 0 | 0 | 1.3089
1247 | 2018-02-21 22:00 | 2 | Februar | 22 | 52 | 0 | 0 | 0 | 0 | 0 | 1.9807 | 2.4079 | 0.9957 | 5.3844 | 1.9807 | 0 | 2.1694 | 0 | 0 | 0 | 0 | 0 | 0.23853 | 0 | 0 | 0.9957 | 0 | 0 | 0.89613
1248 | 2018-02-21 23:00 | 2 | Februar | 23 | 52 | 0 | 0 | 0 | 0 | 0 | 1.4016 | 2.4532 | 0.63126 | 4.486 | 1.4016 | 0 | 2.3297 | 0 | 0 | 0 | 0 | 0 | 0.12352 | 0 | 0 | 0.63126 | 0 | 0 | 0.56813
1249 | 2018-02-22 | 2 | Februar | 0 | 53 | 0 | 0 | 0 | 0 | 0 | 1.0888 | 2.5367 | 0.34706 | 3.9726 | 1.0888 | 0 | 2.4132 | 0 | 0 | 0 | 0 | 0 | 0.12352 | 0 | 0 | 0.34706 | 0 | 0 | 0.31235
1250 | 2018-02-22 01:00 | 2 | Februar | 1 | 53 | 0 | 0 | 0 | 0 | 0 | 1.0151 | 2.5827 | 0.040439 | 3.6382 | 1.0151 | 0 | 2.4591 | 0 | 0 | 0 | 0 | 0 | 0.12352 | 0 | 0 | 0.040439 | 0 | 0 | 0.036395
1251 | 2018-02-22 02:00 | 2 | Februar | 2 | 53 | 0 | 0 | 0 | 0 | 0 | 0.9935 | 2.7173 | 0.042189 | 3.753 | 0.9935 | 0 | 2.4787 | 0 | 0 | 0 | 0 | 0 | 0.23853 | 0 | 0 | 0.042189 | 0 | 0 | 0.03797
1252 | 2018-02-22 03:00 | 2 | Februar | 3 | 53 | 0 | 0 | 0 | 0 | 0 | 1.0064 | 2.7293 | 0 | 3.7357 | 1.0064 | 0 | 2.4907 | 0 | 0 | 0 | 0 | 0 | 0.23853 | 0 | 0 | 0 | 0 | 0 | 0
1253 | 2018-02-22 04:00 | 2 | Februar | 4 | 53 | 0 | 0 | 0 | 0 | 0 | 1.1661 | 2.9429 | 0 | 4.109 | 1.1661 | 0 | 2.4705 | 0 | 0 | 0 | 0 | 0 | 0.47239 | 0 | 0 | 0 | 0 | 0 | 0
1254 | 2018-02-22 05:00 | 2 | Februar | 5 | 53 | 0 | 0 | 0 | 0 | 0 | 2.0565 | 2.977 | 0 | 5.0335 | 2.0565 | 0 | 2.2746 | 0 | 0 | 0 | 0 | 0 | 0.70241 | 0 | 0 | 0 | 0 | 0 | 0
1255 | 2018-02-22 06:00 | 2 | Februar | 6 | 53 | 0 | 0 | 0 | 0 | 0 | 2.867 | 3.2109 | 0 | 6.0779 | 2.867 | 0 | 2.0446 | 0 | 0 | 0 | 0 | 0 | 1.1663 | 0 | 0 | 0 | 0 | 0 | 0
1256 | 2018-02-22 07:00 | 2 | Februar | 7 | 53 | 0.22101 | 0.22101 | 0.22101 | 0 | 0 | 2.7305 | 3.0574 | 0 | 5.7879 | 2.9515 | 0 | 1.8911 | 0 | 0 | 0 | 0 | 0 | 1.1663 | 0 | 0 | 0 | 0 | 0 | 0
1257 | 2018-02-22 08:00 | 2 | Februar | 8 | 53 | 0.63704 | 0.63704 | 0.63704 | 0 | 0 | 2.1022 | 2.7968 | 0 | 4.8989 | 2.7392 | 0 | 1.8643 | 0 | 0 | 0 | 0 | 0 | 0.93243 | 0 | 0 | 0 | 0 | 0 | 0
1258 | 2018-02-22 09:00 | 2 | Februar | 9 | 53 | 1.0661 | 1.0661 | 1.0661 | 0 | 0 | 1.5294 | 2.3457 | 0.20694 | 4.082 | 2.5954 | 0 | 1.7583 | 0 | 0 | 0 | 0 | 0 | 0.5874 | 0 | 0 | 0.20694 | 0 | 0 | 0.18624
1259 | 2018-02-22 10:00 | 2 | Februar | 10 | 53 | 1.4431 | 1.4431 | 1.4431 | 0 | 0 | 1.1956 | 2.0228 | 0.44402 | 3.6625 | 2.6387 | 0 | 1.5505 | 0 | 0 | 0 | 0 | 0 | 0.47239 | 0 | 0 | 0.44402 | 0 | 0 | 0.39962
1260 | 2018-02-22 11:00 | 2 | Februar | 11 | 53 | 1.7681 | 1.7681 | 1.7681 | 0 | 0 | 1.1257 | 2.0404 | 0.43304 | 3.599 | 2.8938 | 0 | 1.3379 | 0 | 0 | 0 | 0 | 0 | 0.70241 | 0 | 0 | 0.43304 | 0 | 0 | 0.38973
1261 | 2018-02-22 12:00 | 2 | Februar | 12 | 53 | 1.7291 | 1.7291 | 1.7291 | 0 | 0 | 1.1394 | 2.188 | 0.84126 | 4.1686 | 2.8685 | 0 | 1.2555 | 0 | 0 | 0 | 0 | 0 | 0.93243 | 0 | 0 | 0.84126 | 0 | 0 | 0.75713
1262 | 2018-02-22 13:00 | 2 | Februar | 13 | 53 | 1.6641 | 1.6641 | 1.6641 | 0 | 0 | 0.91329 | 1.884 | 1.1192 | 3.9165 | 2.5774 | 0 | 1.2966 | 0 | 0 | 0 | 0 | 0 | 0.5874 | 0 | 0 | 1.1192 | 0 | 0 | 1.0073
1263 | 2018-02-22 14:00 | 2 | Februar | 14 | 53 | 1.2871 | 1.2871 | 1.2871 | 0 | 0 | 1.0734 | 1.7306 | 0.99905 | 3.8031 | 2.3605 | 0 | 1.3771 | 0 | 0 | 0 | 0 | 0 | 0.35355 | 0 | 0 | 0.99905 | 0 | 0 | 0.89914
1264 | 2018-02-22 15:00 | 2 | Februar | 15 | 53 | 0.78005 | 0.78005 | 0.78005 | 0 | 0 | 1.5887 | 1.8357 | 0.6033 | 4.0277 | 2.3687 | 0 | 1.4821 | 0 | 0 | 0 | 0 | 0 | 0.35355 | 0 | 0 | 0.6033 | 0 | 0 | 0.54297
1265 | 2018-02-22 16:00 | 2 | Februar | 16 | 53 | 0.28602 | 0.28602 | 0.28602 | 0 | 0 | 2.5655 | 2.0758 | 1.1803 | 5.8215 | 2.8515 | 0 | 1.4884 | 0 | 0 | 0 | 0 | 0 | 0.5874 | 0 | 0 | 1.1803 | 0 | 0 | 1.0622
1266 | 2018-02-22 17:00 | 2 | Februar | 17 | 53 | 0 | 0 | 0 | 0 | 0 | 3.6249 | 2.1282 | 2.0695 | 7.8227 | 3.6249 | 0 | 1.4258 | 0 | 0 | 0 | 0 | 0 | 0.70241 | 0 | 0 | 2.0695 | 0 | 0 | 1.8626
1267 | 2018-02-22 18:00 | 2 | Februar | 18 | 53 | 0 | 0 | 0 | 0 | 0 | 4.0552 | 1.8804 | 2.6644 | 8.6 | 4.0552 | 0 | 1.178 | 0 | 0 | 0 | 0 | 0 | 0.70241 | 0 | 0 | 2.6644 | 0 | 0 | 2.398
1268 | 2018-02-22 19:00 | 2 | Februar | 19 | 53 | 0 | 0 | 0 | 0 | 0 | 3.6672 | 1.8805 | 2.5359 | 8.0836 | 3.6672 | 0 | 1.2931 | 0 | 0 | 0 | 0 | 0 | 0.5874 | 0 | 0 | 2.5359 | 0 | 0 | 2.2823
1269 | 2018-02-22 20:00 | 2 | Februar | 20 | 53 | 0 | 0 | 0 | 0 | 0 | 3.1055 | 2.0189 | 1.8296 | 6.9541 | 3.1055 | 0 | 1.5465 | 0 | 0 | 0 | 0 | 0 | 0.47239 | 0 | 0 | 1.8296 | 0 | 0 | 1.6467
1270 | 2018-02-22 21:00 | 2 | Februar | 21 | 53 | 0 | 0 | 0 | 0 | 0 | 2.6047 | 1.9849 | 1.4543 | 6.0439 | 2.6047 | 0 | 1.7463 | 0 | 0 | 0 | 0 | 0 | 0.23853 | 0 | 0 | 1.4543 | 0 | 0 | 1.3089
1271 | 2018-02-22 22:00 | 2 | Februar | 22 | 53 | 0 | 0 | 0 | 0 | 0 | 1.9807 | 2.2557 | 0.9957 | 5.2322 | 1.9807 | 0 | 2.0172 | 0 | 0 | 0 | 0 | 0 | 0.23853 | 0 | 0 | 0.9957 | 0 | 0 | 0.89613
1272 | 2018-02-22 23:00 | 2 | Februar | 23 | 53 | 0 | 0 | 0 | 0 | 0 | 1.4016 | 2.3167 | 0.12317 | 3.8414 | 1.4016 | 0 | 2.1931 | 0 | 0 | 0 | 0 | 0 | 0.12352 | 0 | 0 | 0.12317 | 0 | 0 | 0.11085
1273 | 2018-02-23 | 2 | Februar | 0 | 54 | 0 | 0 | 0 | 0 | 0 | 1.0888 | 2.4155 | 0.091347 | 3.5956 | 1.0888 | 0 | 2.2919 | 0 | 0 | 0 | 0 | 0 | 0.12352 | 0 | 0 | 0.091347 | 0 | 0 | 0.082212
1274 | 2018-02-23 01:00 | 2 | Februar | 1 | 54 | 0 | 0 | 0 | 0 | 0 | 1.0151 | 2.4615 | 0 | 3.4766 | 1.0151 | 0 | 2.338 | 0 | 0 | 0 | 0 | 0 | 0.12352 | 0 | 0 | 0 | 0 | 0 | 0
1275 | 2018-02-23 02:00 | 2 | Februar | 2 | 54 | 0 | 0 | 0 | 0 | 0 | 0.9935 | 2.6259 | 0.11659 | 3.736 | 0.9935 | 0 | 2.3874 | 0 | 0 | 0 | 0 | 0 | 0.23853 | 0 | 0 | 0.11659 | 0 | 0 | 0.10493
1276 | 2018-02-23 03:00 | 2 | Februar | 3 | 54 | 0 | 0 | 0 | 0 | 0 | 1.0064 | 2.6379 | 0.042301 | 3.6866 | 1.0064 | 0 | 2.3994 | 0 | 0 | 0 | 0 | 0 | 0.23853 | 0 | 0 | 0.042301 | 0 | 0 | 0.038071
1277 | 2018-02-23 04:00 | 2 | Februar | 4 | 54 | 0 | 0 | 0 | 0 | 0 | 1.1661 | 2.8513 | 0.039756 | 4.0572 | 1.1661 | 0 | 2.3789 | 0 | 0 | 0 | 0 | 0 | 0.47239 | 0 | 0 | 0.039756 | 0 | 0 | 0.035781
1278 | 2018-02-23 05:00 | 2 | Februar | 5 | 54 | 0 | 0 | 0 | 0 | 0 | 2.0565 | 2.8994 | 0 | 4.9559 | 2.0565 | 0 | 2.197 | 0 | 0 | 0 | 0 | 0 | 0.70241 | 0 | 0 | 0 | 0 | 0 | 0
1279 | 2018-02-23 06:00 | 2 | Februar | 6 | 54 | 0 | 0 | 0 | 0 | 0 | 2.867 | 3.1322 | 0 | 5.9991 | 2.867 | 0 | 1.9659 | 0 | 0 | 0 | 0 | 0 | 1.1663 | 0 | 0 | 0 | 0 | 0 | 0
1280 | 2018-02-23 07:00 | 2 | Februar | 7 | 54 | 0.11701 | 0.11701 | 0.11701 | 0 | 0 | 2.8345 | 2.9579 | 0 | 5.7924 | 2.9515 | 0 | 1.7916 | 0 | 0 | 0 | 0 | 0 | 1.1663 | 0 | 0 | 0 | 0 | 0 | 0
1281 | 2018-02-23 08:00 | 2 | Februar | 8 | 54 | 2.8342 | 2.7392 | 2.8342 | 0 | 0 | 0 | 2.4343 | 0 | 2.4343 | 2.7392 | 0 | 1.5969 | 0 | 0 | 0 | 0 | 0 | 0.93243 | 0 | 0 | 0 | 0 | 0 | 0
1282 | 2018-02-23 09:00 | 2 | Februar | 9 | 54 | 3.9913 | 2.5954 | 3.9913 | 0 | 0 | 0 | 0.62597 | 0.16574 | 0.79171 | 2.5954 | 0 | 1.4344 | 0 | 0 | 0 | 0 | 0 | 0.5874 | 0 | 0 | 0.16574 | 0 | 0 | 0.14917
1283 | 2018-02-23 10:00 | 2 | Februar | 10 | 54 | 6.9685 | 2.6387 | 4.7451 | 0 | 2.2234 | 0 | 0 | 0 | 0 | 2.6387 | 0 | 1.2357 | 0 | 0 | 0 | 0 | 0 | 0.47239 | 0 | 0 | 0.39821 | 0 | 0 | 0.35839
1284 | 2018-02-23 11:00 | 2 | Februar | 11 | 54 | 7.4495 | 2.8938 | 5.0242 | 0 | 2.4253 | 0 | 0 | 0 | 0 | 2.8938 | 0 | 1.0321 | 0 | 0 | 0 | 0 | 0 | 0.70241 | 0 | 0 | 0.39589 | 0 | 0 | 0.3563
1285 | 2018-02-23 12:00 | 2 | Februar | 12 | 54 | 7.8135 | 2.8685 | 5.7805 | 0 | 2.033 | 0 | 0 | 0 | 0 | 2.8685 | 0 | 1.0348 | 0 | 0 | 0 | 0 | 0 | 0.93243 | 0 | 0 | 0.94478 | 0 | 0 | 0.8503
1286 | 2018-02-23 13:00 | 2 | Februar | 13 | 54 | 6.3704 | 2.5774 | 5.5184 | 0 | 0.85207 | 0 | 0 | 0 | 0 | 2.5774 | 0 | 0.98899 | 0 | 0 | 0 | 0 | 0 | 0.5874 | 0 | 0 | 1.3646 | 0 | 0 | 1.2281
1287 | 2018-02-23 14:00 | 2 | Februar | 14 | 54 | 5.3694 | 2.3605 | 4.9918 | 0 | 0.37755 | 0 | 0 | 0 | 0 | 2.3605 | 0 | 1.1013 | 0 | 0 | 0 | 0 | 0 | 0.35355 | 0 | 0 | 1.1765 | 0 | 0 | 1.0589
1288 | 2018-02-23 15:00 | 2 | Februar | 15 | 54 | 2.1971 | 2.1971 | 2.1971 | 0 | 0 | 0.17158 | 1.5879 | 0.97242 | 2.7319 | 2.3687 | 0 | 1.2343 | 0 | 0 | 0 | 0 | 0 | 0.35355 | 0 | 0 | 0.97242 | 0 | 0 | 0.87517
1289 | 2018-02-23 16:00 | 2 | Februar | 16 | 54 | 0.76705 | 0.76705 | 0.76705 | 0 | 0 | 2.0845 | 1.8737 | 1.4586 | 5.4168 | 2.8515 | 0 | 1.2863 | 0 | 0 | 0 | 0 | 0 | 0.5874 | 0 | 0 | 1.4586 | 0 | 0 | 1.3127
1290 | 2018-02-23 17:00 | 2 | Februar | 17 | 54 | 0.026002 | 0.026002 | 0.026002 | 0 | 0 | 3.5989 | 2.0038 | 1.6556 | 7.2583 | 3.6249 | 0 | 1.3014 | 0 | 0 | 0 | 0 | 0 | 0.70241 | 0 | 0 | 1.6556 | 0 | 0 | 1.49
1291 | 2018-02-23 18:00 | 2 | Februar | 18 | 54 | 0 | 0 | 0 | 0 | 0 | 4.0552 | 1.6948 | 2.1629 | 7.9129 | 4.0552 | 0 | 0.99244 | 0 | 0 | 0 | 0 | 0 | 0.70241 | 0 | 0 | 2.1629 | 0 | 0 | 1.9466
1292 | 2018-02-23 19:00 | 2 | Februar | 19 | 54 | 0 | 0 | 0 | 0 | 0 | 3.6672 | 1.7252 | 2.087 | 7.4794 | 3.6672 | 0 | 1.1378 | 0 | 0 | 0 | 0 | 0 | 0.5874 | 0 | 0 | 2.087 | 0 | 0 | 1.8783
1293 | 2018-02-23 20:00 | 2 | Februar | 20 | 54 | 0 | 0 | 0 | 0 | 0 | 3.1055 | 1.8498 | 1.7154 | 6.6708 | 3.1055 | 0 | 1.3774 | 0 | 0 | 0 | 0 | 0 | 0.47239 | 0 | 0 | 1.7154 | 0 | 0 | 1.5439
1294 | 2018-02-23 21:00 | 2 | Februar | 21 | 54 | 0 | 0 | 0 | 0 | 0 | 2.6047 | 1.7716 | 1.2558 | 5.632 | 2.6047 | 0 | 1.533 | 0 | 0 | 0 | 0 | 0 | 0.23853 | 0 | 0 | 1.2558 | 0 | 0 | 1.1302
1295 | 2018-02-23 22:00 | 2 | Februar | 22 | 54 | 0 | 0 | 0 | 0 | 0 | 1.9807 | 2.0736 | 0.75773 | 4.8121 | 1.9807 | 0 | 1.8351 | 0 | 0 | 0 | 0 | 0 | 0.23853 | 0 | 0 | 0.75773 | 0 | 0 | 0.68195
1296 | 2018-02-23 23:00 | 2 | Februar | 23 | 54 | 0 | 0 | 0 | 0 | 0 | 1.4016 | 2.1652 | 0.49733 | 4.0641 | 1.4016 | 0 | 2.0417 | 0 | 0 | 0 | 0 | 0 | 0.12352 | 0 | 0 | 0.49733 | 0 | 0 | 0.4476
1297 | 2018-02-24 | 2 | Februar | 0 | 55 | 0 | 0 | 0 | 0 | 0 | 1.2903 | 2.2196 | 0 | 3.5099 | 1.2903 | 0 | 2.0961 | 0 | 0 | 0 | 0 | 0 | 0.12352 | 0 | 0 | 0 | 0 | 0 | 0
1298 | 2018-02-24 01:00 | 2 | Februar | 1 | 55 | 0 | 0 | 0 | 0 | 0 | 1.0677 | 2.2988 | 0 | 3.3665 | 1.0677 | 0 | 2.1752 | 0 | 0 | 0 | 0 | 0 | 0.12352 | 0 | 0 | 0 | 0 | 0 | 0
1299 | 2018-02-24 02:00 | 2 | Februar | 2 | 55 | 0 | 0 | 0 | 0 | 0 | 1.0182 | 2.3395 | 0.085531 | 3.4433 | 1.0182 | 0 | 2.216 | 0 | 0 | 0 | 0 | 0 | 0.12352 | 0 | 0 | 0.085531 | 0 | 0 | 0.076978
1300 | 2018-02-24 03:00 | 2 | Februar | 3 | 55 | 0 | 0 | 0 | 0 | 0 | 0.99298 | 2.3599 | 0.025909 | 3.3788 | 0.99298 | 0 | 2.2364 | 0 | 0 | 0 | 0 | 0 | 0.12352 | 0 | 0 | 0.025909 | 0 | 0 | 0.023318
1301 | 2018-02-24 04:00 | 2 | Februar | 4 | 55 | 0 | 0 | 0 | 0 | 0 | 1.026 | 2.3674 | 0.055915 | 3.4493 | 1.026 | 0 | 2.2439 | 0 | 0 | 0 | 0 | 0 | 0.12352 | 0 | 0 | 0.055915 | 0 | 0 | 0.050323
1302 | 2018-02-24 05:00 | 2 | Februar | 5 | 55 | 0 | 0 | 0 | 0 | 0 | 1.2944 | 2.4377 | 0 | 3.7321 | 1.2944 | 0 | 2.1991 | 0 | 0 | 0 | 0 | 0 | 0.23853 | 0 | 0 | 0 | 0 | 0 | 0
1303 | 2018-02-24 06:00 | 2 | Februar | 6 | 55 | 0 | 0 | 0 | 0 | 0 | 1.889 | 2.4871 | 0 | 4.3762 | 1.889 | 0 | 2.0148 | 0 | 0 | 0 | 0 | 0 | 0.47239 | 0 | 0 | 0 | 0 | 0 | 0
1304 | 2018-02-24 07:00 | 2 | Februar | 7 | 55 | 3.8873 | 2.6671 | 3.8873 | 0 | 0 | 0 | 1.171 | 0 | 1.171 | 2.6671 | 0 | 1.6888 | 0 | 0 | 0 | 0 | 0 | 0.70241 | 0 | 0 | 0 | 0 | 0 | 0
1305 | 2018-02-24 08:00 | 2 | Februar | 8 | 55 | 8.4896 | 3.1205 | 5.258 | 0 | 3.2315 | 0 | 0 | 0 | 0 | 3.1205 | 0 | 1.4351 | 0 | 0 | 0 | 0 | 0 | 0.70241 | 0 | 0 | 0 | 0 | 0 | 0
1306 | 2018-02-24 09:00 | 2 | Februar | 9 | 55 | 11.2068 | 3.2472 | 5.3209 | 0 | 5.8858 | 0 | 0 | 0 | 0 | 3.2472 | 0 | 1.2132 | 0 | 0 | 0 | 0 | 0 | 0.5874 | 0 | 0 | 0.27308 | 0 | 0 | 0.24577
1307 | 2018-02-24 10:00 | 2 | Februar | 10 | 55 | 13.8459 | 3.3946 | 5.3533 | 0 | 8.4926 | 0 | 0 | 0 | 0 | 3.3946 | 0 | 1.0263 | 0 | 0 | 0 | 0 | 0 | 0.35738 | 0 | 0 | 0.57504 | 0 | 0 | 0.51754
1308 | 2018-02-24 11:00 | 2 | Februar | 11 | 55 | 15.458 | 3.6337 | 5.6822 | 0 | 9.7758 | 0 | 0 | 0 | 0 | 3.6337 | 0 | 0.96666 | 0 | 0 | 0 | 0 | 0 | 0.5874 | 0 | 0 | 0.49448 | 0 | 0 | 0.44503
1309 | 2018-02-24 12:00 | 2 | Februar | 12 | 55 | 15.51 | 3.6177 | 5.9512 | 0 | 9.5588 | 0 | 0 | 0 | 0 | 3.6177 | 0 | 0.82818 | 0 | 0 | 0 | 0 | 0 | 0.70241 | 0 | 0 | 0.80292 | 0 | 0 | 0.72263
1310 | 2018-02-24 13:00 | 2 | Februar | 13 | 55 | 13.9889 | 3.3627 | 6.5051 | 0 | 7.4839 | 0 | 0 | 0 | 0 | 3.3627 | 0 | 1.0117 | 0 | 0 | 0 | 0 | 0 | 0.70241 | 0 | 0 | 1.4283 | 0 | 0 | 1.2855
1311 | 2018-02-24 14:00 | 2 | Februar | 14 | 55 | 10.9597 | 3.1633 | 5.7622 | 0 | 5.1975 | 0 | 0 | 0 | 0 | 3.1633 | 0 | 0.9847 | 0 | 0 | 0 | 0 | 0 | 0.5874 | 0 | 0 | 1.0268 | 0 | 0 | 0.92416
1312 | 2018-02-24 15:00 | 2 | Februar | 15 | 55 | 7.9565 | 3.1833 | 5.5339 | 0 | 2.4226 | 0 | 0 | 0 | 0 | 3.1833 | 0 | 1.0313 | 0 | 0 | 0 | 0 | 0 | 0.5874 | 0 | 0 | 0.73184 | 0 | 0 | 0.65866
1313 | 2018-02-24 16:00 | 2 | Februar | 16 | 55 | 4.2643 | 3.9202 | 4.2643 | 0 | 0 | 0 | 1.6459 | 0.83299 | 2.4789 | 3.9202 | 0 | 0.93872 | 0 | 0 | 0 | 0 | 0 | 1.0513 | 0 | 0 | 0.83299 | 0 | 0 | 0.74969
1314 | 2018-02-24 17:00 | 2 | Februar | 17 | 55 | 0.026002 | 0.026002 | 0.026002 | 0 | 0 | 4.4898 | 1.7649 | 1.2201 | 7.4749 | 4.5158 | 0 | 0.94752 | 0 | 0 | 0 | 0 | 0 | 0.81742 | 0 | 0 | 1.2201 | 0 | 0 | 1.0981
1315 | 2018-02-24 18:00 | 2 | Februar | 18 | 55 | 0 | 0 | 0 | 0 | 0 | 4.5308 | 1.2776 | 1.9034 | 7.7118 | 4.5308 | 0 | 0.80526 | 0 | 0 | 0 | 0 | 0 | 0.47239 | 0 | 0 | 1.9034 | 0 | 0 | 1.7131
1316 | 2018-02-24 19:00 | 2 | Februar | 19 | 55 | 0 | 0 | 0 | 0 | 0 | 3.744 | 1.4974 | 1.7545 | 6.9958 | 3.744 | 0 | 1.025 | 0 | 0 | 0 | 0 | 0 | 0.47239 | 0 | 0 | 1.7545 | 0 | 0 | 1.579
1317 | 2018-02-24 20:00 | 2 | Februar | 20 | 55 | 0 | 0 | 0 | 0 | 0 | 2.9638 | 1.5828 | 1.2804 | 5.827 | 2.9638 | 0 | 1.3442 | 0 | 0 | 0 | 0 | 0 | 0.23853 | 0 | 0 | 1.2804 | 0 | 0 | 1.1523
1318 | 2018-02-24 21:00 | 2 | Februar | 21 | 55 | 0 | 0 | 0 | 0 | 0 | 2.7248 | 1.6955 | 0.99691 | 5.4172 | 2.7248 | 0 | 1.457 | 0 | 0 | 0 | 0 | 0 | 0.23853 | 0 | 0 | 0.99691 | 0 | 0 | 0.89722
1319 | 2018-02-24 22:00 | 2 | Februar | 22 | 55 | 0 | 0 | 0 | 0 | 0 | 2.3419 | 1.975 | 0.5535 | 4.8704 | 2.3419 | 0 | 1.7365 | 0 | 0 | 0 | 0 | 0 | 0.23853 | 0 | 0 | 0.5535 | 0 | 0 | 0.49815
1320 | 2018-02-24 23:00 | 2 | Februar | 23 | 55 | 0 | 0 | 0 | 0 | 0 | 1.5819 | 2.1226 | 0.49099 | 4.1955 | 1.5819 | 0 | 1.9991 | 0 | 0 | 0 | 0 | 0 | 0.12352 | 0 | 0 | 0.49099 | 0 | 0 | 0.44189
1321 | 2018-02-25 | 2 | Februar | 0 | 56 | 0 | 0 | 0 | 0 | 0 | 1.8112 | 2.1161 | 0.59399 | 4.5213 | 1.8112 | 0 | 1.9926 | 0 | 0 | 0 | 0 | 0 | 0.12352 | 0 | 0 | 0.59399 | 0 | 0 | 0.53459
1322 | 2018-02-25 01:00 | 2 | Februar | 1 | 56 | 0 | 0 | 0 | 0 | 0 | 1.3598 | 2.2614 | 0.39144 | 4.0127 | 1.3598 | 0 | 2.1379 | 0 | 0 | 0 | 0 | 0 | 0.12352 | 0 | 0 | 0.39144 | 0 | 0 | 0.35229
1323 | 2018-02-25 02:00 | 2 | Februar | 2 | 56 | 0 | 0 | 0 | 0 | 0 | 1.129 | 2.3576 | 0.014074 | 3.5007 | 1.129 | 0 | 2.2341 | 0 | 0 | 0 | 0 | 0 | 0.12352 | 0 | 0 | 0.014074 | 0 | 0 | 0.012667
1324 | 2018-02-25 03:00 | 2 | Februar | 3 | 56 | 0 | 0 | 0 | 0 | 0 | 1.0481 | 2.3905 | 0.026572 | 3.4652 | 1.0481 | 0 | 2.267 | 0 | 0 | 0 | 0 | 0 | 0.12352 | 0 | 0 | 0.026572 | 0 | 0 | 0.023914
1325 | 2018-02-25 04:00 | 2 | Februar | 4 | 56 | 0 | 0 | 0 | 0 | 0 | 0.99814 | 2.4314 | 0.02326 | 3.4528 | 0.99814 | 0 | 2.3079 | 0 | 0 | 0 | 0 | 0 | 0.12352 | 0 | 0 | 0.02326 | 0 | 0 | 0.020934
1326 | 2018-02-25 05:00 | 2 | Februar | 5 | 56 | 0 | 0 | 0 | 0 | 0 | 0.99607 | 2.4318 | 0 | 3.4278 | 0.99607 | 0 | 2.3082 | 0 | 0 | 0 | 0 | 0 | 0.12352 | 0 | 0 | 0 | 0 | 0 | 0
1327 | 2018-02-25 06:00 | 2 | Februar | 6 | 56 | 0 | 0 | 0 | 0 | 0 | 1.044 | 2.3684 | 0 | 3.4124 | 1.044 | 0 | 2.2449 | 0 | 0 | 0 | 0 | 0 | 0.12352 | 0 | 0 | 0 | 0 | 0 | 0
1328 | 2018-02-25 07:00 | 2 | Februar | 7 | 56 | 3.0422 | 1.2305 | 3.0422 | 0 | 0 | 0 | 0.395 | 0 | 0.395 | 1.2305 | 0 | 1.9682 | 0 | 0 | 0 | 0 | 0 | 0.23853 | 0 | 0 | 0 | 0 | 0 | 0
1329 | 2018-02-25 08:00 | 2 | Februar | 8 | 56 | 6.3184 | 2.0245 | 3.1949 | 0 | 3.1235 | 0 | 0 | 0 | 0 | 2.0245 | 0 | 0.81302 | 0 | 0 | 0 | 0 | 0 | 0.35738 | 0 | 0 | 0 | 0 | 0 | 0
1330 | 2018-02-25 09:00 | 2 | Februar | 9 | 56 | 9.8287 | 3.0545 | 4.1829 | 0 | 5.6457 | 0 | 0 | 0 | 0 | 3.0545 | 0 | 0.12832 | 0 | 0 | 0 | 0 | 0 | 0.70241 | 0 | 0 | 0.29766 | 0 | 0 | 0.2679
1331 | 2018-02-25 10:00 | 2 | Februar | 10 | 56 | 11.5188 | 3.7898 | 5.1251 | 0 | 6.3936 | 0 | 0 | 0 | 0 | 3.7898 | 0 | 0.025829 | 0 | 0 | 0 | 0 | 0 | 0.70241 | 0 | 0 | 0.60708 | 0 | 0 | 0.54638
1332 | 2018-02-25 11:00 | 2 | Februar | 11 | 56 | 13.5989 | 4.3793 | 5.7891 | 0 | 7.8098 | 0 | 0 | 0 | 0 | 4.3793 | 0 | 0 | 0 | 0 | 0 | 0 | 0 | 0.93243 | 0 | 0 | 0.47745 | 0 | 0 | 0.4297
1333 | 2018-02-25 12:00 | 2 | Februar | 12 | 56 | 11.7918 | 4.4602 | 5.9047 | 0 | 5.8871 | 0 | 0 | 0 | 0 | 4.4602 | 0 | 0 | 0 | 0 | 0 | 0 | 0 | 0.93243 | 0 | 0 | 0.51211 | 0 | 0 | 0.4609
1334 | 2018-02-25 13:00 | 2 | Februar | 13 | 56 | 11.1808 | 3.7661 | 5.5695 | 0 | 5.6112 | 0 | 0 | 0 | 0 | 3.7661 | 0 | 0.28061 | 0 | 0 | 0 | 0 | 0 | 0.81742 | 0 | 0 | 0.70537 | 0 | 0 | 0.63484
1335 | 2018-02-25 14:00 | 2 | Februar | 14 | 56 | 9.4776 | 3.0056 | 5.0606 | 0 | 4.4171 | 0 | 0 | 0 | 0 | 3.0056 | 0 | 0.79429 | 0 | 0 | 0 | 0 | 0 | 0.5874 | 0 | 0 | 0.6733 | 0 | 0 | 0.60597
1336 | 2018-02-25 15:00 | 2 | Februar | 15 | 56 | 5.8114 | 2.6032 | 4.9001 | 0 | 0.9113 | 0 | 0 | 0 | 0 | 2.6032 | 0 | 1.1335 | 0 | 0 | 0 | 0 | 0 | 0.47239 | 0 | 0 | 0.691 | 0 | 0 | 0.6219
1337 | 2018-02-25 16:00 | 2 | Februar | 16 | 56 | 1.8851 | 1.8851 | 1.8851 | 0 | 0 | 0.514 | 1.9078 | 0.81723 | 3.239 | 2.3991 | 0 | 1.3204 | 0 | 0 | 0 | 0 | 0 | 0.5874 | 0 | 0 | 0.81723 | 0 | 0 | 0.73551
1338 | 2018-02-25 17:00 | 2 | Februar | 17 | 56 | 0.026002 | 0.026002 | 0.026002 | 0 | 0 | 2.7647 | 2.016 | 1.2113 | 5.992 | 2.7907 | 0 | 1.3136 | 0 | 0 | 0 | 0 | 0 | 0.70241 | 0 | 0 | 1.2113 | 0 | 0 | 1.0901
1339 | 2018-02-25 18:00 | 2 | Februar | 18 | 56 | 0 | 0 | 0 | 0 | 0 | 3.4235 | 1.7482 | 1.9407 | 7.1123 | 3.4235 | 0 | 1.0458 | 0 | 0 | 0 | 0 | 0 | 0.70241 | 0 | 0 | 1.9407 | 0 | 0 | 1.7466
1340 | 2018-02-25 19:00 | 2 | Februar | 19 | 56 | 0 | 0 | 0 | 0 | 0 | 3.8331 | 1.4859 | 2.17 | 7.489 | 3.8331 | 0 | 1.0135 | 0 | 0 | 0 | 0 | 0 | 0.47239 | 0 | 0 | 2.17 | 0 | 0 | 1.953
1341 | 2018-02-25 20:00 | 2 | Februar | 20 | 56 | 0 | 0 | 0 | 0 | 0 | 3.5002 | 1.7362 | 1.905 | 7.1415 | 3.5002 | 0 | 1.2638 | 0 | 0 | 0 | 0 | 0 | 0.47239 | 0 | 0 | 1.905 | 0 | 0 | 1.7145
1342 | 2018-02-25 21:00 | 2 | Februar | 21 | 56 | 0 | 0 | 0 | 0 | 0 | 2.9932 | 1.6754 | 1.5578 | 6.2264 | 2.9932 | 0 | 1.4368 | 0 | 0 | 0 | 0 | 0 | 0.23853 | 0 | 0 | 1.5578 | 0 | 0 | 1.402
1343 | 2018-02-25 22:00 | 2 | Februar | 22 | 56 | 0 | 0 | 0 | 0 | 0 | 2.565 | 1.981 | 0.88022 | 5.4263 | 2.565 | 0 | 1.7425 | 0 | 0 | 0 | 0 | 0 | 0.23853 | 0 | 0 | 0.88022 | 0 | 0 | 0.7922
1344 | 2018-02-25 23:00 | 2 | Februar | 23 | 56 | 0 | 0 | 0 | 0 | 0 | 1.4016 | 2.235 | 0.73599 | 4.3726 | 1.4016 | 0 | 2.1115 | 0 | 0 | 0 | 0 | 0 | 0.12352 | 0 | 0 | 0.73599 | 0 | 0 | 0.66239
1345 | 2018-02-26 | 2 | Februar | 0 | 57 | 0 | 0 | 0 | 0 | 0 | 1.0888 | 2.3945 | 0.37687 | 3.8602 | 1.0888 | 0 | 2.271 | 0 | 0 | 0 | 0 | 0 | 0.12352 | 0 | 0 | 0.37687 | 0 | 0 | 0.33918
1346 | 2018-02-26 01:00 | 2 | Februar | 1 | 57 | 0 | 0 | 0 | 0 | 0 | 1.0151 | 2.5154 | 0.57442 | 4.1049 | 1.0151 | 0 | 2.3918 | 0 | 0 | 0 | 0 | 0 | 0.12352 | 0 | 0 | 0.57442 | 0 | 0 | 0.51697
1347 | 2018-02-26 02:00 | 2 | Februar | 2 | 57 | 0 | 0 | 0 | 0 | 0 | 0.9935 | 2.7247 | 0.34995 | 4.0681 | 0.9935 | 0 | 2.4861 | 0 | 0 | 0 | 0 | 0 | 0.23853 | 0 | 0 | 0.34995 | 0 | 0 | 0.31496
1348 | 2018-02-26 03:00 | 2 | Februar | 3 | 57 | 0 | 0 | 0 | 0 | 0 | 1.0064 | 2.7664 | 0 | 3.7728 | 1.0064 | 0 | 2.5279 | 0 | 0 | 0 | 0 | 0 | 0.23853 | 0 | 0 | 0 | 0 | 0 | 0
1349 | 2018-02-26 04:00 | 2 | Februar | 4 | 57 | 0 | 0 | 0 | 0 | 0 | 1.1661 | 3.024 | 0 | 4.1901 | 1.1661 | 0 | 2.5516 | 0 | 0 | 0 | 0 | 0 | 0.47239 | 0 | 0 | 0 | 0 | 0 | 0
1350 | 2018-02-26 05:00 | 2 | Februar | 5 | 57 | 0 | 0 | 0 | 0 | 0 | 2.0565 | 3.084 | 0 | 5.1405 | 2.0565 | 0 | 2.3816 | 0 | 0 | 0 | 0 | 0 | 0.70241 | 0 | 0 | 0 | 0 | 0 | 0
1351 | 2018-02-26 06:00 | 2 | Februar | 6 | 57 | 0 | 0 | 0 | 0 | 0 | 2.867 | 3.3279 | 0 | 6.1949 | 2.867 | 0 | 2.1616 | 0 | 0 | 0 | 0 | 0 | 1.1663 | 0 | 0 | 0 | 0 | 0 | 0
1352 | 2018-02-26 07:00 | 2 | Februar | 7 | 57 | 3.5362 | 2.9515 | 3.5362 | 0 | 0 | 0 | 2.4924 | 0 | 2.4924 | 2.9515 | 0 | 1.9109 | 0 | 0 | 0 | 0 | 0 | 1.1663 | 0 | 0 | 0 | 0 | 0 | 0
1353 | 2018-02-26 08:00 | 2 | Februar | 8 | 57 | 8.2946 | 2.7392 | 4.8383 | 0 | 3.4563 | 0 | 0 | 0 | 0 | 2.7392 | 0 | 1.1667 | 0 | 0 | 0 | 0 | 0 | 0.93243 | 0 | 0 | 0 | 0 | 0 | 0
1354 | 2018-02-26 09:00 | 2 | Februar | 9 | 57 | 11.9348 | 2.5954 | 3.784 | 0 | 8.1508 | 0 | 0 | 0 | 0 | 2.5954 | 0 | 0.39424 | 0 | 0 | 0 | 0 | 0 | 0.5874 | 0 | 0 | 0.20694 | 0 | 0 | 0.18624
1355 | 2018-02-26 10:00 | 2 | Februar | 10 | 57 | 15.133 | 2.6387 | 3.5551 | 0 | 11.5779 | 0 | 0 | 0 | 0 | 2.6387 | 0 | 0 | 0 | 0 | 0 | 0 | 0 | 0.47239 | 0 | 0 | 0.44402 | 0 | 0 | 0.39962
1356 | 2018-02-26 11:00 | 2 | Februar | 11 | 57 | 16.5111 | 2.8938 | 4.0292 | 0 | 12.4819 | 0 | 0 | 0 | 0 | 2.8938 | 0 | 0 | 0 | 0 | 0 | 0 | 0 | 0.70241 | 0 | 0 | 0.43304 | 0 | 0 | 0.38973
1357 | 2018-02-26 12:00 | 2 | Februar | 12 | 57 | 16.4331 | 2.8685 | 4.6422 | 0 | 11.7909 | 0 | 0 | 0 | 0 | 2.8685 | 0 | 0 | 0 | 0 | 0 | 0 | 0 | 0.93243 | 0 | 0 | 0.84126 | 0 | 0 | 0.75713
1358 | 2018-02-26 13:00 | 2 | Februar | 13 | 57 | 14.99 | 2.5774 | 4.284 | 0 | 10.706 | 0 | 0 | 0 | 0 | 2.5774 | 0 | 0 | 0 | 0 | 0 | 0 | 0 | 0.5874 | 0 | 0 | 1.1192 | 0 | 0 | 1.0073
1359 | 2018-02-26 14:00 | 2 | Februar | 14 | 57 | 12.8579 | 2.3605 | 3.7131 | 0 | 9.1448 | 0 | 0 | 0 | 0 | 2.3605 | 0 | 0 | 0 | 0 | 0 | 0 | 0 | 0.35355 | 0 | 0 | 0.99905 | 0 | 0 | 0.89914
1360 | 2018-02-26 15:00 | 2 | Februar | 15 | 57 | 7.9045 | 2.3687 | 3.3256 | 0 | 4.579 | 0 | 0 | 0 | 0 | 2.3687 | 0 | 0 | 0 | 0 | 0 | 0 | 0 | 0.35355 | 0 | 0 | 0.6033 | 0 | 0 | 0.54297
1361 | 2018-02-26 16:00 | 2 | Februar | 16 | 57 | 5.2654 | 2.8515 | 4.6192 | 0 | 0.64617 | 0 | 0 | 0 | 0 | 2.8515 | 0 | 0 | 0 | 0 | 0 | 0 | 0 | 0.5874 | 0 | 0 | 1.1803 | 0 | 0 | 1.0622
1362 | 2018-02-26 17:00 | 2 | Februar | 17 | 57 | 0.039003 | 0.039003 | 0.039003 | 0 | 0 | 3.5859 | 0.70241 | 2.0695 | 6.3579 | 3.6249 | 0 | 0 | 0 | 0 | 0 | 0 | 0 | 0.70241 | 0 | 0 | 2.0695 | 0 | 0 | 1.8626
1363 | 2018-02-26 18:00 | 2 | Februar | 18 | 57 | 0 | 0 | 0 | 0 | 0 | 4.0552 | 0.70241 | 2.6644 | 7.422 | 4.0552 | 0 | 0 | 0 | 0 | 0 | 0 | 0 | 0.70241 | 0 | 0 | 2.6644 | 0 | 0 | 2.398
1364 | 2018-02-26 19:00 | 2 | Februar | 19 | 57 | 0 | 0 | 0 | 0 | 0 | 3.6672 | 0.5874 | 2.5359 | 6.7905 | 3.6672 | 0 | 0 | 0 | 0 | 0 | 0 | 0 | 0.5874 | 0 | 0 | 2.5359 | 0 | 0 | 2.2823
1365 | 2018-02-26 20:00 | 2 | Februar | 20 | 57 | 0 | 0 | 0 | 0 | 0 | 3.1055 | 0.47239 | 1.8296 | 5.4076 | 3.1055 | 0 | 0 | 0 | 0 | 0 | 0 | 0 | 0.47239 | 0 | 0 | 1.8296 | 0 | 0 | 1.6467
1366 | 2018-02-26 21:00 | 2 | Februar | 21 | 57 | 0 | 0 | 0 | 0 | 0 | 2.6047 | 0.92215 | 1.4543 | 4.9812 | 2.6047 | 0 | 0.68361 | 0 | 0 | 0 | 0 | 0 | 0.23853 | 0 | 0 | 1.4543 | 0 | 0 | 1.3089
1367 | 2018-02-26 22:00 | 2 | Februar | 22 | 57 | 0 | 0 | 0 | 0 | 0 | 1.9807 | 1.87 | 0.9957 | 4.8464 | 1.9807 | 0 | 1.6314 | 0 | 0 | 0 | 0 | 0 | 0.23853 | 0 | 0 | 0.9957 | 0 | 0 | 0.89613
1368 | 2018-02-26 23:00 | 2 | Februar | 23 | 57 | 0 | 0 | 0 | 0 | 0 | 1.4016 | 2.0237 | 0.63126 | 4.0566 | 1.4016 | 0 | 1.9002 | 0 | 0 | 0 | 0 | 0 | 0.12352 | 0 | 0 | 0.63126 | 0 | 0 | 0.56813
1369 | 2018-02-27 | 2 | Februar | 0 | 58 | 0 | 0 | 0 | 0 | 0 | 1.0888 | 2.2134 | 0.34706 | 3.6493 | 1.0888 | 0 | 2.0899 | 0 | 0 | 0 | 0 | 0 | 0.12352 | 0 | 0 | 0.34706 | 0 | 0 | 0.31235
1370 | 2018-02-27 01:00 | 2 | Februar | 1 | 58 | 0 | 0 | 0 | 0 | 0 | 1.0151 | 2.3344 | 0.040439 | 3.3899 | 1.0151 | 0 | 2.2108 | 0 | 0 | 0 | 0 | 0 | 0.12352 | 0 | 0 | 0.040439 | 0 | 0 | 0.036395
1371 | 2018-02-27 02:00 | 2 | Februar | 2 | 58 | 0 | 0 | 0 | 0 | 0 | 0.9935 | 2.5586 | 0.042189 | 3.5943 | 0.9935 | 0 | 2.3201 | 0 | 0 | 0 | 0 | 0 | 0.23853 | 0 | 0 | 0.042189 | 0 | 0 | 0.03797
1372 | 2018-02-27 03:00 | 2 | Februar | 3 | 58 | 0 | 0 | 0 | 0 | 0 | 1.0064 | 2.6004 | 0 | 3.6067 | 1.0064 | 0 | 2.3618 | 0 | 0 | 0 | 0 | 0 | 0.23853 | 0 | 0 | 0 | 0 | 0 | 0
1373 | 2018-02-27 04:00 | 2 | Februar | 4 | 58 | 0 | 0 | 0 | 0 | 0 | 1.1661 | 2.8429 | 0 | 4.009 | 1.1661 | 0 | 2.3705 | 0 | 0 | 0 | 0 | 0 | 0.47239 | 0 | 0 | 0 | 0 | 0 | 0
1374 | 2018-02-27 05:00 | 2 | Februar | 5 | 58 | 0 | 0 | 0 | 0 | 0 | 2.0565 | 2.9167 | 0 | 4.9732 | 2.0565 | 0 | 2.2143 | 0 | 0 | 0 | 0 | 0 | 0.70241 | 0 | 0 | 0 | 0 | 0 | 0
1375 | 2018-02-27 06:00 | 2 | Februar | 6 | 58 | 0 | 0 | 0 | 0 | 0 | 2.867 | 3.1145 | 0 | 5.9815 | 2.867 | 0 | 1.9482 | 0 | 0 | 0 | 0 | 0 | 1.1663 | 0 | 0 | 0 | 0 | 0 | 0
1376 | 2018-02-27 07:00 | 2 | Februar | 7 | 58 | 0.42903 | 0.42903 | 0.42903 | 0 | 0 | 2.5225 | 2.625 | 0 | 5.1475 | 2.9515 | 0 | 1.4587 | 0 | 0 | 0 | 0 | 0 | 1.1663 | 0 | 0 | 0 | 0 | 0 | 0
1377 | 2018-02-27 08:00 | 2 | Februar | 8 | 58 | 1.5211 | 1.5211 | 1.5211 | 0 | 0 | 1.2181 | 1.8675 | 0 | 3.0856 | 2.7392 | 0 | 0.93505 | 0 | 0 | 0 | 0 | 0 | 0.93243 | 0 | 0 | 0 | 0 | 0 | 0
1378 | 2018-02-27 09:00 | 2 | Februar | 9 | 58 | 2.9642 | 2.5954 | 2.9642 | 0 | 0 | 0 | 0.55435 | 0.20694 | 0.76129 | 2.5954 | 0 | 0.33571 | 0 | 0 | 0 | 0 | 0 | 0.5874 | 0 | 0 | 0.20694 | 0 | 0 | 0.18624
1379 | 2018-02-27 10:00 | 2 | Februar | 10 | 58 | 3.7703 | 2.6387 | 3.5551 | 0 | 0.21512 | 0 | 0 | 0 | 0 | 2.6387 | 0 | 0 | 0 | 0 | 0 | 0 | 0 | 0.47239 | 0 | 0 | 0.44402 | 0 | 0 | 0.39962
1380 | 2018-02-27 11:00 | 2 | Februar | 11 | 58 | 3.7313 | 2.8938 | 3.7313 | 0 | 0 | 0 | 0 | 0.29797 | 0.29797 | 2.8938 | 0 | 0 | 0 | 0 | 0 | 0 | 0 | 0.70241 | 0 | 0 | 0.43304 | 0 | 0 | 0.38973
1381 | 2018-02-27 12:00 | 2 | Februar | 12 | 58 | 3.5882 | 2.8685 | 3.5882 | 0 | 0 | 0 | 0.21272 | 0.84126 | 1.054 | 2.8685 | 0 | 0 | 0 | 0 | 0 | 0 | 0 | 0.93243 | 0 | 0 | 0.84126 | 0 | 0 | 0.75713
1382 | 2018-02-27 13:00 | 2 | Februar | 13 | 58 | 3.7963 | 2.5774 | 3.7963 | 0 | 0 | 0 | 0 | 0.48779 | 0.48779 | 2.5774 | 0 | 0 | 0 | 0 | 0 | 0 | 0 | 0.5874 | 0 | 0 | 1.1192 | 0 | 0 | 1.0073
1383 | 2018-02-27 14:00 | 2 | Februar | 14 | 58 | 2.8082 | 2.3605 | 2.8082 | 0 | 0 | 0 | 0 | 0.90488 | 0.90488 | 2.3605 | 0 | 0 | 0 | 0 | 0 | 0 | 0 | 0.35355 | 0 | 0 | 0.99905 | 0 | 0 | 0.89914
1384 | 2018-02-27 15:00 | 2 | Februar | 15 | 58 | 1.9111 | 1.9111 | 1.9111 | 0 | 0 | 0.4576 | 0.35355 | 0.6033 | 1.4144 | 2.3687 | 0 | 0 | 0 | 0 | 0 | 0 | 0 | 0.35355 | 0 | 0 | 0.6033 | 0 | 0 | 0.54297
1385 | 2018-02-27 16:00 | 2 | Februar | 16 | 58 | 0.91006 | 0.91006 | 0.91006 | 0 | 0 | 1.9415 | 0.5874 | 1.1803 | 3.7091 | 2.8515 | 0 | 0 | 0 | 0 | 0 | 0 | 0 | 0.5874 | 0 | 0 | 1.1803 | 0 | 0 | 1.0622
1386 | 2018-02-27 17:00 | 2 | Februar | 17 | 58 | 0.026002 | 0.026002 | 0.026002 | 0 | 0 | 3.5989 | 0.70241 | 2.0695 | 6.3709 | 3.6249 | 0 | 0 | 0 | 0 | 0 | 0 | 0 | 0.70241 | 0 | 0 | 2.0695 | 0 | 0 | 1.8626
1387 | 2018-02-27 18:00 | 2 | Februar | 18 | 58 | 0 | 0 | 0 | 0 | 0 | 4.0552 | 0.70241 | 2.6644 | 7.422 | 4.0552 | 0 | 0 | 0 | 0 | 0 | 0 | 0 | 0.70241 | 0 | 0 | 2.6644 | 0 | 0 | 2.398
1388 | 2018-02-27 19:00 | 2 | Februar | 19 | 58 | 0 | 0 | 0 | 0 | 0 | 3.6672 | 0.5874 | 2.5359 | 6.7905 | 3.6672 | 0 | 0 | 0 | 0 | 0 | 0 | 0 | 0.5874 | 0 | 0 | 2.5359 | 0 | 0 | 2.2823
1389 | 2018-02-27 20:00 | 2 | Februar | 20 | 58 | 0 | 0 | 0 | 0 | 0 | 3.1055 | 0.47239 | 1.8296 | 5.4076 | 3.1055 | 0 | 0 | 0 | 0 | 0 | 0 | 0 | 0.47239 | 0 | 0 | 1.8296 | 0 | 0 | 1.6467
1390 | 2018-02-27 21:00 | 2 | Februar | 21 | 58 | 0 | 0 | 0 | 0 | 0 | 2.6047 | 0.23853 | 1.4543 | 4.2976 | 2.6047 | 0 | 0 | 0 | 0 | 0 | 0 | 0 | 0.23853 | 0 | 0 | 1.4543 | 0 | 0 | 1.3089
1391 | 2018-02-27 22:00 | 2 | Februar | 22 | 58 | 0 | 0 | 0 | 0 | 0 | 1.9807 | 0.23853 | 0.9957 | 3.215 | 1.9807 | 0 | 0 | 0 | 0 | 0 | 0 | 0 | 0.23853 | 0 | 0 | 0.9957 | 0 | 0 | 0.89613
1392 | 2018-02-27 23:00 | 2 | Februar | 23 | 58 | 0 | 0 | 0 | 0 | 0 | 1.4016 | 0.69075 | 0.63126 | 2.7236 | 1.4016 | 0 | 0.56722 | 0 | 0 | 0 | 0 | 0 | 0.12352 | 0 | 0 | 0.63126 | 0 | 0 | 0.56813
1393 | 2018-02-28 | 2 | Februar | 0 | 59 | 0 | 0 | 0 | 0 | 0 | 1.0888 | 2.0323 | 0.34706 | 3.4682 | 1.0888 | 0 | 1.9088 | 0 | 0 | 0 | 0 | 0 | 0.12352 | 0 | 0 | 0.34706 | 0 | 0 | 0.31235
1394 | 2018-02-28 01:00 | 2 | Februar | 1 | 59 | 0 | 0 | 0 | 0 | 0 | 1.0151 | 2.2279 | 0.040439 | 3.2835 | 1.0151 | 0 | 2.1044 | 0 | 0 | 0 | 0 | 0 | 0.12352 | 0 | 0 | 0.040439 | 0 | 0 | 0.036395
1395 | 2018-02-28 02:00 | 2 | Februar | 2 | 59 | 0 | 0 | 0 | 0 | 0 | 0.9935 | 2.5268 | 0.042189 | 3.5624 | 0.9935 | 0 | 2.2882 | 0 | 0 | 0 | 0 | 0 | 0.23853 | 0 | 0 | 0.042189 | 0 | 0 | 0.03797
1396 | 2018-02-28 03:00 | 2 | Februar | 3 | 59 | 0 | 0 | 0 | 0 | 0 | 1.0064 | 2.6132 | 0 | 3.6196 | 1.0064 | 0 | 2.3747 | 0 | 0 | 0 | 0 | 0 | 0.23853 | 0 | 0 | 0 | 0 | 0 | 0
1397 | 2018-02-28 04:00 | 2 | Februar | 4 | 59 | 0 | 0 | 0 | 0 | 0 | 1.1661 | 2.9003 | 0 | 4.0664 | 1.1661 | 0 | 2.4279 | 0 | 0 | 0 | 0 | 0 | 0.47239 | 0 | 0 | 0 | 0 | 0 | 0
1398 | 2018-02-28 05:00 | 2 | Februar | 5 | 59 | 0 | 0 | 0 | 0 | 0 | 2.0565 | 3.0029 | 0 | 5.0594 | 2.0565 | 0 | 2.3005 | 0 | 0 | 0 | 0 | 0 | 0.70241 | 0 | 0 | 0 | 0 | 0 | 0
1399 | 2018-02-28 06:00 | 2 | Februar | 6 | 59 | 0.026002 | 0.026002 | 0.026002 | 0 | 0 | 2.841 | 3.2143 | 0 | 6.0553 | 2.867 | 0 | 2.048 | 0 | 0 | 0 | 0 | 0 | 1.1663 | 0 | 0 | 0 | 0 | 0 | 0
1400 | 2018-02-28 07:00 | 2 | Februar | 7 | 59 | 4.4463 | 2.9515 | 4.4463 | 0 | 0 | 0 | 1.2087 | 0 | 1.2087 | 2.9515 | 0 | 1.5373 | 0 | 0 | 0 | 0 | 0 | 1.1663 | 0 | 0 | 0 | 0 | 0 | 0
1401 | 2018-02-28 08:00 | 2 | Februar | 8 | 59 | 8.5156 | 2.7392 | 4.7312 | 0 | 3.7844 | 0 | 0 | 0 | 0 | 2.7392 | 0 | 1.0596 | 0 | 0 | 0 | 0 | 0 | 0.93243 | 0 | 0 | 0 | 0 | 0 | 0
1402 | 2018-02-28 09:00 | 2 | Februar | 9 | 59 | 12.5068 | 2.5954 | 3.7284 | 0 | 8.7785 | 0 | 0 | 0 | 0 | 2.5954 | 0 | 0.33859 | 0 | 0 | 0 | 0 | 0 | 0.5874 | 0 | 0 | 0.20694 | 0 | 0 | 0.18624
1403 | 2018-02-28 10:00 | 2 | Februar | 10 | 59 | 15.6921 | 2.6387 | 3.5551 | 0 | 12.1369 | 0 | 0 | 0 | 0 | 2.6387 | 0 | 0 | 0 | 0 | 0 | 0 | 0 | 0.47239 | 0 | 0 | 0.44402 | 0 | 0 | 0.39962
1404 | 2018-02-28 11:00 | 2 | Februar | 11 | 59 | 18.0062 | 2.8938 | 4.0292 | 0 | 13.977 | 0 | 0 | 0 | 0 | 2.8938 | 0 | 0 | 0 | 0 | 0 | 0 | 0 | 0.70241 | 0 | 0 | 0.43304 | 0 | 0 | 0.38973
1405 | 2018-02-28 12:00 | 2 | Februar | 12 | 59 | 18.0712 | 2.8685 | 4.6422 | 0 | 13.429 | 0 | 0 | 0 | 0 | 2.8685 | 0 | 0 | 0 | 0 | 0 | 0 | 0 | 0.93243 | 0 | 0 | 0.84126 | 0 | 0 | 0.75713
1406 | 2018-02-28 13:00 | 2 | Februar | 13 | 59 | 15.9781 | 2.5774 | 4.284 | 0 | 11.694 | 0 | 0 | 0 | 0 | 2.5774 | 0 | 0 | 0 | 0 | 0 | 0 | 0 | 0.5874 | 0 | 0 | 1.1192 | 0 | 0 | 1.0073
1407 | 2018-02-28 14:00 | 2 | Februar | 14 | 59 | 13.4949 | 2.3605 | 3.7131 | 0 | 9.7818 | 0 | 0 | 0 | 0 | 2.3605 | 0 | 0 | 0 | 0 | 0 | 0 | 0 | 0.35355 | 0 | 0 | 0.99905 | 0 | 0 | 0.89914
1408 | 2018-02-28 15:00 | 2 | Februar | 15 | 59 | 10.7257 | 2.3687 | 3.3256 | 0 | 7.4002 | 0 | 0 | 0 | 0 | 2.3687 | 0 | 0 | 0 | 0 | 0 | 0 | 0 | 0.35355 | 0 | 0 | 0.6033 | 0 | 0 | 0.54297
1409 | 2018-02-28 16:00 | 2 | Februar | 16 | 59 | 6.6824 | 2.8515 | 4.6192 | 0 | 2.0633 | 0 | 0 | 0 | 0 | 2.8515 | 0 | 0 | 0 | 0 | 0 | 0 | 0 | 0.5874 | 0 | 0 | 1.1803 | 0 | 0 | 1.0622
1410 | 2018-02-28 17:00 | 2 | Februar | 17 | 59 | 0.065004 | 0.065004 | 0.065004 | 0 | 0 | 3.5599 | 0.70241 | 2.0695 | 6.3319 | 3.6249 | 0 | 0 | 0 | 0 | 0 | 0 | 0 | 0.70241 | 0 | 0 | 2.0695 | 0 | 0 | 1.8626
1411 | 2018-02-28 18:00 | 2 | Februar | 18 | 59 | 0 | 0 | 0 | 0 | 0 | 4.0552 | 0.70241 | 2.6644 | 7.422 | 4.0552 | 0 | 0 | 0 | 0 | 0 | 0 | 0 | 0.70241 | 0 | 0 | 2.6644 | 0 | 0 | 2.398
1412 | 2018-02-28 19:00 | 2 | Februar | 19 | 59 | 0 | 0 | 0 | 0 | 0 | 3.6672 | 0.5874 | 2.5359 | 6.7905 | 3.6672 | 0 | 0 | 0 | 0 | 0 | 0 | 0 | 0.5874 | 0 | 0 | 2.5359 | 0 | 0 | 2.2823
1413 | 2018-02-28 20:00 | 2 | Februar | 20 | 59 | 0 | 0 | 0 | 0 | 0 | 3.1055 | 0.47239 | 1.8296 | 5.4076 | 3.1055 | 0 | 0 | 0 | 0 | 0 | 0 | 0 | 0.47239 | 0 | 0 | 1.8296 | 0 | 0 | 1.6467
1414 | 2018-02-28 21:00 | 2 | Februar | 21 | 59 | 0 | 0 | 0 | 0 | 0 | 2.6047 | 0.23853 | 1.4543 | 4.2976 | 2.6047 | 0 | 0 | 0 | 0 | 0 | 0 | 0 | 0.23853 | 0 | 0 | 1.4543 | 0 | 0 | 1.3089
1415 | 2018-02-28 22:00 | 2 | Februar | 22 | 59 | 0 | 0 | 0 | 0 | 0 | 1.9807 | 1.3534 | 0.9957 | 4.3298 | 1.9807 | 0 | 1.1148 | 0 | 0 | 0 | 0 | 0 | 0.23853 | 0 | 0 | 0.9957 | 0 | 0 | 0.89613
1416 | 2018-02-28 23:00 | 2 | Februar | 23 | 59 | 0 | 0 | 0 | 0 | 0 | 1.4016 | 1.795 | 0.63126 | 3.8278 | 1.4016 | 0 | 1.6714 | 0 | 0 | 0 | 0 | 0 | 0.12352 | 0 | 0 | 0.63126 | 0 | 0 | 0.56813
1417 | 2018-03-01 | 3 | März | 0 | 60 | 0 | 0 | 0 | 0 | 0 | 1.0888 | 1.9108 | 0.34706 | 3.3467 | 1.0888 | 0 | 1.7873 | 0 | 0 | 0 | 0 | 0 | 0.12352 | 0 | 0 | 0.34706 | 0 | 0 | 0.31235
1418 | 2018-03-01 01:00 | 3 | März | 1 | 60 | 0 | 0 | 0 | 0 | 0 | 1.0151 | 1.9723 | 0.040439 | 3.0278 | 1.0151 | 0 | 1.8487 | 0 | 0 | 0 | 0 | 0 | 0.12352 | 0 | 0 | 0.040439 | 0 | 0 | 0.036395
1419 | 2018-03-01 02:00 | 3 | März | 2 | 60 | 0 | 0 | 0 | 0 | 0 | 0.9935 | 2.1369 | 0.042189 | 3.1726 | 0.9935 | 0 | 1.8983 | 0 | 0 | 0 | 0 | 0 | 0.23853 | 0 | 0 | 0.042189 | 0 | 0 | 0.03797
1420 | 2018-03-01 03:00 | 3 | März | 3 | 60 | 0 | 0 | 0 | 0 | 0 | 1.0064 | 2.1488 | 0 | 3.1551 | 1.0064 | 0 | 1.9102 | 0 | 0 | 0 | 0 | 0 | 0.23853 | 0 | 0 | 0 | 0 | 0 | 0
1421 | 2018-03-01 04:00 | 3 | März | 4 | 60 | 0 | 0 | 0 | 0 | 0 | 1.1661 | 2.361 | 0 | 3.5272 | 1.1661 | 0 | 1.8887 | 0 | 0 | 0 | 0 | 0 | 0.47239 | 0 | 0 | 0 | 0 | 0 | 0
1422 | 2018-03-01 05:00 | 3 | März | 5 | 60 | 0 | 0 | 0 | 0 | 0 | 2.0565 | 2.4029 | 0 | 4.4594 | 2.0565 | 0 | 1.7005 | 0 | 0 | 0 | 0 | 0 | 0.70241 | 0 | 0 | 0 | 0 | 0 | 0
1423 | 2018-03-01 06:00 | 3 | März | 6 | 60 | 0.026002 | 0.026002 | 0.026002 | 0 | 0 | 2.841 | 2.6279 | 0 | 5.4688 | 2.867 | 0 | 1.4616 | 0 | 0 | 0 | 0 | 0 | 1.1663 | 0 | 0 | 0 | 0 | 0 | 0
1424 | 2018-03-01 07:00 | 3 | März | 7 | 60 | 4.1083 | 2.9515 | 4.1083 | 0 | 0 | 0 | 1.2885 | 0 | 1.2885 | 2.9515 | 0 | 1.279 | 0 | 0 | 0 | 0 | 0 | 1.1663 | 0 | 0 | 0 | 0 | 0 | 0
1425 | 2018-03-01 08:00 | 3 | März | 8 | 60 | 8.0735 | 2.7392 | 5.0337 | 0 | 3.0398 | 0 | 0 | 0 | 0 | 2.7392 | 0 | 1.3621 | 0 | 0 | 0 | 0 | 0 | 0.93243 | 0 | 0 | 0 | 0 | 0 | 0
1426 | 2018-03-01 09:00 | 3 | März | 9 | 60 | 11.2328 | 2.5954 | 4.7505 | 0 | 6.4822 | 0 | 0 | 0 | 0 | 2.5954 | 0 | 1.3607 | 0 | 0 | 0 | 0 | 0 | 0.5874 | 0 | 0 | 0.20694 | 0 | 0 | 0.18624
1427 | 2018-03-01 10:00 | 3 | März | 10 | 60 | 13.3259 | 2.6387 | 4.83 | 0 | 8.4959 | 0 | 0 | 0 | 0 | 2.6387 | 0 | 1.2748 | 0 | 0 | 0 | 0 | 0 | 0.47239 | 0 | 0 | 0.44402 | 0 | 0 | 0.39962
1428 | 2018-03-01 11:00 | 3 | März | 11 | 60 | 17.2002 | 2.8938 | 5.1917 | 0 | 12.0085 | 0 | 0 | 0 | 0 | 2.8938 | 0 | 1.1625 | 0 | 0 | 0 | 0 | 0 | 0.70241 | 0 | 0 | 0.43304 | 0 | 0 | 0.38973
1429 | 2018-03-01 12:00 | 3 | März | 12 | 60 | 18.3832 | 2.8685 | 5.7758 | 0 | 12.6074 | 0 | 0 | 0 | 0 | 2.8685 | 0 | 1.1336 | 0 | 0 | 0 | 0 | 0 | 0.93243 | 0 | 0 | 0.84126 | 0 | 0 | 0.75713
1430 | 2018-03-01 13:00 | 3 | März | 13 | 60 | 17.1222 | 2.5774 | 5.4863 | 0 | 11.6359 | 0 | 0 | 0 | 0 | 2.5774 | 0 | 1.2022 | 0 | 0 | 0 | 0 | 0 | 0.5874 | 0 | 0 | 1.1192 | 0 | 0 | 1.0073
1431 | 2018-03-01 14:00 | 3 | März | 14 | 60 | 14.379 | 2.3605 | 4.9745 | 0 | 9.4044 | 0 | 0 | 0 | 0 | 2.3605 | 0 | 1.2614 | 0 | 0 | 0 | 0 | 0 | 0.35355 | 0 | 0 | 0.99905 | 0 | 0 | 0.89914
1432 | 2018-03-01 15:00 | 3 | März | 15 | 60 | 11.0637 | 2.3687 | 4.6332 | 0 | 6.4305 | 0 | 0 | 0 | 0 | 2.3687 | 0 | 1.3077 | 0 | 0 | 0 | 0 | 0 | 0.35355 | 0 | 0 | 0.6033 | 0 | 0 | 0.54297
1433 | 2018-03-01 16:00 | 3 | März | 16 | 60 | 7.0075 | 2.8515 | 5.8745 | 0 | 1.133 | 0 | 0 | 0 | 0 | 2.8515 | 0 | 1.2553 | 0 | 0 | 0 | 0 | 0 | 0.5874 | 0 | 0 | 1.1803 | 0 | 0 | 1.0622
1434 | 2018-03-01 17:00 | 3 | März | 17 | 60 | 0.091006 | 0.091006 | 0.091006 | 0 | 0 | 3.5339 | 1.8066 | 2.0695 | 7.4101 | 3.6249 | 0 | 1.1042 | 0 | 0 | 0 | 0 | 0 | 0.70241 | 0 | 0 | 2.0695 | 0 | 0 | 1.8626
1435 | 2018-03-01 18:00 | 3 | März | 18 | 60 | 0 | 0 | 0 | 0 | 0 | 4.0552 | 1.5634 | 2.6644 | 8.2829 | 4.0552 | 0 | 0.86097 | 0 | 0 | 0 | 0 | 0 | 0.70241 | 0 | 0 | 2.6644 | 0 | 0 | 2.398
1436 | 2018-03-01 19:00 | 3 | März | 19 | 60 | 0 | 0 | 0 | 0 | 0 | 3.6672 | 1.5517 | 2.5359 | 7.7548 | 3.6672 | 0 | 0.96431 | 0 | 0 | 0 | 0 | 0 | 0.5874 | 0 | 0 | 2.5359 | 0 | 0 | 2.2823
1437 | 2018-03-01 20:00 | 3 | März | 20 | 60 | 0 | 0 | 0 | 0 | 0 | 3.1055 | 1.7133 | 1.8296 | 6.6485 | 3.1055 | 0 | 1.2409 | 0 | 0 | 0 | 0 | 0 | 0.47239 | 0 | 0 | 1.8296 | 0 | 0 | 1.6467
1438 | 2018-03-01 21:00 | 3 | März | 21 | 60 | 0 | 0 | 0 | 0 | 0 | 2.6047 | 1.6535 | 1.4543 | 5.7125 | 2.6047 | 0 | 1.4149 | 0 | 0 | 0 | 0 | 0 | 0.23853 | 0 | 0 | 1.4543 | 0 | 0 | 1.3089
1439 | 2018-03-01 22:00 | 3 | März | 22 | 60 | 0 | 0 | 0 | 0 | 0 | 1.9807 | 2.0984 | 0.9957 | 5.0748 | 1.9807 | 0 | 1.8599 | 0 | 0 | 0 | 0 | 0 | 0.23853 | 0 | 0 | 0.9957 | 0 | 0 | 0.89613
1440 | 2018-03-01 23:00 | 3 | März | 23 | 60 | 0 | 0 | 0 | 0 | 0 | 1.4016 | 2.1205 | 0.12317 | 3.6453 | 1.4016 | 0 | 1.997 | 0 | 0 | 0 | 0 | 0 | 0.12352 | 0 | 0 | 0.12317 | 0 | 0 | 0.11085
1441 | 2018-03-02 | 3 | März | 0 | 61 | 0 | 0 | 0 | 0 | 0 | 1.0888 | 2.2666 | 0.091347 | 3.4468 | 1.0888 | 0 | 2.1431 | 0 | 0 | 0 | 0 | 0 | 0.12352 | 0 | 0 | 0.091347 | 0 | 0 | 0.082212
1442 | 2018-03-02 01:00 | 3 | März | 1 | 61 | 0 | 0 | 0 | 0 | 0 | 1.0151 | 2.2536 | 0 | 3.2687 | 1.0151 | 0 | 2.1301 | 0 | 0 | 0 | 0 | 0 | 0.12352 | 0 | 0 | 0 | 0 | 0 | 0
1443 | 2018-03-02 02:00 | 3 | März | 2 | 61 | 0 | 0 | 0 | 0 | 0 | 0.9935 | 2.4182 | 0.11659 | 3.5283 | 0.9935 | 0 | 2.1797 | 0 | 0 | 0 | 0 | 0 | 0.23853 | 0 | 0 | 0.11659 | 0 | 0 | 0.10493
1444 | 2018-03-02 03:00 | 3 | März | 3 | 61 | 0 | 0 | 0 | 0 | 0 | 1.0064 | 2.4301 | 0.042301 | 3.4788 | 1.0064 | 0 | 2.1916 | 0 | 0 | 0 | 0 | 0 | 0.23853 | 0 | 0 | 0.042301 | 0 | 0 | 0.038071
1445 | 2018-03-02 04:00 | 3 | März | 4 | 61 | 0 | 0 | 0 | 0 | 0 | 1.1661 | 2.6422 | 0.039756 | 3.848 | 1.1661 | 0 | 2.1698 | 0 | 0 | 0 | 0 | 0 | 0.47239 | 0 | 0 | 0.039756 | 0 | 0 | 0.035781
1446 | 2018-03-02 05:00 | 3 | März | 5 | 61 | 0 | 0 | 0 | 0 | 0 | 2.0565 | 2.6829 | 0 | 4.7394 | 2.0565 | 0 | 1.9805 | 0 | 0 | 0 | 0 | 0 | 0.70241 | 0 | 0 | 0 | 0 | 0 | 0
1447 | 2018-03-02 06:00 | 3 | März | 6 | 61 | 0.026002 | 0.026002 | 0.026002 | 0 | 0 | 2.841 | 2.8916 | 0 | 5.7326 | 2.867 | 0 | 1.7253 | 0 | 0 | 0 | 0 | 0 | 1.1663 | 0 | 0 | 0 | 0 | 0 | 0
1448 | 2018-03-02 07:00 | 3 | März | 7 | 61 | 4.0043 | 2.9515 | 4.0043 | 0 | 0 | 0 | 1.6256 | 0 | 1.6256 | 2.9515 | 0 | 1.5121 | 0 | 0 | 0 | 0 | 0 | 1.1663 | 0 | 0 | 0 | 0 | 0 | 0
1449 | 2018-03-02 08:00 | 3 | März | 8 | 61 | 7.6315 | 2.7392 | 5.1988 | 0 | 2.4327 | 0 | 0 | 0 | 0 | 2.7392 | 0 | 1.5272 | 0 | 0 | 0 | 0 | 0 | 0.93243 | 0 | 0 | 0 | 0 | 0 | 0
1450 | 2018-03-02 09:00 | 3 | März | 9 | 61 | 11.3238 | 2.5954 | 4.825 | 0 | 6.4987 | 0 | 0 | 0 | 0 | 2.5954 | 0 | 1.4764 | 0 | 0 | 0 | 0 | 0 | 0.5874 | 0 | 0 | 0.16574 | 0 | 0 | 0.14917
1451 | 2018-03-02 10:00 | 3 | März | 10 | 61 | 12.0648 | 2.6387 | 4.8085 | 0 | 7.2563 | 0 | 0 | 0 | 0 | 2.6387 | 0 | 1.2992 | 0 | 0 | 0 | 0 | 0 | 0.47239 | 0 | 0 | 0.39821 | 0 | 0 | 0.35839
1452 | 2018-03-02 11:00 | 3 | März | 11 | 61 | 14.483 | 2.8938 | 5.147 | 0 | 9.336 | 0 | 0 | 0 | 0 | 2.8938 | 0 | 1.1549 | 0 | 0 | 0 | 0 | 0 | 0.70241 | 0 | 0 | 0.39589 | 0 | 0 | 0.3563
1453 | 2018-03-02 12:00 | 3 | März | 12 | 61 | 13.7289 | 2.8685 | 5.7852 | 0 | 7.9437 | 0 | 0 | 0 | 0 | 2.8685 | 0 | 1.0395 | 0 | 0 | 0 | 0 | 0 | 0.93243 | 0 | 0 | 0.94478 | 0 | 0 | 0.8503
1454 | 2018-03-02 13:00 | 3 | März | 13 | 61 | 13.2609 | 2.5774 | 5.7021 | 0 | 7.5588 | 0 | 0 | 0 | 0 | 2.5774 | 0 | 1.1727 | 0 | 0 | 0 | 0 | 0 | 0.5874 | 0 | 0 | 1.3646 | 0 | 0 | 1.2281
1455 | 2018-03-02 14:00 | 3 | März | 14 | 61 | 10.6607 | 2.3605 | 5.1797 | 0 | 5.481 | 0 | 0 | 0 | 0 | 2.3605 | 0 | 1.2891 | 0 | 0 | 0 | 0 | 0 | 0.35355 | 0 | 0 | 1.1765 | 0 | 0 | 1.0589
1456 | 2018-03-02 15:00 | 3 | März | 15 | 61 | 8.6976 | 2.3687 | 5.06 | 0 | 3.6376 | 0 | 0 | 0 | 0 | 2.3687 | 0 | 1.3653 | 0 | 0 | 0 | 0 | 0 | 0.35355 | 0 | 0 | 0.97242 | 0 | 0 | 0.87517
1457 | 2018-03-02 16:00 | 3 | März | 16 | 61 | 3.7313 | 2.8515 | 3.7313 | 0 | 0 | 0 | 1.0065 | 1.4586 | 2.4651 | 2.8515 | 0 | 1.2988 | 0 | 0 | 0 | 0 | 0 | 0.5874 | 0 | 0 | 1.4586 | 0 | 0 | 1.3127
1458 | 2018-03-02 17:00 | 3 | März | 17 | 61 | 0.026002 | 0.026002 | 0.026002 | 0 | 0 | 3.5989 | 1.9053 | 1.6556 | 7.1598 | 3.6249 | 0 | 1.2029 | 0 | 0 | 0 | 0 | 0 | 0.70241 | 0 | 0 | 1.6556 | 0 | 0 | 1.49
1459 | 2018-03-02 18:00 | 3 | März | 18 | 61 | 0 | 0 | 0 | 0 | 0 | 4.0552 | 1.6305 | 2.1629 | 7.8486 | 4.0552 | 0 | 0.92813 | 0 | 0 | 0 | 0 | 0 | 0.70241 | 0 | 0 | 2.1629 | 0 | 0 | 1.9466
1460 | 2018-03-02 19:00 | 3 | März | 19 | 61 | 0 | 0 | 0 | 0 | 0 | 3.6672 | 1.6641 | 2.087 | 7.4183 | 3.6672 | 0 | 1.0767 | 0 | 0 | 0 | 0 | 0 | 0.5874 | 0 | 0 | 2.087 | 0 | 0 | 1.8783
1461 | 2018-03-02 20:00 | 3 | März | 20 | 61 | 0 | 0 | 0 | 0 | 0 | 3.1055 | 1.8269 | 1.7154 | 6.6479 | 3.1055 | 0 | 1.3545 | 0 | 0 | 0 | 0 | 0 | 0.47239 | 0 | 0 | 1.7154 | 0 | 0 | 1.5439
1462 | 2018-03-02 21:00 | 3 | März | 21 | 61 | 0 | 0 | 0 | 0 | 0 | 2.6047 | 1.7528 | 1.2558 | 5.6133 | 2.6047 | 0 | 1.5143 | 0 | 0 | 0 | 0 | 0 | 0.23853 | 0 | 0 | 1.2558 | 0 | 0 | 1.1302
1463 | 2018-03-02 22:00 | 3 | März | 22 | 61 | 0 | 0 | 0 | 0 | 0 | 1.9807 | 2.0799 | 0.75773 | 4.8184 | 1.9807 | 0 | 1.8414 | 0 | 0 | 0 | 0 | 0 | 0.23853 | 0 | 0 | 0.75773 | 0 | 0 | 0.68195
1464 | 2018-03-02 23:00 | 3 | März | 23 | 61 | 0 | 0 | 0 | 0 | 0 | 1.4016 | 2.2074 | 0.49733 | 4.1063 | 1.4016 | 0 | 2.0839 | 0 | 0 | 0 | 0 | 0 | 0.12352 | 0 | 0 | 0.49733 | 0 | 0 | 0.4476
1465 | 2018-03-03 | 3 | März | 0 | 62 | 0 | 0 | 0 | 0 | 0 | 1.2903 | 2.2479 | 0 | 3.5381 | 1.2903 | 0 | 2.1243 | 0 | 0 | 0 | 0 | 0 | 0.12352 | 0 | 0 | 0 | 0 | 0 | 0
1466 | 2018-03-03 01:00 | 3 | März | 1 | 62 | 0 | 0 | 0 | 0 | 0 | 1.0677 | 2.3438 | 0 | 3.4115 | 1.0677 | 0 | 2.2202 | 0 | 0 | 0 | 0 | 0 | 0.12352 | 0 | 0 | 0 | 0 | 0 | 0
1467 | 2018-03-03 02:00 | 3 | März | 2 | 62 | 0 | 0 | 0 | 0 | 0 | 1.0182 | 2.3998 | 0.085531 | 3.5036 | 1.0182 | 0 | 2.2763 | 0 | 0 | 0 | 0 | 0 | 0.12352 | 0 | 0 | 0.085531 | 0 | 0 | 0.076978
1468 | 2018-03-03 03:00 | 3 | März | 3 | 62 | 0 | 0 | 0 | 0 | 0 | 0.99298 | 2.4205 | 0.025909 | 3.4393 | 0.99298 | 0 | 2.2969 | 0 | 0 | 0 | 0 | 0 | 0.12352 | 0 | 0 | 0.025909 | 0 | 0 | 0.023318
1469 | 2018-03-03 04:00 | 3 | März | 4 | 62 | 0 | 0 | 0 | 0 | 0 | 1.026 | 2.4277 | 0.055915 | 3.5096 | 1.026 | 0 | 2.3042 | 0 | 0 | 0 | 0 | 0 | 0.12352 | 0 | 0 | 0.055915 | 0 | 0 | 0.050323
1470 | 2018-03-03 05:00 | 3 | März | 5 | 62 | 0 | 0 | 0 | 0 | 0 | 1.2944 | 2.4956 | 0 | 3.7901 | 1.2944 | 0 | 2.2571 | 0 | 0 | 0 | 0 | 0 | 0.23853 | 0 | 0 | 0 | 0 | 0 | 0
1471 | 2018-03-03 06:00 | 3 | März | 6 | 62 | 0.026002 | 0.026002 | 0.026002 | 0 | 0 | 1.863 | 2.5227 | 0 | 4.3857 | 1.889 | 0 | 2.0503 | 0 | 0 | 0 | 0 | 0 | 0.47239 | 0 | 0 | 0 | 0 | 0 | 0
1472 | 2018-03-03 07:00 | 3 | März | 7 | 62 | 6.9555 | 2.6671 | 5.0667 | 0 | 1.8887 | 0 | 0 | 0 | 0 | 2.6671 | 0 | 1.6973 | 0 | 0 | 0 | 0 | 0 | 0.70241 | 0 | 0 | 0 | 0 | 0 | 0
1473 | 2018-03-03 08:00 | 3 | März | 8 | 62 | 10.4787 | 3.1205 | 5.3871 | 0 | 5.0916 | 0 | 0 | 0 | 0 | 3.1205 | 0 | 1.5642 | 0 | 0 | 0 | 0 | 0 | 0.70241 | 0 | 0 | 0 | 0 | 0 | 0
1474 | 2018-03-03 09:00 | 3 | März | 9 | 62 | 13.3129 | 3.2472 | 5.4906 | 0 | 7.8223 | 0 | 0 | 0 | 0 | 3.2472 | 0 | 1.3829 | 0 | 0 | 0 | 0 | 0 | 0.5874 | 0 | 0 | 0.27308 | 0 | 0 | 0.24577
1475 | 2018-03-03 10:00 | 3 | März | 10 | 62 | 16.4591 | 3.3946 | 5.5189 | 0 | 10.9402 | 0 | 0 | 0 | 0 | 3.3946 | 0 | 1.1919 | 0 | 0 | 0 | 0 | 0 | 0.35738 | 0 | 0 | 0.57504 | 0 | 0 | 0.51754
1476 | 2018-03-03 11:00 | 3 | März | 11 | 62 | 19.4883 | 3.6337 | 5.7338 | 0 | 13.7545 | 0 | 0 | 0 | 0 | 3.6337 | 0 | 1.0182 | 0 | 0 | 0 | 0 | 0 | 0.5874 | 0 | 0 | 0.49448 | 0 | 0 | 0.44503
1477 | 2018-03-03 12:00 | 3 | März | 12 | 62 | 19.2413 | 3.6177 | 6.0398 | 0 | 13.2015 | 0 | 0 | 0 | 0 | 3.6177 | 0 | 0.91679 | 0 | 0 | 0 | 0 | 0 | 0.70241 | 0 | 0 | 0.80292 | 0 | 0 | 0.72263
1478 | 2018-03-03 13:00 | 3 | März | 13 | 62 | 17.1222 | 3.3627 | 6.4734 | 0 | 10.6487 | 0 | 0 | 0 | 0 | 3.3627 | 0 | 0.98004 | 0 | 0 | 0 | 0 | 0 | 0.70241 | 0 | 0 | 1.4283 | 0 | 0 | 1.2855
1479 | 2018-03-03 14:00 | 3 | März | 14 | 62 | 13.3389 | 3.1633 | 5.8831 | 0 | 7.4558 | 0 | 0 | 0 | 0 | 3.1633 | 0 | 1.1056 | 0 | 0 | 0 | 0 | 0 | 0.5874 | 0 | 0 | 1.0268 | 0 | 0 | 0.92416
1480 | 2018-03-03 15:00 | 3 | März | 15 | 62 | 10.4397 | 3.1833 | 5.7052 | 0 | 4.7345 | 0 | 0 | 0 | 0 | 3.1833 | 0 | 1.2026 | 0 | 0 | 0 | 0 | 0 | 0.5874 | 0 | 0 | 0.73184 | 0 | 0 | 0.65866
1481 | 2018-03-03 16:00 | 3 | März | 16 | 62 | 7.4755 | 3.9202 | 6.9349 | 0 | 0.54062 | 0 | 0 | 0 | 0 | 3.9202 | 0 | 1.1304 | 0 | 0 | 0 | 0 | 0 | 1.0513 | 0 | 0 | 0.83299 | 0 | 0 | 0.74969
1482 | 2018-03-03 17:00 | 3 | März | 17 | 62 | 0.065004 | 0.065004 | 0.065004 | 0 | 0 | 4.4508 | 1.8832 | 1.2201 | 7.5541 | 4.5158 | 0 | 1.0657 | 0 | 0 | 0 | 0 | 0 | 0.81742 | 0 | 0 | 1.2201 | 0 | 0 | 1.0981
1483 | 2018-03-03 18:00 | 3 | März | 18 | 62 | 0 | 0 | 0 | 0 | 0 | 4.5308 | 1.3875 | 1.9034 | 7.8216 | 4.5308 | 0 | 0.91506 | 0 | 0 | 0 | 0 | 0 | 0.47239 | 0 | 0 | 1.9034 | 0 | 0 | 1.7131
1484 | 2018-03-03 19:00 | 3 | März | 19 | 62 | 0 | 0 | 0 | 0 | 0 | 3.744 | 1.6287 | 1.7545 | 7.1271 | 3.744 | 0 | 1.1563 | 0 | 0 | 0 | 0 | 0 | 0.47239 | 0 | 0 | 1.7545 | 0 | 0 | 1.579
1485 | 2018-03-03 20:00 | 3 | März | 20 | 62 | 0 | 0 | 0 | 0 | 0 | 2.9638 | 1.7543 | 1.2804 | 5.9985 | 2.9638 | 0 | 1.5158 | 0 | 0 | 0 | 0 | 0 | 0.23853 | 0 | 0 | 1.2804 | 0 | 0 | 1.1523
1486 | 2018-03-03 21:00 | 3 | März | 21 | 62 | 0 | 0 | 0 | 0 | 0 | 2.7248 | 1.9138 | 0.99691 | 5.6355 | 2.7248 | 0 | 1.6753 | 0 | 0 | 0 | 0 | 0 | 0.23853 | 0 | 0 | 0.99691 | 0 | 0 | 0.89722
1487 | 2018-03-03 22:00 | 3 | März | 22 | 62 | 0 | 0 | 0 | 0 | 0 | 2.3419 | 2.142 | 0.5535 | 5.0374 | 2.3419 | 0 | 1.9034 | 0 | 0 | 0 | 0 | 0 | 0.23853 | 0 | 0 | 0.5535 | 0 | 0 | 0.49815
1488 | 2018-03-03 23:00 | 3 | März | 23 | 62 | 0 | 0 | 0 | 0 | 0 | 1.5819 | 2.2824 | 0.49099 | 4.3553 | 1.5819 | 0 | 2.1588 | 0 | 0 | 0 | 0 | 0 | 0.12352 | 0 | 0 | 0.49099 | 0 | 0 | 0.44189
1489 | 2018-03-04 | 3 | März | 0 | 63 | 0 | 0 | 0 | 0 | 0 | 1.8112 | 2.2888 | 0.59399 | 4.694 | 1.8112 | 0 | 2.1653 | 0 | 0 | 0 | 0 | 0 | 0.12352 | 0 | 0 | 0.59399 | 0 | 0 | 0.53459
1490 | 2018-03-04 01:00 | 3 | März | 1 | 63 | 0 | 0 | 0 | 0 | 0 | 1.3598 | 2.4529 | 0.39144 | 4.2042 | 1.3598 | 0 | 2.3294 | 0 | 0 | 0 | 0 | 0 | 0.12352 | 0 | 0 | 0.39144 | 0 | 0 | 0.35229
1491 | 2018-03-04 02:00 | 3 | März | 2 | 63 | 0 | 0 | 0 | 0 | 0 | 1.129 | 2.5659 | 0.014074 | 3.709 | 1.129 | 0 | 2.4424 | 0 | 0 | 0 | 0 | 0 | 0.12352 | 0 | 0 | 0.014074 | 0 | 0 | 0.012667
1492 | 2018-03-04 03:00 | 3 | März | 3 | 63 | 0 | 0 | 0 | 0 | 0 | 1.0481 | 2.6144 | 0.026572 | 3.6891 | 1.0481 | 0 | 2.4908 | 0 | 0 | 0 | 0 | 0 | 0.12352 | 0 | 0 | 0.026572 | 0 | 0 | 0.023914
1493 | 2018-03-04 04:00 | 3 | März | 4 | 63 | 0 | 0 | 0 | 0 | 0 | 0.99814 | 2.6557 | 0.02326 | 3.6771 | 0.99814 | 0 | 2.5322 | 0 | 0 | 0 | 0 | 0 | 0.12352 | 0 | 0 | 0.02326 | 0 | 0 | 0.020934
1494 | 2018-03-04 05:00 | 3 | März | 5 | 63 | 0 | 0 | 0 | 0 | 0 | 0.99607 | 2.671 | 0 | 3.6671 | 0.99607 | 0 | 2.5475 | 0 | 0 | 0 | 0 | 0 | 0.12352 | 0 | 0 | 0 | 0 | 0 | 0
1495 | 2018-03-04 06:00 | 3 | März | 6 | 63 | 0.026002 | 0.026002 | 0.026002 | 0 | 0 | 1.018 | 2.5898 | 0 | 3.6078 | 1.044 | 0 | 2.4662 | 0 | 0 | 0 | 0 | 0 | 0.12352 | 0 | 0 | 0 | 0 | 0 | 0
1496 | 2018-03-04 07:00 | 3 | März | 7 | 63 | 2.4312 | 1.2305 | 2.4312 | 0 | 0 | 0 | 1.1738 | 0 | 1.1738 | 1.2305 | 0 | 2.1359 | 0 | 0 | 0 | 0 | 0 | 0.23853 | 0 | 0 | 0 | 0 | 0 | 0
1497 | 2018-03-04 08:00 | 3 | März | 8 | 63 | 4.6803 | 2.0245 | 4.2707 | 0 | 0.40964 | 0 | 0 | 0 | 0 | 2.0245 | 0 | 1.8888 | 0 | 0 | 0 | 0 | 0 | 0.35738 | 0 | 0 | 0 | 0 | 0 | 0
1498 | 2018-03-04 09:00 | 3 | März | 9 | 63 | 6.4224 | 3.0545 | 5.1832 | 0 | 1.2392 | 0 | 0 | 0 | 0 | 3.0545 | 0 | 1.1286 | 0 | 0 | 0 | 0 | 0 | 0.70241 | 0 | 0 | 0.29766 | 0 | 0 | 0.2679
1499 | 2018-03-04 10:00 | 3 | März | 10 | 63 | 6.1624 | 3.7898 | 6.0484 | 0 | 0.114 | 0 | 0 | 0 | 0 | 3.7898 | 0 | 0.94911 | 0 | 0 | 0 | 0 | 0 | 0.70241 | 0 | 0 | 0.60708 | 0 | 0 | 0.54638
1500 | 2018-03-04 11:00 | 3 | März | 11 | 63 | 8.0865 | 4.3793 | 6.4215 | 0 | 1.665 | 0 | 0 | 0 | 0 | 4.3793 | 0 | 0.63236 | 0 | 0 | 0 | 0 | 0 | 0.93243 | 0 | 0 | 0.47745 | 0 | 0 | 0.4297
1501 | 2018-03-04 12:00 | 3 | März | 12 | 63 | 11.0117 | 4.4602 | 5.9047 | 0 | 5.107 | 0 | 0 | 0 | 0 | 4.4602 | 0 | 0 | 0 | 0 | 0 | 0 | 0 | 0.93243 | 0 | 0 | 0.51211 | 0 | 0 | 0.4609
1502 | 2018-03-04 13:00 | 3 | März | 13 | 63 | 9.5036 | 3.7661 | 5.8073 | 0 | 3.6963 | 0 | 0 | 0 | 0 | 3.7661 | 0 | 0.51844 | 0 | 0 | 0 | 0 | 0 | 0.81742 | 0 | 0 | 0.70537 | 0 | 0 | 0.63484
1503 | 2018-03-04 14:00 | 3 | März | 14 | 63 | 7.8525 | 3.0056 | 4.279 | 0 | 3.5735 | 0 | 0 | 0 | 0 | 3.0056 | 0 | 0.012761 | 0 | 0 | 0 | 0 | 0 | 0.5874 | 0 | 0 | 0.6733 | 0 | 0 | 0.60597
1504 | 2018-03-04 15:00 | 3 | März | 15 | 63 | 4.3813 | 2.6032 | 3.8242 | 0 | 0.55712 | 0 | 0 | 0 | 0 | 2.6032 | 0 | 0.057614 | 0 | 0 | 0 | 0 | 0 | 0.47239 | 0 | 0 | 0.691 | 0 | 0 | 0.6219
1505 | 2018-03-04 16:00 | 3 | März | 16 | 63 | 1.7681 | 1.7681 | 1.7681 | 0 | 0 | 0.63101 | 1.0901 | 0.81723 | 2.5383 | 2.3991 | 0 | 0.50269 | 0 | 0 | 0 | 0 | 0 | 0.5874 | 0 | 0 | 0.81723 | 0 | 0 | 0.73551
1506 | 2018-03-04 17:00 | 3 | März | 17 | 63 | 0.039003 | 0.039003 | 0.039003 | 0 | 0 | 2.7517 | 1.824 | 1.2113 | 5.787 | 2.7907 | 0 | 1.1216 | 0 | 0 | 0 | 0 | 0 | 0.70241 | 0 | 0 | 1.2113 | 0 | 0 | 1.0901
1507 | 2018-03-04 18:00 | 3 | März | 18 | 63 | 0 | 0 | 0 | 0 | 0 | 3.4235 | 1.5832 | 1.9407 | 6.9473 | 3.4235 | 0 | 0.88076 | 0 | 0 | 0 | 0 | 0 | 0.70241 | 0 | 0 | 1.9407 | 0 | 0 | 1.7466
1508 | 2018-03-04 19:00 | 3 | März | 19 | 63 | 0 | 0 | 0 | 0 | 0 | 3.8331 | 1.362 | 2.17 | 7.3652 | 3.8331 | 0 | 0.88965 | 0 | 0 | 0 | 0 | 0 | 0.47239 | 0 | 0 | 2.17 | 0 | 0 | 1.953
1509 | 2018-03-04 20:00 | 3 | März | 20 | 63 | 0 | 0 | 0 | 0 | 0 | 3.5002 | 1.6489 | 1.905 | 7.0542 | 3.5002 | 0 | 1.1765 | 0 | 0 | 0 | 0 | 0 | 0.47239 | 0 | 0 | 1.905 | 0 | 0 | 1.7145
1510 | 2018-03-04 21:00 | 3 | März | 21 | 63 | 0 | 0 | 0 | 0 | 0 | 2.9932 | 1.6372 | 1.5578 | 6.1882 | 2.9932 | 0 | 1.3986 | 0 | 0 | 0 | 0 | 0 | 0.23853 | 0 | 0 | 1.5578 | 0 | 0 | 1.402
1511 | 2018-03-04 22:00 | 3 | März | 22 | 63 | 0 | 0 | 0 | 0 | 0 | 2.565 | 1.9815 | 0.88022 | 5.4268 | 2.565 | 0 | 1.743 | 0 | 0 | 0 | 0 | 0 | 0.23853 | 0 | 0 | 0.88022 | 0 | 0 | 0.7922
1512 | 2018-03-04 23:00 | 3 | März | 23 | 63 | 0 | 0 | 0 | 0 | 0 | 1.4016 | 2.2767 | 0.73599 | 4.4142 | 1.4016 | 0 | 2.1531 | 0 | 0 | 0 | 0 | 0 | 0.12352 | 0 | 0 | 0.73599 | 0 | 0 | 0.66239
1513 | 2018-03-05 | 3 | März | 0 | 64 | 0 | 0 | 0 | 0 | 0 | 1.0888 | 2.4687 | 0.37687 | 3.9344 | 1.0888 | 0 | 2.3452 | 0 | 0 | 0 | 0 | 0 | 0.12352 | 0 | 0 | 0.37687 | 0 | 0 | 0.33918
1514 | 2018-03-05 01:00 | 3 | März | 1 | 64 | 0 | 0 | 0 | 0 | 0 | 1.0151 | 2.6051 | 0.57442 | 4.1946 | 1.0151 | 0 | 2.4815 | 0 | 0 | 0 | 0 | 0 | 0.12352 | 0 | 0 | 0.57442 | 0 | 0 | 0.51697
1515 | 2018-03-05 02:00 | 3 | März | 2 | 64 | 0 | 0 | 0 | 0 | 0 | 0.9935 | 2.8444 | 0.34995 | 4.1878 | 0.9935 | 0 | 2.6058 | 0 | 0 | 0 | 0 | 0 | 0.23853 | 0 | 0 | 0.34995 | 0 | 0 | 0.31496
1516 | 2018-03-05 03:00 | 3 | März | 3 | 64 | 0 | 0 | 0 | 0 | 0 | 1.0064 | 2.9009 | 0 | 3.9073 | 1.0064 | 0 | 2.6624 | 0 | 0 | 0 | 0 | 0 | 0.23853 | 0 | 0 | 0 | 0 | 0 | 0
1517 | 2018-03-05 04:00 | 3 | März | 4 | 64 | 0 | 0 | 0 | 0 | 0 | 1.1661 | 3.1571 | 0 | 4.3233 | 1.1661 | 0 | 2.6848 | 0 | 0 | 0 | 0 | 0 | 0.47239 | 0 | 0 | 0 | 0 | 0 | 0
1518 | 2018-03-05 05:00 | 3 | März | 5 | 64 | 0 | 0 | 0 | 0 | 0 | 2.0565 | 3.2094 | 0 | 5.2659 | 2.0565 | 0 | 2.507 | 0 | 0 | 0 | 0 | 0 | 0.70241 | 0 | 0 | 0 | 0 | 0 | 0
1519 | 2018-03-05 06:00 | 3 | März | 6 | 64 | 0.039003 | 0.039003 | 0.039003 | 0 | 0 | 2.828 | 3.4287 | 0 | 6.2567 | 2.867 | 0 | 2.2624 | 0 | 0 | 0 | 0 | 0 | 1.1663 | 0 | 0 | 0 | 0 | 0 | 0
1520 | 2018-03-05 07:00 | 3 | März | 7 | 64 | 2.0931 | 2.0931 | 2.0931 | 0 | 0 | 0.85834 | 2.8596 | 0 | 3.718 | 2.9515 | 0 | 1.6933 | 0 | 0 | 0 | 0 | 0 | 1.1663 | 0 | 0 | 0 | 0 | 0 | 0
1521 | 2018-03-05 08:00 | 3 | März | 8 | 64 | 5.9154 | 2.7392 | 4.999 | 0 | 0.91639 | 0 | 0 | 0 | 0 | 2.7392 | 0 | 1.3274 | 0 | 0 | 0 | 0 | 0 | 0.93243 | 0 | 0 | 0 | 0 | 0 | 0
1522 | 2018-03-05 09:00 | 3 | März | 9 | 64 | 8.0735 | 2.5954 | 4.0479 | 0 | 4.0256 | 0 | 0 | 0 | 0 | 2.5954 | 0 | 0.65815 | 0 | 0 | 0 | 0 | 0 | 0.5874 | 0 | 0 | 0.20694 | 0 | 0 | 0.18624
1523 | 2018-03-05 10:00 | 3 | März | 10 | 64 | 10.7777 | 2.6387 | 4.2389 | 0 | 6.5388 | 0 | 0 | 0 | 0 | 2.6387 | 0 | 0.6838 | 0 | 0 | 0 | 0 | 0 | 0.47239 | 0 | 0 | 0.44402 | 0 | 0 | 0.39962
1524 | 2018-03-05 11:00 | 3 | März | 11 | 64 | 13.2999 | 2.8938 | 4.2029 | 0 | 9.097 | 0 | 0 | 0 | 0 | 2.8938 | 0 | 0.1737 | 0 | 0 | 0 | 0 | 0 | 0.70241 | 0 | 0 | 0.43304 | 0 | 0 | 0.38973
1525 | 2018-03-05 12:00 | 3 | März | 12 | 64 | 12.2078 | 2.8685 | 5.4751 | 0 | 6.7327 | 0 | 0 | 0 | 0 | 2.8685 | 0 | 0.83291 | 0 | 0 | 0 | 0 | 0 | 0.93243 | 0 | 0 | 0.84126 | 0 | 0 | 0.75713
1526 | 2018-03-05 13:00 | 3 | März | 13 | 64 | 11.1548 | 2.5774 | 5.4265 | 0 | 5.7283 | 0 | 0 | 0 | 0 | 2.5774 | 0 | 1.1424 | 0 | 0 | 0 | 0 | 0 | 0.5874 | 0 | 0 | 1.1192 | 0 | 0 | 1.0073
1527 | 2018-03-05 14:00 | 3 | März | 14 | 64 | 7.3195 | 2.3605 | 5.2056 | 0 | 2.1139 | 0 | 0 | 0 | 0 | 2.3605 | 0 | 1.4925 | 0 | 0 | 0 | 0 | 0 | 0.35355 | 0 | 0 | 0.99905 | 0 | 0 | 0.89914
1528 | 2018-03-05 15:00 | 3 | März | 15 | 64 | 3.9523 | 2.3687 | 3.9523 | 0 | 0 | 0 | 0.51676 | 0.6033 | 1.1201 | 2.3687 | 0 | 1.7468 | 0 | 0 | 0 | 0 | 0 | 0.35355 | 0 | 0 | 0.6033 | 0 | 0 | 0.54297
1529 | 2018-03-05 16:00 | 3 | März | 16 | 64 | 1.9501 | 1.9501 | 1.9501 | 0 | 0 | 0.90139 | 2.3197 | 1.1803 | 4.4013 | 2.8515 | 0 | 1.7323 | 0 | 0 | 0 | 0 | 0 | 0.5874 | 0 | 0 | 1.1803 | 0 | 0 | 1.0622
1530 | 2018-03-05 17:00 | 3 | März | 17 | 64 | 0.039003 | 0.039003 | 0.039003 | 0 | 0 | 3.5859 | 2.335 | 2.0695 | 7.9905 | 3.6249 | 0 | 1.6326 | 0 | 0 | 0 | 0 | 0 | 0.70241 | 0 | 0 | 2.0695 | 0 | 0 | 1.8626
1531 | 2018-03-05 18:00 | 3 | März | 18 | 64 | 0 | 0 | 0 | 0 | 0 | 4.0552 | 2.0849 | 2.6644 | 8.8045 | 4.0552 | 0 | 1.3825 | 0 | 0 | 0 | 0 | 0 | 0.70241 | 0 | 0 | 2.6644 | 0 | 0 | 2.398
1532 | 2018-03-05 19:00 | 3 | März | 19 | 64 | 0 | 0 | 0 | 0 | 0 | 3.6672 | 2.1199 | 2.5359 | 8.323 | 3.6672 | 0 | 1.5325 | 0 | 0 | 0 | 0 | 0 | 0.5874 | 0 | 0 | 2.5359 | 0 | 0 | 2.2823
1533 | 2018-03-05 20:00 | 3 | März | 20 | 64 | 0 | 0 | 0 | 0 | 0 | 3.1055 | 2.2867 | 1.8296 | 7.2218 | 3.1055 | 0 | 1.8143 | 0 | 0 | 0 | 0 | 0 | 0.47239 | 0 | 0 | 1.8296 | 0 | 0 | 1.6467
1534 | 2018-03-05 21:00 | 3 | März | 21 | 64 | 0 | 0 | 0 | 0 | 0 | 2.6047 | 2.2294 | 1.4543 | 6.2884 | 2.6047 | 0 | 1.9909 | 0 | 0 | 0 | 0 | 0 | 0.23853 | 0 | 0 | 1.4543 | 0 | 0 | 1.3089
1535 | 2018-03-05 22:00 | 3 | März | 22 | 64 | 0 | 0 | 0 | 0 | 0 | 1.9807 | 2.5911 | 0.9957 | 5.5675 | 1.9807 | 0 | 2.3526 | 0 | 0 | 0 | 0 | 0 | 0.23853 | 0 | 0 | 0.9957 | 0 | 0 | 0.89613
1536 | 2018-03-05 23:00 | 3 | März | 23 | 64 | 0 | 0 | 0 | 0 | 0 | 1.4016 | 2.6916 | 0.63126 | 4.7244 | 1.4016 | 0 | 2.5681 | 0 | 0 | 0 | 0 | 0 | 0.12352 | 0 | 0 | 0.63126 | 0 | 0 | 0.56813
1537 | 2018-03-06 | 3 | März | 0 | 65 | 0 | 0 | 0 | 0 | 0 | 1.0888 | 2.8094 | 0.34706 | 4.2453 | 1.0888 | 0 | 2.6859 | 0 | 0 | 0 | 0 | 0 | 0.12352 | 0 | 0 | 0.34706 | 0 | 0 | 0.31235
1538 | 2018-03-06 01:00 | 3 | März | 1 | 65 | 0 | 0 | 0 | 0 | 0 | 1.0151 | 2.8862 | 0.040439 | 3.9418 | 1.0151 | 0 | 2.7627 | 0 | 0 | 0 | 0 | 0 | 0.12352 | 0 | 0 | 0.040439 | 0 | 0 | 0.036395
1539 | 2018-03-06 02:00 | 3 | März | 2 | 65 | 0 | 0 | 0 | 0 | 0 | 0.9935 | 3.051 | 0.042189 | 4.0867 | 0.9935 | 0 | 2.8124 | 0 | 0 | 0 | 0 | 0 | 0.23853 | 0 | 0 | 0.042189 | 0 | 0 | 0.03797
1540 | 2018-03-06 03:00 | 3 | März | 3 | 65 | 0 | 0 | 0 | 0 | 0 | 1.0064 | 3.0777 | 0 | 4.0841 | 1.0064 | 0 | 2.8392 | 0 | 0 | 0 | 0 | 0 | 0.23853 | 0 | 0 | 0 | 0 | 0 | 0
1541 | 2018-03-06 04:00 | 3 | März | 4 | 65 | 0 | 0 | 0 | 0 | 0 | 1.1661 | 3.3039 | 0 | 4.47 | 1.1661 | 0 | 2.8315 | 0 | 0 | 0 | 0 | 0 | 0.47239 | 0 | 0 | 0 | 0 | 0 | 0
1542 | 2018-03-06 05:00 | 3 | März | 5 | 65 | 0 | 0 | 0 | 0 | 0 | 2.0565 | 3.3997 | 0 | 5.4562 | 2.0565 | 0 | 2.6973 | 0 | 0 | 0 | 0 | 0 | 0.70241 | 0 | 0 | 0 | 0 | 0 | 0
1543 | 2018-03-06 06:00 | 3 | März | 6 | 65 | 0.065004 | 0.065004 | 0.065004 | 0 | 0 | 2.802 | 3.5579 | 0 | 6.3599 | 2.867 | 0 | 2.3916 | 0 | 0 | 0 | 0 | 0 | 1.1663 | 0 | 0 | 0 | 0 | 0 | 0
1544 | 2018-03-06 07:00 | 3 | März | 7 | 65 | 2.4572 | 2.4572 | 2.4572 | 0 | 0 | 0.49432 | 3.2439 | 0 | 3.7382 | 2.9515 | 0 | 2.0776 | 0 | 0 | 0 | 0 | 0 | 1.1663 | 0 | 0 | 0 | 0 | 0 | 0
1545 | 2018-03-06 08:00 | 3 | März | 8 | 65 | 3.5752 | 2.7392 | 3.5752 | 0 | 0 | 0 | 2.0686 | 0 | 2.0686 | 2.7392 | 0 | 1.9722 | 0 | 0 | 0 | 0 | 0 | 0.93243 | 0 | 0 | 0 | 0 | 0 | 0
1546 | 2018-03-06 09:00 | 3 | März | 9 | 65 | 6.9555 | 2.5954 | 5.4691 | 0 | 1.4864 | 0 | 0 | 0 | 0 | 2.5954 | 0 | 2.0793 | 0 | 0 | 0 | 0 | 0 | 0.5874 | 0 | 0 | 0.20694 | 0 | 0 | 0.18624
1547 | 2018-03-06 10:00 | 3 | März | 10 | 65 | 7.8265 | 2.6387 | 5.5814 | 0 | 2.2451 | 0 | 0 | 0 | 0 | 2.6387 | 0 | 2.0262 | 0 | 0 | 0 | 0 | 0 | 0.47239 | 0 | 0 | 0.44402 | 0 | 0 | 0.39962
1548 | 2018-03-06 11:00 | 3 | März | 11 | 65 | 7.3585 | 2.8938 | 5.9524 | 0 | 1.4061 | 0 | 0 | 0 | 0 | 2.8938 | 0 | 1.9231 | 0 | 0 | 0 | 0 | 0 | 0.70241 | 0 | 0 | 0.43304 | 0 | 0 | 0.38973
1549 | 2018-03-06 12:00 | 3 | März | 12 | 65 | 1.8201 | 1.8201 | 1.8201 | 0 | 0 | 1.0484 | 2.6287 | 0.84126 | 4.5184 | 2.8685 | 0 | 1.6963 | 0 | 0 | 0 | 0 | 0 | 0.93243 | 0 | 0 | 0.84126 | 0 | 0 | 0.75713
1550 | 2018-03-06 13:00 | 3 | März | 13 | 65 | 7.2935 | 2.5774 | 5.9367 | 0 | 1.3568 | 0 | 0 | 0 | 0 | 2.5774 | 0 | 1.6526 | 0 | 0 | 0 | 0 | 0 | 0.5874 | 0 | 0 | 1.1192 | 0 | 0 | 1.0073
1551 | 2018-03-06 14:00 | 3 | März | 14 | 65 | 10.8427 | 2.3605 | 5.4435 | 0 | 5.3992 | 0 | 0 | 0 | 0 | 2.3605 | 0 | 1.7305 | 0 | 0 | 0 | 0 | 0 | 0.35355 | 0 | 0 | 0.99905 | 0 | 0 | 0.89914
1552 | 2018-03-06 15:00 | 3 | März | 15 | 65 | 8.4766 | 2.3687 | 5.0189 | 0 | 3.4576 | 0 | 0 | 0 | 0 | 2.3687 | 0 | 1.6934 | 0 | 0 | 0 | 0 | 0 | 0.35355 | 0 | 0 | 0.6033 | 0 | 0 | 0.54297
1553 | 2018-03-06 16:00 | 3 | März | 16 | 65 | 4.0953 | 2.8515 | 4.0953 | 0 | 0 | 0 | 0.75284 | 1.1803 | 1.9331 | 2.8515 | 0 | 1.4092 | 0 | 0 | 0 | 0 | 0 | 0.5874 | 0 | 0 | 1.1803 | 0 | 0 | 1.0622
1554 | 2018-03-06 17:00 | 3 | März | 17 | 65 | 0.16901 | 0.16901 | 0.16901 | 0 | 0 | 3.4559 | 2.3764 | 2.0695 | 7.9018 | 3.6249 | 0 | 1.674 | 0 | 0 | 0 | 0 | 0 | 0.70241 | 0 | 0 | 2.0695 | 0 | 0 | 1.8626
1555 | 2018-03-06 18:00 | 3 | März | 18 | 65 | 0 | 0 | 0 | 0 | 0 | 4.0552 | 2.1068 | 2.6644 | 8.8264 | 4.0552 | 0 | 1.4044 | 0 | 0 | 0 | 0 | 0 | 0.70241 | 0 | 0 | 2.6644 | 0 | 0 | 2.398
1556 | 2018-03-06 19:00 | 3 | März | 19 | 65 | 0 | 0 | 0 | 0 | 0 | 3.6672 | 2.1126 | 2.5359 | 8.3156 | 3.6672 | 0 | 1.5252 | 0 | 0 | 0 | 0 | 0 | 0.5874 | 0 | 0 | 2.5359 | 0 | 0 | 2.2823
1557 | 2018-03-06 20:00 | 3 | März | 20 | 65 | 0 | 0 | 0 | 0 | 0 | 3.1055 | 2.2657 | 1.8296 | 7.2009 | 3.1055 | 0 | 1.7933 | 0 | 0 | 0 | 0 | 0 | 0.47239 | 0 | 0 | 1.8296 | 0 | 0 | 1.6467
1558 | 2018-03-06 21:00 | 3 | März | 21 | 65 | 0 | 0 | 0 | 0 | 0 | 2.6047 | 2.1793 | 1.4543 | 6.2383 | 2.6047 | 0 | 1.9407 | 0 | 0 | 0 | 0 | 0 | 0.23853 | 0 | 0 | 1.4543 | 0 | 0 | 1.3089
1559 | 2018-03-06 22:00 | 3 | März | 22 | 65 | 0 | 0 | 0 | 0 | 0 | 1.9807 | 2.4829 | 0.9957 | 5.4594 | 1.9807 | 0 | 2.2444 | 0 | 0 | 0 | 0 | 0 | 0.23853 | 0 | 0 | 0.9957 | 0 | 0 | 0.89613
1560 | 2018-03-06 23:00 | 3 | März | 23 | 65 | 0 | 0 | 0 | 0 | 0 | 1.4016 | 2.5844 | 0.63126 | 4.6172 | 1.4016 | 0 | 2.4609 | 0 | 0 | 0 | 0 | 0 | 0.12352 | 0 | 0 | 0.63126 | 0 | 0 | 0.56813
1561 | 2018-03-07 | 3 | März | 0 | 66 | 0 | 0 | 0 | 0 | 0 | 1.0888 | 2.6579 | 0.34706 | 4.0938 | 1.0888 | 0 | 2.5344 | 0 | 0 | 0 | 0 | 0 | 0.12352 | 0 | 0 | 0.34706 | 0 | 0 | 0.31235
1562 | 2018-03-07 01:00 | 3 | März | 1 | 66 | 0 | 0 | 0 | 0 | 0 | 1.0151 | 2.6751 | 0.040439 | 3.7307 | 1.0151 | 0 | 2.5516 | 0 | 0 | 0 | 0 | 0 | 0.12352 | 0 | 0 | 0.040439 | 0 | 0 | 0.036395
1563 | 2018-03-07 02:00 | 3 | März | 2 | 66 | 0 | 0 | 0 | 0 | 0 | 0.9935 | 2.7952 | 0.042189 | 3.8308 | 0.9935 | 0 | 2.5566 | 0 | 0 | 0 | 0 | 0 | 0.23853 | 0 | 0 | 0.042189 | 0 | 0 | 0.03797
1564 | 2018-03-07 03:00 | 3 | März | 3 | 66 | 0 | 0 | 0 | 0 | 0 | 1.0064 | 2.8069 | 0 | 3.8133 | 1.0064 | 0 | 2.5684 | 0 | 0 | 0 | 0 | 0 | 0.23853 | 0 | 0 | 0 | 0 | 0 | 0
1565 | 2018-03-07 04:00 | 3 | März | 4 | 66 | 0 | 0 | 0 | 0 | 0 | 1.1661 | 3.0777 | 0 | 4.2438 | 1.1661 | 0 | 2.6053 | 0 | 0 | 0 | 0 | 0 | 0.47239 | 0 | 0 | 0 | 0 | 0 | 0
1566 | 2018-03-07 05:00 | 3 | März | 5 | 66 | 0 | 0 | 0 | 0 | 0 | 2.0565 | 3.0381 | 0 | 5.0945 | 2.0565 | 0 | 2.3356 | 0 | 0 | 0 | 0 | 0 | 0.70241 | 0 | 0 | 0 | 0 | 0 | 0
1567 | 2018-03-07 06:00 | 3 | März | 6 | 66 | 0.026002 | 0.026002 | 0.026002 | 0 | 0 | 2.841 | 3.1947 | 0 | 6.0357 | 2.867 | 0 | 2.0285 | 0 | 0 | 0 | 0 | 0 | 1.1663 | 0 | 0 | 0 | 0 | 0 | 0
1568 | 2018-03-07 07:00 | 3 | März | 7 | 66 | 1.1441 | 1.1441 | 1.1441 | 0 | 0 | 1.8074 | 2.9821 | 0 | 4.7895 | 2.9515 | 0 | 1.8158 | 0 | 0 | 0 | 0 | 0 | 1.1663 | 0 | 0 | 0 | 0 | 0 | 0
1569 | 2018-03-07 08:00 | 3 | März | 8 | 66 | 2.6652 | 2.6652 | 2.6652 | 0 | 0 | 0.074016 | 2.8084 | 0 | 2.8824 | 2.7392 | 0 | 1.8759 | 0 | 0 | 0 | 0 | 0 | 0.93243 | 0 | 0 | 0 | 0 | 0 | 0
1570 | 2018-03-07 09:00 | 3 | März | 9 | 66 | 4.3553 | 2.5954 | 4.3553 | 0 | 0 | 0 | 0.62745 | 0.20694 | 0.83439 | 2.5954 | 0 | 1.7999 | 0 | 0 | 0 | 0 | 0 | 0.5874 | 0 | 0 | 0.20694 | 0 | 0 | 0.18624
1571 | 2018-03-07 10:00 | 3 | März | 10 | 66 | 5.3304 | 2.6387 | 5.2343 | 0 | 0.096035 | 0 | 0 | 0 | 0 | 2.6387 | 0 | 1.6792 | 0 | 0 | 0 | 0 | 0 | 0.47239 | 0 | 0 | 0.44402 | 0 | 0 | 0.39962
1572 | 2018-03-07 11:00 | 3 | März | 11 | 66 | 5.8634 | 2.8938 | 5.5062 | 0 | 0.3572 | 0 | 0 | 0 | 0 | 2.8938 | 0 | 1.477 | 0 | 0 | 0 | 0 | 0 | 0.70241 | 0 | 0 | 0.43304 | 0 | 0 | 0.38973
1573 | 2018-03-07 12:00 | 3 | März | 12 | 66 | 5.9674 | 2.8685 | 5.9674 | 0 | 0 | 0 | 0 | 0.14673 | 0.14673 | 2.8685 | 0 | 1.4719 | 0 | 0 | 0 | 0 | 0 | 0.93243 | 0 | 0 | 0.84126 | 0 | 0 | 0.75713
1574 | 2018-03-07 13:00 | 3 | März | 13 | 66 | 5.5774 | 2.5774 | 5.5774 | 0 | 0 | 0 | 0 | 0.211 | 0.211 | 2.5774 | 0 | 1.5043 | 0 | 0 | 0 | 0 | 0 | 0.5874 | 0 | 0 | 1.1192 | 0 | 0 | 1.0073
1575 | 2018-03-07 14:00 | 3 | März | 14 | 66 | 4.2513 | 2.3605 | 4.2513 | 0 | 0 | 0 | 0.1096 | 0.99905 | 1.1087 | 2.3605 | 0 | 1.6469 | 0 | 0 | 0 | 0 | 0 | 0.35355 | 0 | 0 | 0.99905 | 0 | 0 | 0.89914
1576 | 2018-03-07 15:00 | 3 | März | 15 | 66 | 2.8472 | 2.3687 | 2.8472 | 0 | 0 | 0 | 1.5549 | 0.6033 | 2.1582 | 2.3687 | 0 | 1.6798 | 0 | 0 | 0 | 0 | 0 | 0.35355 | 0 | 0 | 0.6033 | 0 | 0 | 0.54297
1577 | 2018-03-07 16:00 | 3 | März | 16 | 66 | 1.1701 | 1.1701 | 1.1701 | 0 | 0 | 1.6814 | 2.2197 | 1.1803 | 5.0814 | 2.8515 | 0 | 1.6323 | 0 | 0 | 0 | 0 | 0 | 0.5874 | 0 | 0 | 1.1803 | 0 | 0 | 1.0622
1578 | 2018-03-07 17:00 | 3 | März | 17 | 66 | 0.039003 | 0.039003 | 0.039003 | 0 | 0 | 3.5859 | 2.1861 | 2.0695 | 7.8416 | 3.6249 | 0 | 1.4837 | 0 | 0 | 0 | 0 | 0 | 0.70241 | 0 | 0 | 2.0695 | 0 | 0 | 1.8626
1579 | 2018-03-07 18:00 | 3 | März | 18 | 66 | 0 | 0 | 0 | 0 | 0 | 4.0552 | 1.89 | 2.6644 | 8.6096 | 4.0552 | 0 | 1.1876 | 0 | 0 | 0 | 0 | 0 | 0.70241 | 0 | 0 | 2.6644 | 0 | 0 | 2.398
1580 | 2018-03-07 19:00 | 3 | März | 19 | 66 | 0 | 0 | 0 | 0 | 0 | 3.6672 | 1.8813 | 2.5359 | 8.0844 | 3.6672 | 0 | 1.2939 | 0 | 0 | 0 | 0 | 0 | 0.5874 | 0 | 0 | 2.5359 | 0 | 0 | 2.2823
1581 | 2018-03-07 20:00 | 3 | März | 20 | 66 | 0 | 0 | 0 | 0 | 0 | 3.1055 | 2.006 | 1.8296 | 6.9412 | 3.1055 | 0 | 1.5336 | 0 | 0 | 0 | 0 | 0 | 0.47239 | 0 | 0 | 1.8296 | 0 | 0 | 1.6467
1582 | 2018-03-07 21:00 | 3 | März | 21 | 66 | 0 | 0 | 0 | 0 | 0 | 2.6047 | 1.9053 | 1.4543 | 5.9644 | 2.6047 | 0 | 1.6668 | 0 | 0 | 0 | 0 | 0 | 0.23853 | 0 | 0 | 1.4543 | 0 | 0 | 1.3089
1583 | 2018-03-07 22:00 | 3 | März | 22 | 66 | 0 | 0 | 0 | 0 | 0 | 1.9807 | 2.2107 | 0.9957 | 5.1871 | 1.9807 | 0 | 1.9721 | 0 | 0 | 0 | 0 | 0 | 0.23853 | 0 | 0 | 0.9957 | 0 | 0 | 0.89613
1584 | 2018-03-07 23:00 | 3 | März | 23 | 66 | 0 | 0 | 0 | 0 | 0 | 1.4016 | 2.2683 | 0.63126 | 4.3012 | 1.4016 | 0 | 2.1448 | 0 | 0 | 0 | 0 | 0 | 0.12352 | 0 | 0 | 0.63126 | 0 | 0 | 0.56813
1585 | 2018-03-08 | 3 | März | 0 | 67 | 0 | 0 | 0 | 0 | 0 | 1.0888 | 2.4616 | 0.34706 | 3.8975 | 1.0888 | 0 | 2.3381 | 0 | 0 | 0 | 0 | 0 | 0.12352 | 0 | 0 | 0.34706 | 0 | 0 | 0.31235
1586 | 2018-03-08 01:00 | 3 | März | 1 | 67 | 0 | 0 | 0 | 0 | 0 | 1.0151 | 2.5983 | 0.040439 | 3.6538 | 1.0151 | 0 | 2.4747 | 0 | 0 | 0 | 0 | 0 | 0.12352 | 0 | 0 | 0.040439 | 0 | 0 | 0.036395
1587 | 2018-03-08 02:00 | 3 | März | 2 | 67 | 0 | 0 | 0 | 0 | 0 | 0.9935 | 2.5691 | 0.042189 | 3.6048 | 0.9935 | 0 | 2.3306 | 0 | 0 | 0 | 0 | 0 | 0.23853 | 0 | 0 | 0.042189 | 0 | 0 | 0.03797
1588 | 2018-03-08 03:00 | 3 | März | 3 | 67 | 0 | 0 | 0 | 0 | 0 | 1.0064 | 2.5362 | 0 | 3.5425 | 1.0064 | 0 | 2.2976 | 0 | 0 | 0 | 0 | 0 | 0.23853 | 0 | 0 | 0 | 0 | 0 | 0
1589 | 2018-03-08 04:00 | 3 | März | 4 | 67 | 0 | 0 | 0 | 0 | 0 | 1.1661 | 2.7321 | 0 | 3.8982 | 1.1661 | 0 | 2.2597 | 0 | 0 | 0 | 0 | 0 | 0.47239 | 0 | 0 | 0 | 0 | 0 | 0
1590 | 2018-03-08 05:00 | 3 | März | 5 | 67 | 0 | 0 | 0 | 0 | 0 | 2.0565 | 2.7808 | 0 | 4.8372 | 2.0565 | 0 | 2.0784 | 0 | 0 | 0 | 0 | 0 | 0.70241 | 0 | 0 | 0 | 0 | 0 | 0
1591 | 2018-03-08 06:00 | 3 | März | 6 | 67 | 0.065004 | 0.065004 | 0.065004 | 0 | 0 | 2.802 | 2.9658 | 0 | 5.7678 | 2.867 | 0 | 1.7995 | 0 | 0 | 0 | 0 | 0 | 1.1663 | 0 | 0 | 0 | 0 | 0 | 0
1592 | 2018-03-08 07:00 | 3 | März | 7 | 67 | 3.1202 | 2.9515 | 3.1202 | 0 | 0 | 0 | 2.6142 | 0 | 2.6142 | 2.9515 | 0 | 1.6166 | 0 | 0 | 0 | 0 | 0 | 1.1663 | 0 | 0 | 0 | 0 | 0 | 0
1593 | 2018-03-08 08:00 | 3 | März | 8 | 67 | 8.5806 | 2.7392 | 5.3826 | 0 | 3.198 | 0 | 0 | 0 | 0 | 2.7392 | 0 | 1.711 | 0 | 0 | 0 | 0 | 0 | 0.93243 | 0 | 0 | 0 | 0 | 0 | 0
1594 | 2018-03-08 09:00 | 3 | März | 9 | 67 | 11.6098 | 2.5954 | 5.1575 | 0 | 6.4523 | 0 | 0 | 0 | 0 | 2.5954 | 0 | 1.7677 | 0 | 0 | 0 | 0 | 0 | 0.5874 | 0 | 0 | 0.20694 | 0 | 0 | 0.18624
1595 | 2018-03-08 10:00 | 3 | März | 10 | 67 | 18.2532 | 2.6387 | 5.2623 | 0 | 12.9909 | 0 | 0 | 0 | 0 | 2.6387 | 0 | 1.7072 | 0 | 0 | 0 | 0 | 0 | 0.47239 | 0 | 0 | 0.44402 | 0 | 0 | 0.39962
1596 | 2018-03-08 11:00 | 3 | März | 11 | 67 | 18.2402 | 2.8938 | 5.6343 | 0 | 12.6059 | 0 | 0 | 0 | 0 | 2.8938 | 0 | 1.6051 | 0 | 0 | 0 | 0 | 0 | 0.70241 | 0 | 0 | 0.43304 | 0 | 0 | 0.38973
1597 | 2018-03-08 12:00 | 3 | März | 12 | 67 | 11.8438 | 2.8685 | 6.2193 | 0 | 5.6245 | 0 | 0 | 0 | 0 | 2.8685 | 0 | 1.5771 | 0 | 0 | 0 | 0 | 0 | 0.93243 | 0 | 0 | 0.84126 | 0 | 0 | 0.75713
1598 | 2018-03-08 13:00 | 3 | März | 13 | 67 | 10.6867 | 2.5774 | 5.9237 | 0 | 4.763 | 0 | 0 | 0 | 0 | 2.5774 | 0 | 1.6397 | 0 | 0 | 0 | 0 | 0 | 0.5874 | 0 | 0 | 1.1192 | 0 | 0 | 1.0073
1599 | 2018-03-08 14:00 | 3 | März | 14 | 67 | 10.4527 | 2.3605 | 5.418 | 0 | 5.0347 | 0 | 0 | 0 | 0 | 2.3605 | 0 | 1.7049 | 0 | 0 | 0 | 0 | 0 | 0.35355 | 0 | 0 | 0.99905 | 0 | 0 | 0.89914
1600 | 2018-03-08 15:00 | 3 | März | 15 | 67 | 10.1537 | 2.3687 | 5.1035 | 0 | 5.0501 | 0 | 0 | 0 | 0 | 2.3687 | 0 | 1.778 | 0 | 0 | 0 | 0 | 0 | 0.35355 | 0 | 0 | 0.6033 | 0 | 0 | 0.54297
1601 | 2018-03-08 16:00 | 3 | März | 16 | 67 | 7.0465 | 2.8515 | 6.2715 | 0 | 0.77501 | 0 | 0 | 0 | 0 | 2.8515 | 0 | 1.6523 | 0 | 0 | 0 | 0 | 0 | 0.5874 | 0 | 0 | 1.1803 | 0 | 0 | 1.0622
1602 | 2018-03-08 17:00 | 3 | März | 17 | 67 | 0.14301 | 0.14301 | 0.14301 | 0 | 0 | 3.4819 | 2.1202 | 2.0695 | 7.6716 | 3.6249 | 0 | 1.4178 | 0 | 0 | 0 | 0 | 0 | 0.70241 | 0 | 0 | 2.0695 | 0 | 0 | 1.8626
1603 | 2018-03-08 18:00 | 3 | März | 18 | 67 | 0 | 0 | 0 | 0 | 0 | 4.0552 | 1.8372 | 2.6644 | 8.5567 | 4.0552 | 0 | 1.1348 | 0 | 0 | 0 | 0 | 0 | 0.70241 | 0 | 0 | 2.6644 | 0 | 0 | 2.398
1604 | 2018-03-08 19:00 | 3 | März | 19 | 67 | 0 | 0 | 0 | 0 | 0 | 3.6672 | 1.8439 | 2.5359 | 8.047 | 3.6672 | 0 | 1.2565 | 0 | 0 | 0 | 0 | 0 | 0.5874 | 0 | 0 | 2.5359 | 0 | 0 | 2.2823
1605 | 2018-03-08 20:00 | 3 | März | 20 | 67 | 0 | 0 | 0 | 0 | 0 | 3.1055 | 1.9998 | 1.8296 | 6.935 | 3.1055 | 0 | 1.5275 | 0 | 0 | 0 | 0 | 0 | 0.47239 | 0 | 0 | 1.8296 | 0 | 0 | 1.6467
1606 | 2018-03-08 21:00 | 3 | März | 21 | 67 | 0 | 0 | 0 | 0 | 0 | 2.6047 | 1.9147 | 1.4543 | 5.9738 | 2.6047 | 0 | 1.6762 | 0 | 0 | 0 | 0 | 0 | 0.23853 | 0 | 0 | 1.4543 | 0 | 0 | 1.3089
1607 | 2018-03-08 22:00 | 3 | März | 22 | 67 | 0 | 0 | 0 | 0 | 0 | 1.9807 | 2.2516 | 0.9957 | 5.228 | 1.9807 | 0 | 2.013 | 0 | 0 | 0 | 0 | 0 | 0.23853 | 0 | 0 | 0.9957 | 0 | 0 | 0.89613
1608 | 2018-03-08 23:00 | 3 | März | 23 | 67 | 0 | 0 | 0 | 0 | 0 | 1.4016 | 2.355 | 0.12317 | 3.8797 | 1.4016 | 0 | 2.2314 | 0 | 0 | 0 | 0 | 0 | 0.12352 | 0 | 0 | 0.12317 | 0 | 0 | 0.11085
1609 | 2018-03-09 | 3 | März | 0 | 68 | 0 | 0 | 0 | 0 | 0 | 1.0888 | 2.5337 | 0.091347 | 3.7139 | 1.0888 | 0 | 2.4102 | 0 | 0 | 0 | 0 | 0 | 0.12352 | 0 | 0 | 0.091347 | 0 | 0 | 0.082212
1610 | 2018-03-09 01:00 | 3 | März | 1 | 68 | 0 | 0 | 0 | 0 | 0 | 1.0151 | 2.7003 | 0 | 3.7155 | 1.0151 | 0 | 2.5768 | 0 | 0 | 0 | 0 | 0 | 0.12352 | 0 | 0 | 0 | 0 | 0 | 0
1611 | 2018-03-09 02:00 | 3 | März | 2 | 68 | 0 | 0 | 0 | 0 | 0 | 0.9935 | 2.9696 | 0.11659 | 4.0797 | 0.9935 | 0 | 2.731 | 0 | 0 | 0 | 0 | 0 | 0.23853 | 0 | 0 | 0.11659 | 0 | 0 | 0.10493
1612 | 2018-03-09 03:00 | 3 | März | 3 | 68 | 0 | 0 | 0 | 0 | 0 | 1.0064 | 3.0559 | 0.042301 | 4.1046 | 1.0064 | 0 | 2.8174 | 0 | 0 | 0 | 0 | 0 | 0.23853 | 0 | 0 | 0.042301 | 0 | 0 | 0.038071
1613 | 2018-03-09 04:00 | 3 | März | 4 | 68 | 0 | 0 | 0 | 0 | 0 | 1.1661 | 3.3262 | 0.039756 | 4.5321 | 1.1661 | 0 | 2.8538 | 0 | 0 | 0 | 0 | 0 | 0.47239 | 0 | 0 | 0.039756 | 0 | 0 | 0.035781
1614 | 2018-03-09 05:00 | 3 | März | 5 | 68 | 0 | 0 | 0 | 0 | 0 | 2.0565 | 3.4035 | 0 | 5.46 | 2.0565 | 0 | 2.7011 | 0 | 0 | 0 | 0 | 0 | 0.70241 | 0 | 0 | 0 | 0 | 0 | 0
1615 | 2018-03-09 06:00 | 3 | März | 6 | 68 | 0.039003 | 0.039003 | 0.039003 | 0 | 0 | 2.828 | 3.6013 | 0 | 6.4293 | 2.867 | 0 | 2.435 | 0 | 0 | 0 | 0 | 0 | 1.1663 | 0 | 0 | 0 | 0 | 0 | 0
1616 | 2018-03-09 07:00 | 3 | März | 7 | 68 | 1.0011 | 1.0011 | 1.0011 | 0 | 0 | 1.9504 | 2.9241 | 0 | 4.8745 | 2.9515 | 0 | 1.7578 | 0 | 0 | 0 | 0 | 0 | 1.1663 | 0 | 0 | 0 | 0 | 0 | 0
1617 | 2018-03-09 08:00 | 3 | März | 8 | 68 | 2.2231 | 2.2231 | 2.2231 | 0 | 0 | 0.51605 | 2.1685 | 0 | 2.6845 | 2.7392 | 0 | 1.2361 | 0 | 0 | 0 | 0 | 0 | 0.93243 | 0 | 0 | 0 | 0 | 0 | 0
1618 | 2018-03-09 09:00 | 3 | März | 9 | 68 | 2.9382 | 2.5954 | 2.9382 | 0 | 0 | 0 | 0.91634 | 0.16574 | 1.0821 | 2.5954 | 0 | 0.6717 | 0 | 0 | 0 | 0 | 0 | 0.5874 | 0 | 0 | 0.16574 | 0 | 0 | 0.14917
1619 | 2018-03-09 10:00 | 3 | März | 10 | 68 | 3.7443 | 2.6387 | 3.6804 | 0 | 0.063883 | 0 | 0 | 0 | 0 | 2.6387 | 0 | 0.17105 | 0 | 0 | 0 | 0 | 0 | 0.47239 | 0 | 0 | 0.39821 | 0 | 0 | 0.35839
1620 | 2018-03-09 11:00 | 3 | März | 11 | 68 | 4.0173 | 2.8938 | 3.9921 | 0 | 0.025193 | 0 | 0 | 0 | 0 | 2.8938 | 0 | 0 | 0 | 0 | 0 | 0 | 0 | 0.70241 | 0 | 0 | 0.39589 | 0 | 0 | 0.3563
1621 | 2018-03-09 12:00 | 3 | März | 12 | 68 | 5.3044 | 2.8685 | 4.7457 | 0 | 0.55862 | 0 | 0 | 0 | 0 | 2.8685 | 0 | 0 | 0 | 0 | 0 | 0 | 0 | 0.93243 | 0 | 0 | 0.94478 | 0 | 0 | 0.8503
1622 | 2018-03-09 13:00 | 3 | März | 13 | 68 | 4.1863 | 2.5774 | 4.1863 | 0 | 0 | 0 | 0 | 0.34309 | 0.34309 | 2.5774 | 0 | 0 | 0 | 0 | 0 | 0 | 0 | 0.5874 | 0 | 0 | 1.3646 | 0 | 0 | 1.2281
1623 | 2018-03-09 14:00 | 3 | März | 14 | 68 | 3.6272 | 2.3605 | 3.6272 | 0 | 0 | 0 | 0 | 0.26331 | 0.26331 | 2.3605 | 0 | 0 | 0 | 0 | 0 | 0 | 0 | 0.35355 | 0 | 0 | 1.1765 | 0 | 0 | 1.0589
1624 | 2018-03-09 15:00 | 3 | März | 15 | 68 | 2.2882 | 2.2882 | 2.2882 | 0 | 0 | 0.080571 | 0.35355 | 0.97242 | 1.4065 | 2.3687 | 0 | 0 | 0 | 0 | 0 | 0 | 0 | 0.35355 | 0 | 0 | 0.97242 | 0 | 0 | 0.87517
1625 | 2018-03-09 16:00 | 3 | März | 16 | 68 | 1.0271 | 1.0271 | 1.0271 | 0 | 0 | 1.8245 | 0.5874 | 1.4586 | 3.8704 | 2.8515 | 0 | 0 | 0 | 0 | 0 | 0 | 0 | 0.5874 | 0 | 0 | 1.4586 | 0 | 0 | 1.3127
1626 | 2018-03-09 17:00 | 3 | März | 17 | 68 | 0.039003 | 0.039003 | 0.039003 | 0 | 0 | 3.5859 | 0.85471 | 1.6556 | 6.0962 | 3.6249 | 0 | 0.15229 | 0 | 0 | 0 | 0 | 0 | 0.70241 | 0 | 0 | 1.6556 | 0 | 0 | 1.49
1627 | 2018-03-09 18:00 | 3 | März | 18 | 68 | 0 | 0 | 0 | 0 | 0 | 4.0552 | 1.5157 | 2.1629 | 7.7338 | 4.0552 | 0 | 0.81331 | 0 | 0 | 0 | 0 | 0 | 0.70241 | 0 | 0 | 2.1629 | 0 | 0 | 1.9466
1628 | 2018-03-09 19:00 | 3 | März | 19 | 68 | 0 | 0 | 0 | 0 | 0 | 3.6672 | 1.5976 | 2.087 | 7.3518 | 3.6672 | 0 | 1.0102 | 0 | 0 | 0 | 0 | 0 | 0.5874 | 0 | 0 | 2.087 | 0 | 0 | 1.8783
1629 | 2018-03-09 20:00 | 3 | März | 20 | 68 | 0 | 0 | 0 | 0 | 0 | 3.1055 | 1.8295 | 1.7154 | 6.6505 | 3.1055 | 0 | 1.3571 | 0 | 0 | 0 | 0 | 0 | 0.47239 | 0 | 0 | 1.7154 | 0 | 0 | 1.5439
1630 | 2018-03-09 21:00 | 3 | März | 21 | 68 | 0 | 0 | 0 | 0 | 0 | 2.6047 | 1.8346 | 1.2558 | 5.695 | 2.6047 | 0 | 1.596 | 0 | 0 | 0 | 0 | 0 | 0.23853 | 0 | 0 | 1.2558 | 0 | 0 | 1.1302
1631 | 2018-03-09 22:00 | 3 | März | 22 | 68 | 0 | 0 | 0 | 0 | 0 | 1.9807 | 2.2477 | 0.75773 | 4.9861 | 1.9807 | 0 | 2.0091 | 0 | 0 | 0 | 0 | 0 | 0.23853 | 0 | 0 | 0.75773 | 0 | 0 | 0.68195
1632 | 2018-03-09 23:00 | 3 | März | 23 | 68 | 0 | 0 | 0 | 0 | 0 | 1.4016 | 2.4117 | 0.49733 | 4.3107 | 1.4016 | 0 | 2.2882 | 0 | 0 | 0 | 0 | 0 | 0.12352 | 0 | 0 | 0.49733 | 0 | 0 | 0.4476
1633 | 2018-03-10 | 3 | März | 0 | 69 | 0 | 0 | 0 | 0 | 0 | 1.2903 | 2.5129 | 0 | 3.8031 | 1.2903 | 0 | 2.3893 | 0 | 0 | 0 | 0 | 0 | 0.12352 | 0 | 0 | 0 | 0 | 0 | 0
1634 | 2018-03-10 01:00 | 3 | März | 1 | 69 | 0 | 0 | 0 | 0 | 0 | 1.0677 | 2.6257 | 0 | 3.6934 | 1.0677 | 0 | 2.5022 | 0 | 0 | 0 | 0 | 0 | 0.12352 | 0 | 0 | 0 | 0 | 0 | 0
1635 | 2018-03-10 02:00 | 3 | März | 2 | 69 | 0 | 0 | 0 | 0 | 0 | 1.0182 | 2.6972 | 0.085531 | 3.8009 | 1.0182 | 0 | 2.5736 | 0 | 0 | 0 | 0 | 0 | 0.12352 | 0 | 0 | 0.085531 | 0 | 0 | 0.076978
1636 | 2018-03-10 03:00 | 3 | März | 3 | 69 | 0 | 0 | 0 | 0 | 0 | 0.99298 | 2.7329 | 0.025909 | 3.7518 | 0.99298 | 0 | 2.6094 | 0 | 0 | 0 | 0 | 0 | 0.12352 | 0 | 0 | 0.025909 | 0 | 0 | 0.023318
1637 | 2018-03-10 04:00 | 3 | März | 4 | 69 | 0 | 0 | 0 | 0 | 0 | 1.026 | 2.7548 | 0.055915 | 3.8366 | 1.026 | 0 | 2.6312 | 0 | 0 | 0 | 0 | 0 | 0.12352 | 0 | 0 | 0.055915 | 0 | 0 | 0.050323
1638 | 2018-03-10 05:00 | 3 | März | 5 | 69 | 0 | 0 | 0 | 0 | 0 | 1.2944 | 2.8351 | 0 | 4.1295 | 1.2944 | 0 | 2.5966 | 0 | 0 | 0 | 0 | 0 | 0.23853 | 0 | 0 | 0 | 0 | 0 | 0
1639 | 2018-03-10 06:00 | 3 | März | 6 | 69 | 0.065004 | 0.065004 | 0.065004 | 0 | 0 | 1.824 | 2.8389 | 0 | 4.6629 | 1.889 | 0 | 2.3665 | 0 | 0 | 0 | 0 | 0 | 0.47239 | 0 | 0 | 0 | 0 | 0 | 0
1640 | 2018-03-10 07:00 | 3 | März | 7 | 69 | 2.2231 | 2.2231 | 2.2231 | 0 | 0 | 0.44391 | 2.7928 | 0 | 3.2367 | 2.6671 | 0 | 2.0904 | 0 | 0 | 0 | 0 | 0 | 0.70241 | 0 | 0 | 0 | 0 | 0 | 0
1641 | 2018-03-10 08:00 | 3 | März | 8 | 69 | 3.3932 | 3.1205 | 3.3932 | 0 | 0 | 0 | 2.4118 | 0 | 2.4118 | 3.1205 | 0 | 1.9821 | 0 | 0 | 0 | 0 | 0 | 0.70241 | 0 | 0 | 0 | 0 | 0 | 0
1642 | 2018-03-10 09:00 | 3 | März | 9 | 69 | 4.5503 | 3.2472 | 4.5503 | 0 | 0 | 0 | 1.2577 | 0.27308 | 1.5308 | 3.2472 | 0 | 1.9734 | 0 | 0 | 0 | 0 | 0 | 0.5874 | 0 | 0 | 0.27308 | 0 | 0 | 0.24577
1643 | 2018-03-10 10:00 | 3 | März | 10 | 69 | 6.7345 | 3.3946 | 6.2142 | 0 | 0.52027 | 0 | 0 | 0 | 0 | 3.3946 | 0 | 1.8872 | 0 | 0 | 0 | 0 | 0 | 0.35738 | 0 | 0 | 0.57504 | 0 | 0 | 0.51754
1644 | 2018-03-10 11:00 | 3 | März | 11 | 69 | 6.4614 | 3.6337 | 6.4614 | 0 | 0 | 0 | 0 | 0.073342 | 0.073342 | 3.6337 | 0 | 1.8192 | 0 | 0 | 0 | 0 | 0 | 0.5874 | 0 | 0 | 0.49448 | 0 | 0 | 0.44503
1645 | 2018-03-10 12:00 | 3 | März | 12 | 69 | 5.9934 | 3.6177 | 5.9934 | 0 | 0 | 0 | 0.10246 | 0.80292 | 0.90538 | 3.6177 | 0 | 1.7757 | 0 | 0 | 0 | 0 | 0 | 0.70241 | 0 | 0 | 0.80292 | 0 | 0 | 0.72263
1646 | 2018-03-10 13:00 | 3 | März | 13 | 69 | 6.1884 | 3.3627 | 6.1565 | 0 | 0.03195 | 0 | 0 | 0 | 0 | 3.3627 | 0 | 0.66309 | 0 | 0 | 0 | 0 | 0 | 0.70241 | 0 | 0 | 1.4283 | 0 | 0 | 1.2855
1647 | 2018-03-10 14:00 | 3 | März | 14 | 69 | 5.1093 | 3.1633 | 5.1093 | 0 | 0 | 0 | 0 | 0.2994 | 0.2994 | 3.1633 | 0 | 0.63124 | 0 | 0 | 0 | 0 | 0 | 0.5874 | 0 | 0 | 1.0268 | 0 | 0 | 0.92416
1648 | 2018-03-10 15:00 | 3 | März | 15 | 69 | 3.3932 | 3.1833 | 3.3932 | 0 | 0 | 0 | 1.1344 | 0.73184 | 1.8662 | 3.1833 | 0 | 0.75686 | 0 | 0 | 0 | 0 | 0 | 0.5874 | 0 | 0 | 0.73184 | 0 | 0 | 0.65866
1649 | 2018-03-10 16:00 | 3 | März | 16 | 69 | 2.3662 | 2.3662 | 2.3662 | 0 | 0 | 1.554 | 1.8909 | 0.83299 | 4.2779 | 3.9202 | 0 | 0.83961 | 0 | 0 | 0 | 0 | 0 | 1.0513 | 0 | 0 | 0.83299 | 0 | 0 | 0.74969
1650 | 2018-03-10 17:00 | 3 | März | 17 | 69 | 0.065004 | 0.065004 | 0.065004 | 0 | 0 | 4.4508 | 1.9157 | 1.2201 | 7.5867 | 4.5158 | 0 | 1.0983 | 0 | 0 | 0 | 0 | 0 | 0.81742 | 0 | 0 | 1.2201 | 0 | 0 | 1.0981
1651 | 2018-03-10 18:00 | 3 | März | 18 | 69 | 0 | 0 | 0 | 0 | 0 | 4.5308 | 1.4613 | 1.9034 | 7.8955 | 4.5308 | 0 | 0.98894 | 0 | 0 | 0 | 0 | 0 | 0.47239 | 0 | 0 | 1.9034 | 0 | 0 | 1.7131
1652 | 2018-03-10 19:00 | 3 | März | 19 | 69 | 0 | 0 | 0 | 0 | 0 | 3.744 | 1.7398 | 1.7545 | 7.2382 | 3.744 | 0 | 1.2674 | 0 | 0 | 0 | 0 | 0 | 0.47239 | 0 | 0 | 1.7545 | 0 | 0 | 1.579
1653 | 2018-03-10 20:00 | 3 | März | 20 | 69 | 0 | 0 | 0 | 0 | 0 | 2.9638 | 1.8919 | 1.2804 | 6.1361 | 2.9638 | 0 | 1.6533 | 0 | 0 | 0 | 0 | 0 | 0.23853 | 0 | 0 | 1.2804 | 0 | 0 | 1.1523
1654 | 2018-03-10 21:00 | 3 | März | 21 | 69 | 0 | 0 | 0 | 0 | 0 | 2.7248 | 2.0387 | 0.99691 | 5.7603 | 2.7248 | 0 | 1.8001 | 0 | 0 | 0 | 0 | 0 | 0.23853 | 0 | 0 | 0.99691 | 0 | 0 | 0.89722
1655 | 2018-03-10 22:00 | 3 | März | 22 | 69 | 0 | 0 | 0 | 0 | 0 | 2.3419 | 2.3656 | 0.5535 | 5.261 | 2.3419 | 0 | 2.127 | 0 | 0 | 0 | 0 | 0 | 0.23853 | 0 | 0 | 0.5535 | 0 | 0 | 0.49815
1656 | 2018-03-10 23:00 | 3 | März | 23 | 69 | 0 | 0 | 0 | 0 | 0 | 1.5819 | 2.5593 | 0.49099 | 4.6322 | 1.5819 | 0 | 2.4358 | 0 | 0 | 0 | 0 | 0 | 0.12352 | 0 | 0 | 0.49099 | 0 | 0 | 0.44189
1657 | 2018-03-11 | 3 | März | 0 | 70 | 0 | 0 | 0 | 0 | 0 | 1.8112 | 2.6083 | 0.59399 | 5.0135 | 1.8112 | 0 | 2.4848 | 0 | 0 | 0 | 0 | 0 | 0.12352 | 0 | 0 | 0.59399 | 0 | 0 | 0.53459
1658 | 2018-03-11 01:00 | 3 | März | 1 | 70 | 0 | 0 | 0 | 0 | 0 | 1.3598 | 2.8214 | 0.39144 | 4.5727 | 1.3598 | 0 | 2.6979 | 0 | 0 | 0 | 0 | 0 | 0.12352 | 0 | 0 | 0.39144 | 0 | 0 | 0.35229
1659 | 2018-03-11 02:00 | 3 | März | 2 | 70 | 0 | 0 | 0 | 0 | 0 | 1.129 | 2.9962 | 0.014074 | 4.1393 | 1.129 | 0 | 2.8727 | 0 | 0 | 0 | 0 | 0 | 0.12352 | 0 | 0 | 0.014074 | 0 | 0 | 0.012667
1660 | 2018-03-11 03:00 | 3 | März | 3 | 70 | 0 | 0 | 0 | 0 | 0 | 1.0481 | 3.0604 | 0.026572 | 4.1351 | 1.0481 | 0 | 2.9368 | 0 | 0 | 0 | 0 | 0 | 0.12352 | 0 | 0 | 0.026572 | 0 | 0 | 0.023914
1661 | 2018-03-11 04:00 | 3 | März | 4 | 70 | 0 | 0 | 0 | 0 | 0 | 0.99814 | 3.132 | 0.02326 | 4.1534 | 0.99814 | 0 | 3.0085 | 0 | 0 | 0 | 0 | 0 | 0.12352 | 0 | 0 | 0.02326 | 0 | 0 | 0.020934
1662 | 2018-03-11 05:00 | 3 | März | 5 | 70 | 0 | 0 | 0 | 0 | 0 | 0.99607 | 3.1771 | 0 | 4.1732 | 0.99607 | 0 | 3.0536 | 0 | 0 | 0 | 0 | 0 | 0.12352 | 0 | 0 | 0 | 0 | 0 | 0
1663 | 2018-03-11 06:00 | 3 | März | 6 | 70 | 0.091006 | 0.091006 | 0.091006 | 0 | 0 | 0.95299 | 3.0926 | 0 | 4.0456 | 1.044 | 0 | 2.9691 | 0 | 0 | 0 | 0 | 0 | 0.12352 | 0 | 0 | 0 | 0 | 0 | 0
1664 | 2018-03-11 07:00 | 3 | März | 7 | 70 | 1.7421 | 1.2305 | 1.7421 | 0 | 0 | 0 | 2.4042 | 0 | 2.4042 | 1.2305 | 0 | 2.6772 | 0 | 0 | 0 | 0 | 0 | 0.23853 | 0 | 0 | 0 | 0 | 0 | 0
1665 | 2018-03-11 08:00 | 3 | März | 8 | 70 | 3.1722 | 2.0245 | 3.1722 | 0 | 0 | 0 | 1.6092 | 0 | 1.6092 | 2.0245 | 0 | 2.3995 | 0 | 0 | 0 | 0 | 0 | 0.35738 | 0 | 0 | 0 | 0 | 0 | 0
1666 | 2018-03-11 09:00 | 3 | März | 9 | 70 | 9.3346 | 3.0545 | 6.1035 | 0 | 3.2311 | 0 | 0 | 0 | 0 | 3.0545 | 0 | 2.0489 | 0 | 0 | 0 | 0 | 0 | 0.70241 | 0 | 0 | 0.29766 | 0 | 0 | 0.2679
1667 | 2018-03-11 10:00 | 3 | März | 10 | 70 | 12.8449 | 3.7898 | 6.8923 | 0 | 5.9526 | 0 | 0 | 0 | 0 | 3.7898 | 0 | 1.793 | 0 | 0 | 0 | 0 | 0 | 0.70241 | 0 | 0 | 0.60708 | 0 | 0 | 0.54638
1668 | 2018-03-11 11:00 | 3 | März | 11 | 70 | 24.2726 | 4.3793 | 7.2713 | 0 | 17.0013 | 0 | 0 | 0 | 0 | 4.3793 | 0 | 1.4822 | 0 | 0 | 0 | 0 | 0 | 0.93243 | 0 | 0 | 0.47745 | 0 | 0 | 0.4297
1669 | 2018-03-11 12:00 | 3 | März | 12 | 70 | 19.1763 | 4.4602 | 6.6756 | 0 | 12.5007 | 0 | 0 | 0 | 0 | 4.4602 | 0 | 0.77085 | 0 | 0 | 0 | 0 | 0 | 0.93243 | 0 | 0 | 0.51211 | 0 | 0 | 0.4609
1670 | 2018-03-11 13:00 | 3 | März | 13 | 70 | 15.211 | 3.7661 | 6.5095 | 0 | 8.7015 | 0 | 0 | 0 | 0 | 3.7661 | 0 | 1.2206 | 0 | 0 | 0 | 0 | 0 | 0.81742 | 0 | 0 | 0.70537 | 0 | 0 | 0.63484
1671 | 2018-03-11 14:00 | 3 | März | 14 | 70 | 14.574 | 3.0056 | 5.535 | 0 | 9.0389 | 0 | 0 | 0 | 0 | 3.0056 | 0 | 1.2688 | 0 | 0 | 0 | 0 | 0 | 0.5874 | 0 | 0 | 0.6733 | 0 | 0 | 0.60597
1672 | 2018-03-11 15:00 | 3 | März | 15 | 70 | 12.0908 | 2.6032 | 4.9949 | 0 | 7.0959 | 0 | 0 | 0 | 0 | 2.6032 | 0 | 1.2283 | 0 | 0 | 0 | 0 | 0 | 0.47239 | 0 | 0 | 0.691 | 0 | 0 | 0.6219
1673 | 2018-03-11 16:00 | 3 | März | 16 | 70 | 8.6846 | 2.3991 | 5.4165 | 0 | 3.2681 | 0 | 0 | 0 | 0 | 2.3991 | 0 | 1.6127 | 0 | 0 | 0 | 0 | 0 | 0.5874 | 0 | 0 | 0.81723 | 0 | 0 | 0.73551
1674 | 2018-03-11 17:00 | 3 | März | 17 | 70 | 0.55904 | 0.55904 | 0.55904 | 0 | 0 | 2.2317 | 2.316 | 1.2113 | 5.759 | 2.7907 | 0 | 1.6136 | 0 | 0 | 0 | 0 | 0 | 0.70241 | 0 | 0 | 1.2113 | 0 | 0 | 1.0901
1675 | 2018-03-11 18:00 | 3 | März | 18 | 70 | 0 | 0 | 0 | 0 | 0 | 3.4235 | 2.2635 | 1.9407 | 7.6276 | 3.4235 | 0 | 1.561 | 0 | 0 | 0 | 0 | 0 | 0.70241 | 0 | 0 | 1.9407 | 0 | 0 | 1.7466
1676 | 2018-03-11 19:00 | 3 | März | 19 | 70 | 0 | 0 | 0 | 0 | 0 | 3.8331 | 2.0533 | 2.17 | 8.0564 | 3.8331 | 0 | 1.5809 | 0 | 0 | 0 | 0 | 0 | 0.47239 | 0 | 0 | 2.17 | 0 | 0 | 1.953
1677 | 2018-03-11 20:00 | 3 | März | 20 | 70 | 0 | 0 | 0 | 0 | 0 | 3.5002 | 2.3626 | 1.905 | 7.7678 | 3.5002 | 0 | 1.8902 | 0 | 0 | 0 | 0 | 0 | 0.47239 | 0 | 0 | 1.905 | 0 | 0 | 1.7145
1678 | 2018-03-11 21:00 | 3 | März | 21 | 70 | 0 | 0 | 0 | 0 | 0 | 2.9932 | 2.3854 | 1.5578 | 6.9365 | 2.9932 | 0 | 2.1469 | 0 | 0 | 0 | 0 | 0 | 0.23853 | 0 | 0 | 1.5578 | 0 | 0 | 1.402
1679 | 2018-03-11 22:00 | 3 | März | 22 | 70 | 0 | 0 | 0 | 0 | 0 | 2.565 | 2.7545 | 0.88022 | 6.1998 | 2.565 | 0 | 2.516 | 0 | 0 | 0 | 0 | 0 | 0.23853 | 0 | 0 | 0.88022 | 0 | 0 | 0.7922
1680 | 2018-03-11 23:00 | 3 | März | 23 | 70 | 0 | 0 | 0 | 0 | 0 | 1.4016 | 3.0771 | 0.73599 | 5.2147 | 1.4016 | 0 | 2.9536 | 0 | 0 | 0 | 0 | 0 | 0.12352 | 0 | 0 | 0.73599 | 0 | 0 | 0.66239
1681 | 2018-03-12 | 3 | März | 0 | 71 | 0 | 0 | 0 | 0 | 0 | 1.0888 | 3.2572 | 0.37687 | 4.7229 | 1.0888 | 0 | 3.1337 | 0 | 0 | 0 | 0 | 0 | 0.12352 | 0 | 0 | 0.37687 | 0 | 0 | 0.33918
1682 | 2018-03-12 01:00 | 3 | März | 1 | 71 | 0 | 0 | 0 | 0 | 0 | 1.0151 | 3.3794 | 0.57442 | 4.9689 | 1.0151 | 0 | 3.2558 | 0 | 0 | 0 | 0 | 0 | 0.12352 | 0 | 0 | 0.57442 | 0 | 0 | 0.51697
1683 | 2018-03-12 02:00 | 3 | März | 2 | 71 | 0 | 0 | 0 | 0 | 0 | 0.9935 | 3.6188 | 0.34995 | 4.9623 | 0.9935 | 0 | 3.3803 | 0 | 0 | 0 | 0 | 0 | 0.23853 | 0 | 0 | 0.34995 | 0 | 0 | 0.31496
1684 | 2018-03-12 03:00 | 3 | März | 3 | 71 | 0 | 0 | 0 | 0 | 0 | 1.0064 | 3.6753 | 0 | 4.6817 | 1.0064 | 0 | 3.4367 | 0 | 0 | 0 | 0 | 0 | 0.23853 | 0 | 0 | 0 | 0 | 0 | 0
1685 | 2018-03-12 04:00 | 3 | März | 4 | 71 | 0 | 0 | 0 | 0 | 0 | 1.1661 | 3.93 | 0 | 5.0961 | 1.1661 | 0 | 3.4576 | 0 | 0 | 0 | 0 | 0 | 0.47239 | 0 | 0 | 0 | 0 | 0 | 0
1686 | 2018-03-12 05:00 | 3 | März | 5 | 71 | 0 | 0 | 0 | 0 | 0 | 2.0565 | 3.9886 | 0 | 6.0451 | 2.0565 | 0 | 3.2862 | 0 | 0 | 0 | 0 | 0 | 0.70241 | 0 | 0 | 0 | 0 | 0 | 0
1687 | 2018-03-12 06:00 | 3 | März | 6 | 71 | 0.14301 | 0.14301 | 0.14301 | 0 | 0 | 2.724 | 4.18 | 0 | 6.904 | 2.867 | 0 | 3.0137 | 0 | 0 | 0 | 0 | 0 | 1.1663 | 0 | 0 | 0 | 0 | 0 | 0
1688 | 2018-03-12 07:00 | 3 | März | 7 | 71 | 4.6543 | 2.9515 | 4.6543 | 0 | 0 | 0 | 1.7867 | 0 | 1.7867 | 2.9515 | 0 | 2.3233 | 0 | 0 | 0 | 0 | 0 | 1.1663 | 0 | 0 | 0 | 0 | 0 | 0
1689 | 2018-03-12 08:00 | 3 | März | 8 | 71 | 7.7615 | 2.7392 | 5.5584 | 0 | 2.2032 | 0 | 0 | 0 | 0 | 2.7392 | 0 | 1.8867 | 0 | 0 | 0 | 0 | 0 | 0.93243 | 0 | 0 | 0 | 0 | 0 | 0
1690 | 2018-03-12 09:00 | 3 | März | 9 | 71 | 11.0247 | 2.5954 | 4.6413 | 0 | 6.3835 | 0 | 0 | 0 | 0 | 2.5954 | 0 | 1.2515 | 0 | 0 | 0 | 0 | 0 | 0.5874 | 0 | 0 | 0.20694 | 0 | 0 | 0.18624
1691 | 2018-03-12 10:00 | 3 | März | 10 | 71 | 12.7279 | 2.6387 | 4.2989 | 0 | 8.4289 | 0 | 0 | 0 | 0 | 2.6387 | 0 | 0.7438 | 0 | 0 | 0 | 0 | 0 | 0.47239 | 0 | 0 | 0.44402 | 0 | 0 | 0.39962
1692 | 2018-03-12 11:00 | 3 | März | 11 | 71 | 14.366 | 2.8938 | 4.3962 | 0 | 9.9698 | 0 | 0 | 0 | 0 | 2.8938 | 0 | 0.36699 | 0 | 0 | 0 | 0 | 0 | 0.70241 | 0 | 0 | 0.43304 | 0 | 0 | 0.38973
1693 | 2018-03-12 12:00 | 3 | März | 12 | 71 | 14.236 | 2.8685 | 4.8435 | 0 | 9.3924 | 0 | 0 | 0 | 0 | 2.8685 | 0 | 0.20131 | 0 | 0 | 0 | 0 | 0 | 0.93243 | 0 | 0 | 0.84126 | 0 | 0 | 0.75713
1694 | 2018-03-12 13:00 | 3 | März | 13 | 71 | 12.2598 | 2.5774 | 4.5469 | 0 | 7.7129 | 0 | 0 | 0 | 0 | 2.5774 | 0 | 0.26288 | 0 | 0 | 0 | 0 | 0 | 0.5874 | 0 | 0 | 1.1192 | 0 | 0 | 1.0073
1695 | 2018-03-12 14:00 | 3 | März | 14 | 71 | 9.6727 | 2.3605 | 4.1587 | 0 | 5.514 | 0 | 0 | 0 | 0 | 2.3605 | 0 | 0.44561 | 0 | 0 | 0 | 0 | 0 | 0.35355 | 0 | 0 | 0.99905 | 0 | 0 | 0.89914
1696 | 2018-03-12 15:00 | 3 | März | 15 | 71 | 6.2924 | 2.3687 | 4.0376 | 0 | 2.2548 | 0 | 0 | 0 | 0 | 2.3687 | 0 | 0.71207 | 0 | 0 | 0 | 0 | 0 | 0.35355 | 0 | 0 | 0.6033 | 0 | 0 | 0.54297
1697 | 2018-03-12 16:00 | 3 | März | 16 | 71 | 2.6262 | 2.6262 | 2.6262 | 0 | 0 | 0.22535 | 1.6615 | 1.1803 | 3.0671 | 2.8515 | 0 | 1.0741 | 0 | 0 | 0 | 0 | 0 | 0.5874 | 0 | 0 | 1.1803 | 0 | 0 | 1.0622
1698 | 2018-03-12 17:00 | 3 | März | 17 | 71 | 0.065004 | 0.065004 | 0.065004 | 0 | 0 | 3.5599 | 2.0904 | 2.0695 | 7.7199 | 3.6249 | 0 | 1.388 | 0 | 0 | 0 | 0 | 0 | 0.70241 | 0 | 0 | 2.0695 | 0 | 0 | 1.8626
1699 | 2018-03-12 18:00 | 3 | März | 18 | 71 | 0 | 0 | 0 | 0 | 0 | 4.0552 | 2.1767 | 2.6644 | 8.8962 | 4.0552 | 0 | 1.4743 | 0 | 0 | 0 | 0 | 0 | 0.70241 | 0 | 0 | 2.6644 | 0 | 0 | 2.398
1700 | 2018-03-12 19:00 | 3 | März | 19 | 71 | 0 | 0 | 0 | 0 | 0 | 3.6672 | 2.29 | 2.5359 | 8.4931 | 3.6672 | 0 | 1.7026 | 0 | 0 | 0 | 0 | 0 | 0.5874 | 0 | 0 | 2.5359 | 0 | 0 | 2.2823
1701 | 2018-03-12 20:00 | 3 | März | 20 | 71 | 0 | 0 | 0 | 0 | 0 | 3.1055 | 2.556 | 1.8296 | 7.4912 | 3.1055 | 0 | 2.0836 | 0 | 0 | 0 | 0 | 0 | 0.47239 | 0 | 0 | 1.8296 | 0 | 0 | 1.6467
1702 | 2018-03-12 21:00 | 3 | März | 21 | 71 | 0 | 0 | 0 | 0 | 0 | 2.6047 | 2.5781 | 1.4543 | 6.6372 | 2.6047 | 0 | 2.3396 | 0 | 0 | 0 | 0 | 0 | 0.23853 | 0 | 0 | 1.4543 | 0 | 0 | 1.3089
1703 | 2018-03-12 22:00 | 3 | März | 22 | 71 | 0 | 0 | 0 | 0 | 0 | 1.9807 | 3.0114 | 0.9957 | 5.9878 | 1.9807 | 0 | 2.7728 | 0 | 0 | 0 | 0 | 0 | 0.23853 | 0 | 0 | 0.9957 | 0 | 0 | 0.89613
1704 | 2018-03-12 23:00 | 3 | März | 23 | 71 | 0 | 0 | 0 | 0 | 0 | 1.4016 | 3.2084 | 0.63126 | 5.2412 | 1.4016 | 0 | 3.0848 | 0 | 0 | 0 | 0 | 0 | 0.12352 | 0 | 0 | 0.63126 | 0 | 0 | 0.56813
1705 | 2018-03-13 | 3 | März | 0 | 72 | 0 | 0 | 0 | 0 | 0 | 1.0888 | 3.3591 | 0.34706 | 4.7949 | 1.0888 | 0 | 3.2355 | 0 | 0 | 0 | 0 | 0 | 0.12352 | 0 | 0 | 0.34706 | 0 | 0 | 0.31235
1706 | 2018-03-13 01:00 | 3 | März | 1 | 72 | 0 | 0 | 0 | 0 | 0 | 1.0151 | 3.4664 | 0.040439 | 4.522 | 1.0151 | 0 | 3.3429 | 0 | 0 | 0 | 0 | 0 | 0.12352 | 0 | 0 | 0.040439 | 0 | 0 | 0.036395
1707 | 2018-03-13 02:00 | 3 | März | 2 | 72 | 0 | 0 | 0 | 0 | 0 | 0.9935 | 3.6761 | 0.042189 | 4.7118 | 0.9935 | 0 | 3.4376 | 0 | 0 | 0 | 0 | 0 | 0.23853 | 0 | 0 | 0.042189 | 0 | 0 | 0.03797
1708 | 2018-03-13 03:00 | 3 | März | 3 | 72 | 0 | 0 | 0 | 0 | 0 | 1.0064 | 3.7176 | 0 | 4.724 | 1.0064 | 0 | 3.4791 | 0 | 0 | 0 | 0 | 0 | 0.23853 | 0 | 0 | 0 | 0 | 0 | 0
1709 | 2018-03-13 04:00 | 3 | März | 4 | 72 | 0 | 0 | 0 | 0 | 0 | 1.1661 | 3.9571 | 0 | 5.1232 | 1.1661 | 0 | 3.4847 | 0 | 0 | 0 | 0 | 0 | 0.47239 | 0 | 0 | 0 | 0 | 0 | 0
1710 | 2018-03-13 05:00 | 3 | März | 5 | 72 | 0 | 0 | 0 | 0 | 0 | 2.0565 | 3.9996 | 0 | 6.0561 | 2.0565 | 0 | 3.2972 | 0 | 0 | 0 | 0 | 0 | 0.70241 | 0 | 0 | 0 | 0 | 0 | 0
1711 | 2018-03-13 06:00 | 3 | März | 6 | 72 | 0.16901 | 0.16901 | 0.16901 | 0 | 0 | 2.698 | 4.1894 | 0 | 6.8874 | 2.867 | 0 | 3.0231 | 0 | 0 | 0 | 0 | 0 | 1.1663 | 0 | 0 | 0 | 0 | 0 | 0
1712 | 2018-03-13 07:00 | 3 | März | 7 | 72 | 4.4203 | 2.9515 | 4.4203 | 0 | 0 | 0 | 2.3634 | 0 | 2.3634 | 2.9515 | 0 | 2.6659 | 0 | 0 | 0 | 0 | 0 | 1.1663 | 0 | 0 | 0 | 0 | 0 | 0
1713 | 2018-03-13 08:00 | 3 | März | 8 | 72 | 5.9674 | 2.7392 | 5.9385 | 0 | 0.028908 | 0 | 0 | 0 | 0 | 2.7392 | 0 | 2.2669 | 0 | 0 | 0 | 0 | 0 | 0.93243 | 0 | 0 | 0 | 0 | 0 | 0
1714 | 2018-03-13 09:00 | 3 | März | 9 | 72 | 7.3065 | 2.5954 | 5.9187 | 0 | 1.3878 | 0 | 0 | 0 | 0 | 2.5954 | 0 | 2.529 | 0 | 0 | 0 | 0 | 0 | 0.5874 | 0 | 0 | 0.20694 | 0 | 0 | 0.18624
1715 | 2018-03-13 10:00 | 3 | März | 10 | 72 | 11.1808 | 2.6387 | 5.9751 | 0 | 5.2057 | 0 | 0 | 0 | 0 | 2.6387 | 0 | 2.4199 | 0 | 0 | 0 | 0 | 0 | 0.47239 | 0 | 0 | 0.44402 | 0 | 0 | 0.39962
1716 | 2018-03-13 11:00 | 3 | März | 11 | 72 | 9.9197 | 2.8938 | 6.37 | 0 | 3.5497 | 0 | 0 | 0 | 0 | 2.8938 | 0 | 2.3408 | 0 | 0 | 0 | 0 | 0 | 0.70241 | 0 | 0 | 0.43304 | 0 | 0 | 0.38973
1717 | 2018-03-13 12:00 | 3 | März | 12 | 72 | 9.3996 | 2.8685 | 6.8557 | 0 | 2.5439 | 0 | 0 | 0 | 0 | 2.8685 | 0 | 2.2135 | 0 | 0 | 0 | 0 | 0 | 0.93243 | 0 | 0 | 0.84126 | 0 | 0 | 0.75713
1718 | 2018-03-13 13:00 | 3 | März | 13 | 72 | 10.0887 | 2.5774 | 6.4531 | 0 | 3.6356 | 0 | 0 | 0 | 0 | 2.5774 | 0 | 2.1691 | 0 | 0 | 0 | 0 | 0 | 0.5874 | 0 | 0 | 1.1192 | 0 | 0 | 1.0073
1719 | 2018-03-13 14:00 | 3 | März | 14 | 72 | 7.0725 | 2.3605 | 5.0726 | 0 | 1.9998 | 0 | 0 | 0 | 0 | 2.3605 | 0 | 1.3596 | 0 | 0 | 0 | 0 | 0 | 0.35355 | 0 | 0 | 0.99905 | 0 | 0 | 0.89914
1720 | 2018-03-13 15:00 | 3 | März | 15 | 72 | 4.2123 | 2.3687 | 4.2123 | 0 | 0 | 0 | 0 | 0.36031 | 0.36031 | 2.3687 | 0 | 1.247 | 0 | 0 | 0 | 0 | 0 | 0.35355 | 0 | 0 | 0.6033 | 0 | 0 | 0.54297
1721 | 2018-03-13 16:00 | 3 | März | 16 | 72 | 2.1451 | 2.1451 | 2.1451 | 0 | 0 | 0.70638 | 2.3615 | 1.1803 | 4.2482 | 2.8515 | 0 | 1.7741 | 0 | 0 | 0 | 0 | 0 | 0.5874 | 0 | 0 | 1.1803 | 0 | 0 | 1.0622
1722 | 2018-03-13 17:00 | 3 | März | 17 | 72 | 0.091006 | 0.091006 | 0.091006 | 0 | 0 | 3.5339 | 2.6993 | 2.0695 | 8.3028 | 3.6249 | 0 | 1.9969 | 0 | 0 | 0 | 0 | 0 | 0.70241 | 0 | 0 | 2.0695 | 0 | 0 | 1.8626
1723 | 2018-03-13 18:00 | 3 | März | 18 | 72 | 0 | 0 | 0 | 0 | 0 | 4.0552 | 2.5858 | 2.6644 | 9.3053 | 4.0552 | 0 | 1.8834 | 0 | 0 | 0 | 0 | 0 | 0.70241 | 0 | 0 | 2.6644 | 0 | 0 | 2.398
1724 | 2018-03-13 19:00 | 3 | März | 19 | 72 | 0 | 0 | 0 | 0 | 0 | 3.6672 | 2.6549 | 2.5359 | 8.858 | 3.6672 | 0 | 2.0675 | 0 | 0 | 0 | 0 | 0 | 0.5874 | 0 | 0 | 2.5359 | 0 | 0 | 2.2823
1725 | 2018-03-13 20:00 | 3 | März | 20 | 72 | 0 | 0 | 0 | 0 | 0 | 3.1055 | 2.8627 | 1.8296 | 7.7979 | 3.1055 | 0 | 2.3903 | 0 | 0 | 0 | 0 | 0 | 0.47239 | 0 | 0 | 1.8296 | 0 | 0 | 1.6467
1726 | 2018-03-13 21:00 | 3 | März | 21 | 72 | 0 | 0 | 0 | 0 | 0 | 2.6047 | 2.8408 | 1.4543 | 6.8998 | 2.6047 | 0 | 2.6023 | 0 | 0 | 0 | 0 | 0 | 0.23853 | 0 | 0 | 1.4543 | 0 | 0 | 1.3089
1727 | 2018-03-13 22:00 | 3 | März | 22 | 72 | 0 | 0 | 0 | 0 | 0 | 1.9807 | 3.2161 | 0.9957 | 6.1925 | 1.9807 | 0 | 2.9776 | 0 | 0 | 0 | 0 | 0 | 0.23853 | 0 | 0 | 0.9957 | 0 | 0 | 0.89613
1728 | 2018-03-13 23:00 | 3 | März | 23 | 72 | 0 | 0 | 0 | 0 | 0 | 1.4016 | 3.3694 | 0.63126 | 5.4023 | 1.4016 | 0 | 3.2459 | 0 | 0 | 0 | 0 | 0 | 0.12352 | 0 | 0 | 0.63126 | 0 | 0 | 0.56813
1729 | 2018-03-14 | 3 | März | 0 | 73 | 0 | 0 | 0 | 0 | 0 | 1.0888 | 3.4907 | 0.34706 | 4.9266 | 1.0888 | 0 | 3.3672 | 0 | 0 | 0 | 0 | 0 | 0.12352 | 0 | 0 | 0.34706 | 0 | 0 | 0.31235
1730 | 2018-03-14 01:00 | 3 | März | 1 | 73 | 0 | 0 | 0 | 0 | 0 | 1.0151 | 3.5684 | 0.040439 | 4.6239 | 1.0151 | 0 | 3.4448 | 0 | 0 | 0 | 0 | 0 | 0.12352 | 0 | 0 | 0.040439 | 0 | 0 | 0.036395
1731 | 2018-03-14 02:00 | 3 | März | 2 | 73 | 0 | 0 | 0 | 0 | 0 | 0.9935 | 3.7482 | 0.042189 | 4.7839 | 0.9935 | 0 | 3.5097 | 0 | 0 | 0 | 0 | 0 | 0.23853 | 0 | 0 | 0.042189 | 0 | 0 | 0.03797
1732 | 2018-03-14 03:00 | 3 | März | 3 | 73 | 0 | 0 | 0 | 0 | 0 | 1.0064 | 3.7748 | 0 | 4.7812 | 1.0064 | 0 | 3.5363 | 0 | 0 | 0 | 0 | 0 | 0.23853 | 0 | 0 | 0 | 0 | 0 | 0
1733 | 2018-03-14 04:00 | 3 | März | 4 | 73 | 0 | 0 | 0 | 0 | 0 | 1.1661 | 3.9992 | 0 | 5.1653 | 1.1661 | 0 | 3.5268 | 0 | 0 | 0 | 0 | 0 | 0.47239 | 0 | 0 | 0 | 0 | 0 | 0
1734 | 2018-03-14 05:00 | 3 | März | 5 | 73 | 0 | 0 | 0 | 0 | 0 | 2.0565 | 4.0254 | 0 | 6.0819 | 2.0565 | 0 | 3.323 | 0 | 0 | 0 | 0 | 0 | 0.70241 | 0 | 0 | 0 | 0 | 0 | 0
1735 | 2018-03-14 06:00 | 3 | März | 6 | 73 | 0.16901 | 0.16901 | 0.16901 | 0 | 0 | 2.698 | 4.2136 | 0 | 6.9116 | 2.867 | 0 | 3.0474 | 0 | 0 | 0 | 0 | 0 | 1.1663 | 0 | 0 | 0 | 0 | 0 | 0
1736 | 2018-03-14 07:00 | 3 | März | 7 | 73 | 0.67605 | 0.67605 | 0.67605 | 0 | 0 | 2.2754 | 3.6391 | 0 | 5.9145 | 2.9515 | 0 | 2.4728 | 0 | 0 | 0 | 0 | 0 | 1.1663 | 0 | 0 | 0 | 0 | 0 | 0
1737 | 2018-03-14 08:00 | 3 | März | 8 | 73 | 5.9024 | 2.7392 | 5.8402 | 0 | 0.062158 | 0 | 0 | 0 | 0 | 2.7392 | 0 | 2.1686 | 0 | 0 | 0 | 0 | 0 | 0.93243 | 0 | 0 | 0 | 0 | 0 | 0
1738 | 2018-03-14 09:00 | 3 | März | 9 | 73 | 4.9663 | 2.5954 | 4.9663 | 0 | 0 | 0 | 0 | 0.010336 | 0.010336 | 2.5954 | 0 | 1.5869 | 0 | 0 | 0 | 0 | 0 | 0.5874 | 0 | 0 | 0.20694 | 0 | 0 | 0.18624
1739 | 2018-03-14 10:00 | 3 | März | 10 | 73 | 10.4267 | 2.6387 | 4.4617 | 0 | 5.965 | 0 | 0 | 0 | 0 | 2.6387 | 0 | 0.90652 | 0 | 0 | 0 | 0 | 0 | 0.47239 | 0 | 0 | 0.44402 | 0 | 0 | 0.39962
1740 | 2018-03-14 11:00 | 3 | März | 11 | 73 | 11.3368 | 2.8938 | 4.4252 | 0 | 6.9115 | 0 | 0 | 0 | 0 | 2.8938 | 0 | 0.396 | 0 | 0 | 0 | 0 | 0 | 0.70241 | 0 | 0 | 0.43304 | 0 | 0 | 0.38973
1741 | 2018-03-14 12:00 | 3 | März | 12 | 73 | 7.2545 | 2.8685 | 4.9994 | 0 | 2.2551 | 0 | 0 | 0 | 0 | 2.8685 | 0 | 0.35722 | 0 | 0 | 0 | 0 | 0 | 0.93243 | 0 | 0 | 0.84126 | 0 | 0 | 0.75713
1742 | 2018-03-14 13:00 | 3 | März | 13 | 73 | 16.2121 | 2.5774 | 5.2025 | 0 | 11.0096 | 0 | 0 | 0 | 0 | 2.5774 | 0 | 0.91843 | 0 | 0 | 0 | 0 | 0 | 0.5874 | 0 | 0 | 1.1192 | 0 | 0 | 1.0073
1743 | 2018-03-14 14:00 | 3 | März | 14 | 73 | 6.4094 | 2.3605 | 5.2268 | 0 | 1.1827 | 0 | 0 | 0 | 0 | 2.3605 | 0 | 1.5137 | 0 | 0 | 0 | 0 | 0 | 0.35355 | 0 | 0 | 0.99905 | 0 | 0 | 0.89914
1744 | 2018-03-14 15:00 | 3 | März | 15 | 73 | 4.7193 | 2.3687 | 4.7193 | 0 | 0 | 0 | 0 | 0.37966 | 0.37966 | 2.3687 | 0 | 1.7734 | 0 | 0 | 0 | 0 | 0 | 0.35355 | 0 | 0 | 0.6033 | 0 | 0 | 0.54297
1745 | 2018-03-14 16:00 | 3 | März | 16 | 73 | 1.0401 | 1.0401 | 1.0401 | 0 | 0 | 1.8115 | 2.5173 | 1.1803 | 5.5091 | 2.8515 | 0 | 1.9299 | 0 | 0 | 0 | 0 | 0 | 0.5874 | 0 | 0 | 1.1803 | 0 | 0 | 1.0622
1746 | 2018-03-14 17:00 | 3 | März | 17 | 73 | 0.16901 | 0.16901 | 0.16901 | 0 | 0 | 3.4559 | 2.6482 | 2.0695 | 8.1736 | 3.6249 | 0 | 1.9458 | 0 | 0 | 0 | 0 | 0 | 0.70241 | 0 | 0 | 2.0695 | 0 | 0 | 1.8626
1747 | 2018-03-14 18:00 | 3 | März | 18 | 73 | 0 | 0 | 0 | 0 | 0 | 4.0552 | 2.5025 | 2.6644 | 9.2221 | 4.0552 | 0 | 1.8001 | 0 | 0 | 0 | 0 | 0 | 0.70241 | 0 | 0 | 2.6644 | 0 | 0 | 2.398
1748 | 2018-03-14 19:00 | 3 | März | 19 | 73 | 0 | 0 | 0 | 0 | 0 | 3.6672 | 2.5424 | 2.5359 | 8.7454 | 3.6672 | 0 | 1.955 | 0 | 0 | 0 | 0 | 0 | 0.5874 | 0 | 0 | 2.5359 | 0 | 0 | 2.2823
1749 | 2018-03-14 20:00 | 3 | März | 20 | 73 | 0 | 0 | 0 | 0 | 0 | 3.1055 | 2.7367 | 1.8296 | 7.6719 | 3.1055 | 0 | 2.2643 | 0 | 0 | 0 | 0 | 0 | 0.47239 | 0 | 0 | 1.8296 | 0 | 0 | 1.6467
1750 | 2018-03-14 21:00 | 3 | März | 21 | 73 | 0 | 0 | 0 | 0 | 0 | 2.6047 | 2.6857 | 1.4543 | 6.7447 | 2.6047 | 0 | 2.4472 | 0 | 0 | 0 | 0 | 0 | 0.23853 | 0 | 0 | 1.4543 | 0 | 0 | 1.3089
1751 | 2018-03-14 22:00 | 3 | März | 22 | 73 | 0 | 0 | 0 | 0 | 0 | 1.9807 | 3.0479 | 0.9957 | 6.0243 | 1.9807 | 0 | 2.8094 | 0 | 0 | 0 | 0 | 0 | 0.23853 | 0 | 0 | 0.9957 | 0 | 0 | 0.89613
1752 | 2018-03-14 23:00 | 3 | März | 23 | 73 | 0 | 0 | 0 | 0 | 0 | 1.4016 | 3.1724 | 0.63126 | 5.2053 | 1.4016 | 0 | 3.0489 | 0 | 0 | 0 | 0 | 0 | 0.12352 | 0 | 0 | 0.63126 | 0 | 0 | 0.56813
1753 | 2018-03-15 | 3 | März | 0 | 74 | 0 | 0 | 0 | 0 | 0 | 1.0888 | 3.2793 | 0.34706 | 4.7152 | 1.0888 | 0 | 3.1558 | 0 | 0 | 0 | 0 | 0 | 0.12352 | 0 | 0 | 0.34706 | 0 | 0 | 0.31235
1754 | 2018-03-15 01:00 | 3 | März | 1 | 74 | 0 | 0 | 0 | 0 | 0 | 1.0151 | 3.3272 | 0.040439 | 4.3828 | 1.0151 | 0 | 3.2037 | 0 | 0 | 0 | 0 | 0 | 0.12352 | 0 | 0 | 0.040439 | 0 | 0 | 0.036395
1755 | 2018-03-15 02:00 | 3 | März | 2 | 74 | 0 | 0 | 0 | 0 | 0 | 0.9935 | 3.4922 | 0.042189 | 4.5279 | 0.9935 | 0 | 3.2537 | 0 | 0 | 0 | 0 | 0 | 0.23853 | 0 | 0 | 0.042189 | 0 | 0 | 0.03797
1756 | 2018-03-15 03:00 | 3 | März | 3 | 74 | 0 | 0 | 0 | 0 | 0 | 1.0064 | 3.5038 | 0 | 4.5102 | 1.0064 | 0 | 3.2653 | 0 | 0 | 0 | 0 | 0 | 0.23853 | 0 | 0 | 0 | 0 | 0 | 0
1757 | 2018-03-15 04:00 | 3 | März | 4 | 74 | 0 | 0 | 0 | 0 | 0 | 1.1661 | 3.7131 | 0 | 4.8792 | 1.1661 | 0 | 3.2407 | 0 | 0 | 0 | 0 | 0 | 0.47239 | 0 | 0 | 0 | 0 | 0 | 0
1758 | 2018-03-15 05:00 | 3 | März | 5 | 74 | 0 | 0 | 0 | 0 | 0 | 2.0565 | 3.738 | 0 | 5.7945 | 2.0565 | 0 | 3.0356 | 0 | 0 | 0 | 0 | 0 | 0.70241 | 0 | 0 | 0 | 0 | 0 | 0
1759 | 2018-03-15 06:00 | 3 | März | 6 | 74 | 0.039003 | 0.039003 | 0.039003 | 0 | 0 | 2.828 | 3.9073 | 0 | 6.7353 | 2.867 | 0 | 2.7411 | 0 | 0 | 0 | 0 | 0 | 1.1663 | 0 | 0 | 0 | 0 | 0 | 0
1760 | 2018-03-15 07:00 | 3 | März | 7 | 74 | 1.5731 | 1.5731 | 1.5731 | 0 | 0 | 1.3784 | 3.1952 | 0 | 4.5736 | 2.9515 | 0 | 2.0289 | 0 | 0 | 0 | 0 | 0 | 1.1663 | 0 | 0 | 0 | 0 | 0 | 0
1761 | 2018-03-15 08:00 | 3 | März | 8 | 74 | 3.5362 | 2.7392 | 3.5362 | 0 | 0 | 0 | 1.8051 | 0 | 1.8051 | 2.7392 | 0 | 1.6697 | 0 | 0 | 0 | 0 | 0 | 0.93243 | 0 | 0 | 0 | 0 | 0 | 0
1762 | 2018-03-15 09:00 | 3 | März | 9 | 74 | 4.9663 | 2.5954 | 4.4117 | 0 | 0.55463 | 0 | 0 | 0 | 0 | 2.5954 | 0 | 1.0219 | 0 | 0 | 0 | 0 | 0 | 0.5874 | 0 | 0 | 0.20694 | 0 | 0 | 0.18624
1763 | 2018-03-15 10:00 | 3 | März | 10 | 74 | 4.2903 | 2.6387 | 4.2903 | 0 | 0 | 0 | 0 | 0.01644 | 0.01644 | 2.6387 | 0 | 0.7516 | 0 | 0 | 0 | 0 | 0 | 0.47239 | 0 | 0 | 0.44402 | 0 | 0 | 0.39962
1764 | 2018-03-15 11:00 | 3 | März | 11 | 74 | 5.6164 | 2.8938 | 4.097 | 0 | 1.5194 | 0 | 0 | 0 | 0 | 2.8938 | 0 | 0.067754 | 0 | 0 | 0 | 0 | 0 | 0.70241 | 0 | 0 | 0.43304 | 0 | 0 | 0.38973
1765 | 2018-03-15 12:00 | 3 | März | 12 | 74 | 5.4864 | 2.8685 | 4.7031 | 0 | 0.78322 | 0 | 0 | 0 | 0 | 2.8685 | 0 | 0.060929 | 0 | 0 | 0 | 0 | 0 | 0.93243 | 0 | 0 | 0.84126 | 0 | 0 | 0.75713
1766 | 2018-03-15 13:00 | 3 | März | 13 | 74 | 4.8753 | 2.5774 | 4.335 | 0 | 0.54032 | 0 | 0 | 0 | 0 | 2.5774 | 0 | 0.050968 | 0 | 0 | 0 | 0 | 0 | 0.5874 | 0 | 0 | 1.1192 | 0 | 0 | 1.0073
1767 | 2018-03-15 14:00 | 3 | März | 14 | 74 | 4.6283 | 2.3605 | 4.1089 | 0 | 0.51942 | 0 | 0 | 0 | 0 | 2.3605 | 0 | 0.39581 | 0 | 0 | 0 | 0 | 0 | 0.35355 | 0 | 0 | 0.99905 | 0 | 0 | 0.89914
1768 | 2018-03-15 15:00 | 3 | März | 15 | 74 | 2.3792 | 2.3687 | 2.3792 | 0 | 0 | 0 | 0.84228 | 0.6033 | 1.4456 | 2.3687 | 0 | 0.49917 | 0 | 0 | 0 | 0 | 0 | 0.35355 | 0 | 0 | 0.6033 | 0 | 0 | 0.54297
1769 | 2018-03-15 16:00 | 3 | März | 16 | 74 | 1.5211 | 1.5211 | 1.5211 | 0 | 0 | 1.3304 | 1.3822 | 1.1803 | 3.8929 | 2.8515 | 0 | 0.79482 | 0 | 0 | 0 | 0 | 0 | 0.5874 | 0 | 0 | 1.1803 | 0 | 0 | 1.0622
1770 | 2018-03-15 17:00 | 3 | März | 17 | 74 | 0.16901 | 0.16901 | 0.16901 | 0 | 0 | 3.4559 | 1.7164 | 2.0695 | 7.2419 | 3.6249 | 0 | 1.014 | 0 | 0 | 0 | 0 | 0 | 0.70241 | 0 | 0 | 2.0695 | 0 | 0 | 1.8626
1771 | 2018-03-15 18:00 | 3 | März | 18 | 74 | 0 | 0 | 0 | 0 | 0 | 4.0552 | 1.733 | 2.6644 | 8.4525 | 4.0552 | 0 | 1.0306 | 0 | 0 | 0 | 0 | 0 | 0.70241 | 0 | 0 | 2.6644 | 0 | 0 | 2.398
1772 | 2018-03-15 19:00 | 3 | März | 19 | 74 | 0 | 0 | 0 | 0 | 0 | 3.6672 | 1.8182 | 2.5359 | 8.0212 | 3.6672 | 0 | 1.2308 | 0 | 0 | 0 | 0 | 0 | 0.5874 | 0 | 0 | 2.5359 | 0 | 0 | 2.2823
1773 | 2018-03-15 20:00 | 3 | März | 20 | 74 | 0 | 0 | 0 | 0 | 0 | 3.1055 | 2.0737 | 1.8296 | 7.0089 | 3.1055 | 0 | 1.6013 | 0 | 0 | 0 | 0 | 0 | 0.47239 | 0 | 0 | 1.8296 | 0 | 0 | 1.6467
1774 | 2018-03-15 21:00 | 3 | März | 21 | 74 | 0 | 0 | 0 | 0 | 0 | 2.6047 | 2.0681 | 1.4543 | 6.1272 | 2.6047 | 0 | 1.8296 | 0 | 0 | 0 | 0 | 0 | 0.23853 | 0 | 0 | 1.4543 | 0 | 0 | 1.3089
1775 | 2018-03-15 22:00 | 3 | März | 22 | 74 | 0 | 0 | 0 | 0 | 0 | 1.9807 | 2.4918 | 0.9957 | 5.4683 | 1.9807 | 0 | 2.2533 | 0 | 0 | 0 | 0 | 0 | 0.23853 | 0 | 0 | 0.9957 | 0 | 0 | 0.89613
1776 | 2018-03-15 23:00 | 3 | März | 23 | 74 | 0 | 0 | 0 | 0 | 0 | 1.4016 | 2.6771 | 0.12317 | 4.2019 | 1.4016 | 0 | 2.5536 | 0 | 0 | 0 | 0 | 0 | 0.12352 | 0 | 0 | 0.12317 | 0 | 0 | 0.11085
1777 | 2018-03-16 | 3 | März | 0 | 75 | 0 | 0 | 0 | 0 | 0 | 1.0888 | 2.8739 | 0.091347 | 4.0541 | 1.0888 | 0 | 2.7504 | 0 | 0 | 0 | 0 | 0 | 0.12352 | 0 | 0 | 0.091347 | 0 | 0 | 0.082212
1778 | 2018-03-16 01:00 | 3 | März | 1 | 75 | 0 | 0 | 0 | 0 | 0 | 1.0151 | 3.0114 | 0 | 4.0266 | 1.0151 | 0 | 2.8879 | 0 | 0 | 0 | 0 | 0 | 0.12352 | 0 | 0 | 0 | 0 | 0 | 0
1779 | 2018-03-16 02:00 | 3 | März | 2 | 75 | 0 | 0 | 0 | 0 | 0 | 0.9935 | 3.266 | 0.11659 | 4.376 | 0.9935 | 0 | 3.0274 | 0 | 0 | 0 | 0 | 0 | 0.23853 | 0 | 0 | 0.11659 | 0 | 0 | 0.10493
1780 | 2018-03-16 03:00 | 3 | März | 3 | 75 | 0 | 0 | 0 | 0 | 0 | 1.0064 | 3.3223 | 0.042301 | 4.371 | 1.0064 | 0 | 3.0838 | 0 | 0 | 0 | 0 | 0 | 0.23853 | 0 | 0 | 0.042301 | 0 | 0 | 0.038071
1781 | 2018-03-16 04:00 | 3 | März | 4 | 75 | 0 | 0 | 0 | 0 | 0 | 1.1661 | 3.591 | 0.039756 | 4.7968 | 1.1661 | 0 | 3.1186 | 0 | 0 | 0 | 0 | 0 | 0.47239 | 0 | 0 | 0.039756 | 0 | 0 | 0.035781
1782 | 2018-03-16 05:00 | 3 | März | 5 | 75 | 0 | 0 | 0 | 0 | 0 | 2.0565 | 3.6444 | 0 | 5.7009 | 2.0565 | 0 | 2.942 | 0 | 0 | 0 | 0 | 0 | 0.70241 | 0 | 0 | 0 | 0 | 0 | 0
1783 | 2018-03-16 06:00 | 3 | März | 6 | 75 | 0.14301 | 0.14301 | 0.14301 | 0 | 0 | 2.724 | 3.827 | 0 | 6.551 | 2.867 | 0 | 2.6608 | 0 | 0 | 0 | 0 | 0 | 1.1663 | 0 | 0 | 0 | 0 | 0 | 0
1784 | 2018-03-16 07:00 | 3 | März | 7 | 75 | 1.0141 | 1.0141 | 1.0141 | 0 | 0 | 1.9374 | 3.0588 | 0 | 4.9962 | 2.9515 | 0 | 1.8925 | 0 | 0 | 0 | 0 | 0 | 1.1663 | 0 | 0 | 0 | 0 | 0 | 0
1785 | 2018-03-16 08:00 | 3 | März | 8 | 75 | 4.4593 | 2.7392 | 4.4593 | 0 | 0 | 0 | 0.5357 | 0 | 0.5357 | 2.7392 | 0 | 1.3234 | 0 | 0 | 0 | 0 | 0 | 0.93243 | 0 | 0 | 0 | 0 | 0 | 0
1786 | 2018-03-16 09:00 | 3 | März | 9 | 75 | 10.4917 | 2.5954 | 4.0641 | 0 | 6.4276 | 0 | 0 | 0 | 0 | 2.5954 | 0 | 0.71548 | 0 | 0 | 0 | 0 | 0 | 0.5874 | 0 | 0 | 0.16574 | 0 | 0 | 0.14917
1787 | 2018-03-16 10:00 | 3 | März | 10 | 75 | 9.1136 | 2.6387 | 3.6277 | 0 | 5.4859 | 0 | 0 | 0 | 0 | 2.6387 | 0 | 0.11837 | 0 | 0 | 0 | 0 | 0 | 0.47239 | 0 | 0 | 0.39821 | 0 | 0 | 0.35839
1788 | 2018-03-16 11:00 | 3 | März | 11 | 75 | 10.0107 | 2.8938 | 3.9921 | 0 | 6.0186 | 0 | 0 | 0 | 0 | 2.8938 | 0 | 0 | 0 | 0 | 0 | 0 | 0 | 0.70241 | 0 | 0 | 0.39589 | 0 | 0 | 0.3563
1789 | 2018-03-16 12:00 | 3 | März | 12 | 75 | 14.665 | 2.8685 | 4.7457 | 0 | 9.9192 | 0 | 0 | 0 | 0 | 2.8685 | 0 | 0 | 0 | 0 | 0 | 0 | 0 | 0.93243 | 0 | 0 | 0.94478 | 0 | 0 | 0.8503
1790 | 2018-03-16 13:00 | 3 | März | 13 | 75 | 18.3572 | 2.5774 | 4.5294 | 0 | 13.8279 | 0 | 0 | 0 | 0 | 2.5774 | 0 | 0 | 0 | 0 | 0 | 0 | 0 | 0.5874 | 0 | 0 | 1.3646 | 0 | 0 | 1.2281
1791 | 2018-03-16 14:00 | 3 | März | 14 | 75 | 17.2912 | 2.3605 | 3.8906 | 0 | 13.4006 | 0 | 0 | 0 | 0 | 2.3605 | 0 | 0 | 0 | 0 | 0 | 0 | 0 | 0.35355 | 0 | 0 | 1.1765 | 0 | 0 | 1.0589
1792 | 2018-03-16 15:00 | 3 | März | 15 | 75 | 13.1309 | 2.3687 | 3.6947 | 0 | 9.4362 | 0 | 0 | 0 | 0 | 2.3687 | 0 | 0 | 0 | 0 | 0 | 0 | 0 | 0.35355 | 0 | 0 | 0.97242 | 0 | 0 | 0.87517
1793 | 2018-03-16 16:00 | 3 | März | 16 | 75 | 8.0085 | 2.8515 | 4.8975 | 0 | 3.111 | 0 | 0 | 0 | 0 | 2.8515 | 0 | 0 | 0 | 0 | 0 | 0 | 0 | 0.5874 | 0 | 0 | 1.4586 | 0 | 0 | 1.3127
1794 | 2018-03-16 17:00 | 3 | März | 17 | 75 | 0.63704 | 0.63704 | 0.63704 | 0 | 0 | 2.9879 | 0.70241 | 1.6556 | 5.3459 | 3.6249 | 0 | 0 | 0 | 0 | 0 | 0 | 0 | 0.70241 | 0 | 0 | 1.6556 | 0 | 0 | 1.49
1795 | 2018-03-16 18:00 | 3 | März | 18 | 75 | 0 | 0 | 0 | 0 | 0 | 4.0552 | 0.70241 | 2.1629 | 6.9204 | 4.0552 | 0 | 0 | 0 | 0 | 0 | 0 | 0 | 0.70241 | 0 | 0 | 2.1629 | 0 | 0 | 1.9466
1796 | 2018-03-16 19:00 | 3 | März | 19 | 75 | 0 | 0 | 0 | 0 | 0 | 3.6672 | 1.5756 | 2.087 | 7.3298 | 3.6672 | 0 | 0.98823 | 0 | 0 | 0 | 0 | 0 | 0.5874 | 0 | 0 | 2.087 | 0 | 0 | 1.8783
1797 | 2018-03-16 20:00 | 3 | März | 20 | 75 | 0 | 0 | 0 | 0 | 0 | 3.1055 | 1.8432 | 1.7154 | 6.6642 | 3.1055 | 0 | 1.3708 | 0 | 0 | 0 | 0 | 0 | 0.47239 | 0 | 0 | 1.7154 | 0 | 0 | 1.5439
1798 | 2018-03-16 21:00 | 3 | März | 21 | 75 | 0 | 0 | 0 | 0 | 0 | 2.6047 | 1.8234 | 1.2558 | 5.6839 | 2.6047 | 0 | 1.5849 | 0 | 0 | 0 | 0 | 0 | 0.23853 | 0 | 0 | 1.2558 | 0 | 0 | 1.1302
1799 | 2018-03-16 22:00 | 3 | März | 22 | 75 | 0 | 0 | 0 | 0 | 0 | 1.9807 | 2.2191 | 0.75773 | 4.9576 | 1.9807 | 0 | 1.9806 | 0 | 0 | 0 | 0 | 0 | 0.23853 | 0 | 0 | 0.75773 | 0 | 0 | 0.68195
1800 | 2018-03-16 23:00 | 3 | März | 23 | 75 | 0 | 0 | 0 | 0 | 0 | 1.4016 | 2.3757 | 0.49733 | 4.2746 | 1.4016 | 0 | 2.2521 | 0 | 0 | 0 | 0 | 0 | 0.12352 | 0 | 0 | 0.49733 | 0 | 0 | 0.4476
1801 | 2018-03-17 | 3 | März | 0 | 76 | 0 | 0 | 0 | 0 | 0 | 1.2903 | 2.463 | 0 | 3.7533 | 1.2903 | 0 | 2.3394 | 0 | 0 | 0 | 0 | 0 | 0.12352 | 0 | 0 | 0 | 0 | 0 | 0
1802 | 2018-03-17 01:00 | 3 | März | 1 | 76 | 0 | 0 | 0 | 0 | 0 | 1.0677 | 2.5632 | 0 | 3.6309 | 1.0677 | 0 | 2.4396 | 0 | 0 | 0 | 0 | 0 | 0.12352 | 0 | 0 | 0 | 0 | 0 | 0
1803 | 2018-03-17 02:00 | 3 | März | 2 | 76 | 0 | 0 | 0 | 0 | 0 | 1.0182 | 2.6202 | 0.085531 | 3.7239 | 1.0182 | 0 | 2.4966 | 0 | 0 | 0 | 0 | 0 | 0.12352 | 0 | 0 | 0.085531 | 0 | 0 | 0.076978
1804 | 2018-03-17 03:00 | 3 | März | 3 | 76 | 0 | 0 | 0 | 0 | 0 | 0.99298 | 2.6562 | 0.025909 | 3.6751 | 0.99298 | 0 | 2.5327 | 0 | 0 | 0 | 0 | 0 | 0.12352 | 0 | 0 | 0.025909 | 0 | 0 | 0.023318
1805 | 2018-03-17 04:00 | 3 | März | 4 | 76 | 0 | 0 | 0 | 0 | 0 | 1.026 | 2.6628 | 0.055915 | 3.7446 | 1.026 | 0 | 2.5392 | 0 | 0 | 0 | 0 | 0 | 0.12352 | 0 | 0 | 0.055915 | 0 | 0 | 0.050323
1806 | 2018-03-17 05:00 | 3 | März | 5 | 76 | 0 | 0 | 0 | 0 | 0 | 1.2944 | 2.7255 | 0 | 4.0199 | 1.2944 | 0 | 2.487 | 0 | 0 | 0 | 0 | 0 | 0.23853 | 0 | 0 | 0 | 0 | 0 | 0
1807 | 2018-03-17 06:00 | 3 | März | 6 | 76 | 0.36402 | 0.36402 | 0.36402 | 0 | 0 | 1.525 | 2.7155 | 0 | 4.2405 | 1.889 | 0 | 2.2431 | 0 | 0 | 0 | 0 | 0 | 0.47239 | 0 | 0 | 0 | 0 | 0 | 0
1808 | 2018-03-17 07:00 | 3 | März | 7 | 76 | 8.2166 | 2.6671 | 4.6921 | 0 | 3.5244 | 0 | 0 | 0 | 0 | 2.6671 | 0 | 1.3227 | 0 | 0 | 0 | 0 | 0 | 0.70241 | 0 | 0 | 0 | 0 | 0 | 0
1809 | 2018-03-17 08:00 | 3 | März | 8 | 76 | 13.8329 | 3.1205 | 4.6776 | 0 | 9.1554 | 0 | 0 | 0 | 0 | 3.1205 | 0 | 0.85466 | 0 | 0 | 0 | 0 | 0 | 0.70241 | 0 | 0 | 0 | 0 | 0 | 0
1810 | 2018-03-17 09:00 | 3 | März | 9 | 76 | 17.5382 | 3.2472 | 4.2905 | 0 | 13.2477 | 0 | 0 | 0 | 0 | 3.2472 | 0 | 0.18275 | 0 | 0 | 0 | 0 | 0 | 0.5874 | 0 | 0 | 0.27308 | 0 | 0 | 0.24577
1811 | 2018-03-17 10:00 | 3 | März | 10 | 76 | 18.9943 | 3.3946 | 4.327 | 0 | 14.6673 | 0 | 0 | 0 | 0 | 3.3946 | 0 | 0 | 0 | 0 | 0 | 0 | 0 | 0.35738 | 0 | 0 | 0.57504 | 0 | 0 | 0.51754
1812 | 2018-03-17 11:00 | 3 | März | 11 | 76 | 19.0983 | 3.6337 | 4.7156 | 0 | 14.3827 | 0 | 0 | 0 | 0 | 3.6337 | 0 | 0 | 0 | 0 | 0 | 0 | 0 | 0.5874 | 0 | 0 | 0.49448 | 0 | 0 | 0.44503
1813 | 2018-03-17 12:00 | 3 | März | 12 | 76 | 18.5913 | 3.6177 | 5.123 | 0 | 13.4682 | 0 | 0 | 0 | 0 | 3.6177 | 0 | 0 | 0 | 0 | 0 | 0 | 0 | 0.70241 | 0 | 0 | 0.80292 | 0 | 0 | 0.72263
1814 | 2018-03-17 13:00 | 3 | März | 13 | 76 | 16.8101 | 3.3627 | 5.4934 | 0 | 11.3168 | 0 | 0 | 0 | 0 | 3.3627 | 0 | 0 | 0 | 0 | 0 | 0 | 0 | 0.70241 | 0 | 0 | 1.4283 | 0 | 0 | 1.2855
1815 | 2018-03-17 14:00 | 3 | März | 14 | 76 | 12.7669 | 3.1633 | 4.7775 | 0 | 7.9894 | 0 | 0 | 0 | 0 | 3.1633 | 0 | 0 | 0 | 0 | 0 | 0 | 0 | 0.5874 | 0 | 0 | 1.0268 | 0 | 0 | 0.92416
1816 | 2018-03-17 15:00 | 3 | März | 15 | 76 | 9.4516 | 3.1833 | 4.5026 | 0 | 4.949 | 0 | 0 | 0 | 0 | 3.1833 | 0 | 0 | 0 | 0 | 0 | 0 | 0 | 0.5874 | 0 | 0 | 0.73184 | 0 | 0 | 0.65866
1817 | 2018-03-17 16:00 | 3 | März | 16 | 76 | 4.9533 | 3.9202 | 4.9533 | 0 | 0 | 0 | 0.018115 | 0.83299 | 0.85111 | 3.9202 | 0 | 0 | 0 | 0 | 0 | 0 | 0 | 1.0513 | 0 | 0 | 0.83299 | 0 | 0 | 0.74969
1818 | 2018-03-17 17:00 | 3 | März | 17 | 76 | 0.36402 | 0.36402 | 0.36402 | 0 | 0 | 4.1518 | 0.81742 | 1.2201 | 6.1894 | 4.5158 | 0 | 0 | 0 | 0 | 0 | 0 | 0 | 0.81742 | 0 | 0 | 1.2201 | 0 | 0 | 1.0981
1819 | 2018-03-17 18:00 | 3 | März | 18 | 76 | 0 | 0 | 0 | 0 | 0 | 4.5308 | 0.94059 | 1.9034 | 7.3748 | 4.5308 | 0 | 0.4682 | 0 | 0 | 0 | 0 | 0 | 0.47239 | 0 | 0 | 1.9034 | 0 | 0 | 1.7131
1820 | 2018-03-17 19:00 | 3 | März | 19 | 76 | 0 | 0 | 0 | 0 | 0 | 3.744 | 1.2794 | 1.7545 | 6.7779 | 3.744 | 0 | 0.80704 | 0 | 0 | 0 | 0 | 0 | 0.47239 | 0 | 0 | 1.7545 | 0 | 0 | 1.579
1821 | 2018-03-17 20:00 | 3 | März | 20 | 76 | 0 | 0 | 0 | 0 | 0 | 2.9638 | 1.3844 | 1.2804 | 5.6286 | 2.9638 | 0 | 1.1459 | 0 | 0 | 0 | 0 | 0 | 0.23853 | 0 | 0 | 1.2804 | 0 | 0 | 1.1523
1822 | 2018-03-17 21:00 | 3 | März | 21 | 76 | 0 | 0 | 0 | 0 | 0 | 2.7248 | 1.474 | 0.99691 | 5.1957 | 2.7248 | 0 | 1.2355 | 0 | 0 | 0 | 0 | 0 | 0.23853 | 0 | 0 | 0.99691 | 0 | 0 | 0.89722
1823 | 2018-03-17 22:00 | 3 | März | 22 | 76 | 0 | 0 | 0 | 0 | 0 | 2.3419 | 1.7662 | 0.5535 | 4.6616 | 2.3419 | 0 | 1.5277 | 0 | 0 | 0 | 0 | 0 | 0.23853 | 0 | 0 | 0.5535 | 0 | 0 | 0.49815
1824 | 2018-03-17 23:00 | 3 | März | 23 | 76 | 0 | 0 | 0 | 0 | 0 | 1.5819 | 1.9245 | 0.49099 | 3.9974 | 1.5819 | 0 | 1.801 | 0 | 0 | 0 | 0 | 0 | 0.12352 | 0 | 0 | 0.49099 | 0 | 0 | 0.44189
1825 | 2018-03-18 | 3 | März | 0 | 77 | 0 | 0 | 0 | 0 | 0 | 1.8112 | 1.8966 | 0.59399 | 4.3018 | 1.8112 | 0 | 1.7731 | 0 | 0 | 0 | 0 | 0 | 0.12352 | 0 | 0 | 0.59399 | 0 | 0 | 0.53459
1826 | 2018-03-18 01:00 | 3 | März | 1 | 77 | 0 | 0 | 0 | 0 | 0 | 1.3598 | 2.0546 | 0.39144 | 3.8058 | 1.3598 | 0 | 1.931 | 0 | 0 | 0 | 0 | 0 | 0.12352 | 0 | 0 | 0.39144 | 0 | 0 | 0.35229
1827 | 2018-03-18 02:00 | 3 | März | 2 | 77 | 0 | 0 | 0 | 0 | 0 | 1.129 | 2.1572 | 0.014074 | 3.3003 | 1.129 | 0 | 2.0337 | 0 | 0 | 0 | 0 | 0 | 0.12352 | 0 | 0 | 0.014074 | 0 | 0 | 0.012667
1828 | 2018-03-18 03:00 | 3 | März | 3 | 77 | 0 | 0 | 0 | 0 | 0 | 1.0481 | 2.1774 | 0.026572 | 3.2521 | 1.0481 | 0 | 2.0539 | 0 | 0 | 0 | 0 | 0 | 0.12352 | 0 | 0 | 0.026572 | 0 | 0 | 0.023914
1829 | 2018-03-18 04:00 | 3 | März | 4 | 77 | 0 | 0 | 0 | 0 | 0 | 0.99814 | 2.2197 | 0.02326 | 3.2411 | 0.99814 | 0 | 2.0962 | 0 | 0 | 0 | 0 | 0 | 0.12352 | 0 | 0 | 0.02326 | 0 | 0 | 0.020934
1830 | 2018-03-18 05:00 | 3 | März | 5 | 77 | 0 | 0 | 0 | 0 | 0 | 0.99607 | 2.2201 | 0 | 3.2162 | 0.99607 | 0 | 2.0966 | 0 | 0 | 0 | 0 | 0 | 0.12352 | 0 | 0 | 0 | 0 | 0 | 0
1831 | 2018-03-18 06:00 | 3 | März | 6 | 77 | 0.55904 | 0.55904 | 0.55904 | 0 | 0 | 0.48496 | 2.1124 | 0 | 2.5974 | 1.044 | 0 | 1.9889 | 0 | 0 | 0 | 0 | 0 | 0.12352 | 0 | 0 | 0 | 0 | 0 | 0
1832 | 2018-03-18 07:00 | 3 | März | 7 | 77 | 8.1645 | 1.2305 | 3.2573 | 0 | 4.9073 | 0 | 0 | 0 | 0 | 1.2305 | 0 | 1.7882 | 0 | 0 | 0 | 0 | 0 | 0.23853 | 0 | 0 | 0 | 0 | 0 | 0
1833 | 2018-03-18 08:00 | 3 | März | 8 | 77 | 11.6488 | 2.0245 | 4.025 | 0 | 7.6238 | 0 | 0 | 0 | 0 | 2.0245 | 0 | 1.6431 | 0 | 0 | 0 | 0 | 0 | 0.35738 | 0 | 0 | 0 | 0 | 0 | 0
1834 | 2018-03-18 09:00 | 3 | März | 9 | 77 | 15.6401 | 3.0545 | 5.4465 | 0 | 10.1936 | 0 | 0 | 0 | 0 | 3.0545 | 0 | 1.3918 | 0 | 0 | 0 | 0 | 0 | 0.70241 | 0 | 0 | 0.29766 | 0 | 0 | 0.2679
1835 | 2018-03-18 10:00 | 3 | März | 10 | 77 | 17.5642 | 3.7898 | 5.5356 | 0 | 12.0286 | 0 | 0 | 0 | 0 | 3.7898 | 0 | 0.43625 | 0 | 0 | 0 | 0 | 0 | 0.70241 | 0 | 0 | 0.60708 | 0 | 0 | 0.54638
1836 | 2018-03-18 11:00 | 3 | März | 11 | 77 | 18.9553 | 4.3793 | 6.1383 | 0 | 12.817 | 0 | 0 | 0 | 0 | 4.3793 | 0 | 0.34911 | 0 | 0 | 0 | 0 | 0 | 0.93243 | 0 | 0 | 0.47745 | 0 | 0 | 0.4297
1837 | 2018-03-18 12:00 | 3 | März | 12 | 77 | 18.8513 | 4.4602 | 5.9047 | 0 | 12.9466 | 0 | 0 | 0 | 0 | 4.4602 | 0 | 0 | 0 | 0 | 0 | 0 | 0 | 0.93243 | 0 | 0 | 0.51211 | 0 | 0 | 0.4609
1838 | 2018-03-18 13:00 | 3 | März | 13 | 77 | 18.9033 | 3.7661 | 5.2889 | 0 | 13.6144 | 0 | 0 | 0 | 0 | 3.7661 | 0 | 0 | 0 | 0 | 0 | 0 | 0 | 0.81742 | 0 | 0 | 0.70537 | 0 | 0 | 0.63484
1839 | 2018-03-18 14:00 | 3 | März | 14 | 77 | 17.0051 | 3.0056 | 4.2663 | 0 | 12.7389 | 0 | 0 | 0 | 0 | 3.0056 | 0 | 0 | 0 | 0 | 0 | 0 | 0 | 0.5874 | 0 | 0 | 0.6733 | 0 | 0 | 0.60597
1840 | 2018-03-18 15:00 | 3 | März | 15 | 77 | 12.9099 | 2.6032 | 3.7666 | 0 | 9.1433 | 0 | 0 | 0 | 0 | 2.6032 | 0 | 0 | 0 | 0 | 0 | 0 | 0 | 0.47239 | 0 | 0 | 0.691 | 0 | 0 | 0.6219
1841 | 2018-03-18 16:00 | 3 | März | 16 | 77 | 8.6066 | 2.3991 | 3.8038 | 0 | 4.8028 | 0 | 0 | 0 | 0 | 2.3991 | 0 | 0 | 0 | 0 | 0 | 0 | 0 | 0.5874 | 0 | 0 | 0.81723 | 0 | 0 | 0.73551
1842 | 2018-03-18 17:00 | 3 | März | 17 | 77 | 0.31202 | 0.31202 | 0.31202 | 0 | 0 | 2.4787 | 0.70241 | 1.2113 | 4.3924 | 2.7907 | 0 | 0 | 0 | 0 | 0 | 0 | 0 | 0.70241 | 0 | 0 | 1.2113 | 0 | 0 | 1.0901
1843 | 2018-03-18 18:00 | 3 | März | 18 | 77 | 0 | 0 | 0 | 0 | 0 | 3.4235 | 0.70241 | 1.9407 | 6.0665 | 3.4235 | 0 | 0 | 0 | 0 | 0 | 0 | 0 | 0.70241 | 0 | 0 | 1.9407 | 0 | 0 | 1.7466
1844 | 2018-03-18 19:00 | 3 | März | 19 | 77 | 0 | 0 | 0 | 0 | 0 | 3.8331 | 0.47239 | 2.17 | 6.4755 | 3.8331 | 0 | 0 | 0 | 0 | 0 | 0 | 0 | 0.47239 | 0 | 0 | 2.17 | 0 | 0 | 1.953
1845 | 2018-03-18 20:00 | 3 | März | 20 | 77 | 0 | 0 | 0 | 0 | 0 | 3.5002 | 0.47239 | 1.905 | 5.8776 | 3.5002 | 0 | 0 | 0 | 0 | 0 | 0 | 0 | 0.47239 | 0 | 0 | 1.905 | 0 | 0 | 1.7145
1846 | 2018-03-18 21:00 | 3 | März | 21 | 77 | 0 | 0 | 0 | 0 | 0 | 2.9932 | 0.23853 | 1.5578 | 4.7896 | 2.9932 | 0 | 0 | 0 | 0 | 0 | 0 | 0 | 0.23853 | 0 | 0 | 1.5578 | 0 | 0 | 1.402
1847 | 2018-03-18 22:00 | 3 | März | 22 | 77 | 0 | 0 | 0 | 0 | 0 | 2.565 | 0.23853 | 0.88022 | 3.6838 | 2.565 | 0 | 0 | 0 | 0 | 0 | 0 | 0 | 0.23853 | 0 | 0 | 0.88022 | 0 | 0 | 0.7922
1848 | 2018-03-18 23:00 | 3 | März | 23 | 77 | 0 | 0 | 0 | 0 | 0 | 1.4016 | 0.99394 | 0.73599 | 3.1315 | 1.4016 | 0 | 0.87041 | 0 | 0 | 0 | 0 | 0 | 0.12352 | 0 | 0 | 0.73599 | 0 | 0 | 0.66239
1849 | 2018-03-19 | 3 | März | 0 | 78 | 0 | 0 | 0 | 0 | 0 | 1.0888 | 1.583 | 0.37687 | 3.0487 | 1.0888 | 0 | 1.4595 | 0 | 0 | 0 | 0 | 0 | 0.12352 | 0 | 0 | 0.37687 | 0 | 0 | 0.33918
1850 | 2018-03-19 01:00 | 3 | März | 1 | 78 | 0 | 0 | 0 | 0 | 0 | 1.0151 | 1.706 | 0.57442 | 3.2955 | 1.0151 | 0 | 1.5824 | 0 | 0 | 0 | 0 | 0 | 0.12352 | 0 | 0 | 0.57442 | 0 | 0 | 0.51697
1851 | 2018-03-19 02:00 | 3 | März | 2 | 78 | 0 | 0 | 0 | 0 | 0 | 0.9935 | 1.9158 | 0.34995 | 3.2593 | 0.9935 | 0 | 1.6773 | 0 | 0 | 0 | 0 | 0 | 0.23853 | 0 | 0 | 0.34995 | 0 | 0 | 0.31496
1852 | 2018-03-19 03:00 | 3 | März | 3 | 78 | 0 | 0 | 0 | 0 | 0 | 1.0064 | 1.9572 | 0 | 2.9636 | 1.0064 | 0 | 1.7187 | 0 | 0 | 0 | 0 | 0 | 0.23853 | 0 | 0 | 0 | 0 | 0 | 0
1853 | 2018-03-19 04:00 | 3 | März | 4 | 78 | 0 | 0 | 0 | 0 | 0 | 1.1661 | 2.2102 | 0 | 3.3764 | 1.1661 | 0 | 1.7379 | 0 | 0 | 0 | 0 | 0 | 0.47239 | 0 | 0 | 0 | 0 | 0 | 0
1854 | 2018-03-19 05:00 | 3 | März | 5 | 78 | 0 | 0 | 0 | 0 | 0 | 2.0565 | 2.2448 | 0 | 4.3012 | 2.0565 | 0 | 1.5423 | 0 | 0 | 0 | 0 | 0 | 0.70241 | 0 | 0 | 0 | 0 | 0 | 0
1855 | 2018-03-19 06:00 | 3 | März | 6 | 78 | 0.55904 | 0.55904 | 0.55904 | 0 | 0 | 2.3079 | 2.4246 | 0 | 4.7326 | 2.867 | 0 | 1.2584 | 0 | 0 | 0 | 0 | 0 | 1.1663 | 0 | 0 | 0 | 0 | 0 | 0
1856 | 2018-03-19 07:00 | 3 | März | 7 | 78 | 10.6607 | 2.9515 | 4.9916 | 0 | 5.6691 | 0 | 0 | 0 | 0 | 2.9515 | 0 | 0.87384 | 0 | 0 | 0 | 0 | 0 | 1.1663 | 0 | 0 | 0 | 0 | 0 | 0
1857 | 2018-03-19 08:00 | 3 | März | 8 | 78 | 14.249 | 2.7392 | 4.3756 | 0 | 9.8733 | 0 | 0 | 0 | 0 | 2.7392 | 0 | 0.70401 | 0 | 0 | 0 | 0 | 0 | 0.93243 | 0 | 0 | 0 | 0 | 0 | 0
1858 | 2018-03-19 09:00 | 3 | März | 9 | 78 | 17.7592 | 2.5954 | 3.8417 | 0 | 13.9175 | 0 | 0 | 0 | 0 | 2.5954 | 0 | 0.45196 | 0 | 0 | 0 | 0 | 0 | 0.5874 | 0 | 0 | 0.20694 | 0 | 0 | 0.18624
1859 | 2018-03-19 10:00 | 3 | März | 10 | 78 | 20.7884 | 2.6387 | 4.2205 | 0 | 16.5679 | 0 | 0 | 0 | 0 | 2.6387 | 0 | 0.66538 | 0 | 0 | 0 | 0 | 0 | 0.47239 | 0 | 0 | 0.44402 | 0 | 0 | 0.39962
1860 | 2018-03-19 11:00 | 3 | März | 11 | 78 | 22.4265 | 2.8938 | 4.1848 | 0 | 18.2417 | 0 | 0 | 0 | 0 | 2.8938 | 0 | 0.15561 | 0 | 0 | 0 | 0 | 0 | 0.70241 | 0 | 0 | 0.43304 | 0 | 0 | 0.38973
1861 | 2018-03-19 12:00 | 3 | März | 12 | 78 | 22.5435 | 2.8685 | 4.6422 | 0 | 17.9013 | 0 | 0 | 0 | 0 | 2.8685 | 0 | 0 | 0 | 0 | 0 | 0 | 0 | 0.93243 | 0 | 0 | 0.84126 | 0 | 0 | 0.75713
1862 | 2018-03-19 13:00 | 3 | März | 13 | 78 | 20.5804 | 2.5774 | 4.284 | 0 | 16.2963 | 0 | 0 | 0 | 0 | 2.5774 | 0 | 0 | 0 | 0 | 0 | 0 | 0 | 0.5874 | 0 | 0 | 1.1192 | 0 | 0 | 1.0073
1863 | 2018-03-19 14:00 | 3 | März | 14 | 78 | 16.9791 | 2.3605 | 3.7131 | 0 | 13.2661 | 0 | 0 | 0 | 0 | 2.3605 | 0 | 0 | 0 | 0 | 0 | 0 | 0 | 0.35355 | 0 | 0 | 0.99905 | 0 | 0 | 0.89914
1864 | 2018-03-19 15:00 | 3 | März | 15 | 78 | 13.4039 | 2.3687 | 3.3256 | 0 | 10.0783 | 0 | 0 | 0 | 0 | 2.3687 | 0 | 0 | 0 | 0 | 0 | 0 | 0 | 0.35355 | 0 | 0 | 0.6033 | 0 | 0 | 0.54297
1865 | 2018-03-19 16:00 | 3 | März | 16 | 78 | 9.8417 | 2.8515 | 4.6192 | 0 | 5.2225 | 0 | 0 | 0 | 0 | 2.8515 | 0 | 0 | 0 | 0 | 0 | 0 | 0 | 0.5874 | 0 | 0 | 1.1803 | 0 | 0 | 1.0622
1866 | 2018-03-19 17:00 | 3 | März | 17 | 78 | 0.50703 | 0.50703 | 0.50703 | 0 | 0 | 3.1179 | 0.70241 | 2.0695 | 5.8899 | 3.6249 | 0 | 0 | 0 | 0 | 0 | 0 | 0 | 0.70241 | 0 | 0 | 2.0695 | 0 | 0 | 1.8626
1867 | 2018-03-19 18:00 | 3 | März | 18 | 78 | 0 | 0 | 0 | 0 | 0 | 4.0552 | 0.70241 | 2.6644 | 7.422 | 4.0552 | 0 | 0 | 0 | 0 | 0 | 0 | 0 | 0.70241 | 0 | 0 | 2.6644 | 0 | 0 | 2.398
1868 | 2018-03-19 19:00 | 3 | März | 19 | 78 | 0 | 0 | 0 | 0 | 0 | 3.6672 | 0.5874 | 2.5359 | 6.7905 | 3.6672 | 0 | 0 | 0 | 0 | 0 | 0 | 0 | 0.5874 | 0 | 0 | 2.5359 | 0 | 0 | 2.2823
1869 | 2018-03-19 20:00 | 3 | März | 20 | 78 | 0 | 0 | 0 | 0 | 0 | 3.1055 | 0.59094 | 1.8296 | 5.5261 | 3.1055 | 0 | 0.11855 | 0 | 0 | 0 | 0 | 0 | 0.47239 | 0 | 0 | 1.8296 | 0 | 0 | 1.6467
1870 | 2018-03-19 21:00 | 3 | März | 21 | 78 | 0 | 0 | 0 | 0 | 0 | 2.6047 | 1.1039 | 1.4543 | 5.163 | 2.6047 | 0 | 0.8654 | 0 | 0 | 0 | 0 | 0 | 0.23853 | 0 | 0 | 1.4543 | 0 | 0 | 1.3089
1871 | 2018-03-19 22:00 | 3 | März | 22 | 78 | 0 | 0 | 0 | 0 | 0 | 1.9807 | 1.5499 | 0.9957 | 4.5264 | 1.9807 | 0 | 1.3114 | 0 | 0 | 0 | 0 | 0 | 0.23853 | 0 | 0 | 0.9957 | 0 | 0 | 0.89613
1872 | 2018-03-19 23:00 | 3 | März | 23 | 78 | 0 | 0 | 0 | 0 | 0 | 1.4016 | 1.7545 | 0.63126 | 3.7874 | 1.4016 | 0 | 1.631 | 0 | 0 | 0 | 0 | 0 | 0.12352 | 0 | 0 | 0.63126 | 0 | 0 | 0.56813
1873 | 2018-03-20 | 3 | März | 0 | 79 | 0 | 0 | 0 | 0 | 0 | 1.0888 | 1.9383 | 0.34706 | 3.3742 | 1.0888 | 0 | 1.8148 | 0 | 0 | 0 | 0 | 0 | 0.12352 | 0 | 0 | 0.34706 | 0 | 0 | 0.31235
1874 | 2018-03-20 01:00 | 3 | März | 1 | 79 | 0 | 0 | 0 | 0 | 0 | 1.0151 | 2.0763 | 0.040439 | 3.1318 | 1.0151 | 0 | 1.9527 | 0 | 0 | 0 | 0 | 0 | 0.12352 | 0 | 0 | 0.040439 | 0 | 0 | 0.036395
1875 | 2018-03-20 02:00 | 3 | März | 2 | 79 | 0 | 0 | 0 | 0 | 0 | 0.9935 | 2.3309 | 0.042189 | 3.3666 | 0.9935 | 0 | 2.0924 | 0 | 0 | 0 | 0 | 0 | 0.23853 | 0 | 0 | 0.042189 | 0 | 0 | 0.03797
1876 | 2018-03-20 03:00 | 3 | März | 3 | 79 | 0 | 0 | 0 | 0 | 0 | 1.0064 | 2.3872 | 0 | 3.3936 | 1.0064 | 0 | 2.1487 | 0 | 0 | 0 | 0 | 0 | 0.23853 | 0 | 0 | 0 | 0 | 0 | 0
1877 | 2018-03-20 04:00 | 3 | März | 4 | 79 | 0 | 0 | 0 | 0 | 0 | 1.1661 | 2.6549 | 0 | 3.821 | 1.1661 | 0 | 2.1825 | 0 | 0 | 0 | 0 | 0 | 0.47239 | 0 | 0 | 0 | 0 | 0 | 0
1878 | 2018-03-20 05:00 | 3 | März | 5 | 79 | 0 | 0 | 0 | 0 | 0 | 2.0565 | 2.703 | 0 | 4.7594 | 2.0565 | 0 | 2.0005 | 0 | 0 | 0 | 0 | 0 | 0.70241 | 0 | 0 | 0 | 0 | 0 | 0
1879 | 2018-03-20 06:00 | 3 | März | 6 | 79 | 0.31202 | 0.31202 | 0.31202 | 0 | 0 | 2.555 | 2.8225 | 0 | 5.3775 | 2.867 | 0 | 1.6563 | 0 | 0 | 0 | 0 | 0 | 1.1663 | 0 | 0 | 0 | 0 | 0 | 0
1880 | 2018-03-20 07:00 | 3 | März | 7 | 79 | 4.6153 | 2.9515 | 4.6153 | 0 | 0 | 0 | 0.35089 | 0 | 0.35089 | 2.9515 | 0 | 0.84843 | 0 | 0 | 0 | 0 | 0 | 1.1663 | 0 | 0 | 0 | 0 | 0 | 0
1881 | 2018-03-20 08:00 | 3 | März | 8 | 79 | 6.7865 | 2.7392 | 4.2337 | 0 | 2.5528 | 0 | 0 | 0 | 0 | 2.7392 | 0 | 0.56203 | 0 | 0 | 0 | 0 | 0 | 0.93243 | 0 | 0 | 0 | 0 | 0 | 0
1882 | 2018-03-20 09:00 | 3 | März | 9 | 79 | 11.8048 | 2.5954 | 3.9309 | 0 | 7.8739 | 0 | 0 | 0 | 0 | 2.5954 | 0 | 0.54114 | 0 | 0 | 0 | 0 | 0 | 0.5874 | 0 | 0 | 0.20694 | 0 | 0 | 0.18624
1883 | 2018-03-20 10:00 | 3 | März | 10 | 79 | 13.2089 | 2.6387 | 3.5551 | 0 | 9.6538 | 0 | 0 | 0 | 0 | 2.6387 | 0 | 0 | 0 | 0 | 0 | 0 | 0 | 0.47239 | 0 | 0 | 0.44402 | 0 | 0 | 0.39962
1884 | 2018-03-20 11:00 | 3 | März | 11 | 79 | 14.691 | 2.8938 | 4.0292 | 0 | 10.6618 | 0 | 0 | 0 | 0 | 2.8938 | 0 | 0 | 0 | 0 | 0 | 0 | 0 | 0.70241 | 0 | 0 | 0.43304 | 0 | 0 | 0.38973
1885 | 2018-03-20 12:00 | 3 | März | 12 | 79 | 11.2978 | 2.8685 | 4.6422 | 0 | 6.6555 | 0 | 0 | 0 | 0 | 2.8685 | 0 | 0 | 0 | 0 | 0 | 0 | 0 | 0.93243 | 0 | 0 | 0.84126 | 0 | 0 | 0.75713
1886 | 2018-03-20 13:00 | 3 | März | 13 | 79 | 11.5448 | 2.5774 | 4.284 | 0 | 7.2607 | 0 | 0 | 0 | 0 | 2.5774 | 0 | 0 | 0 | 0 | 0 | 0 | 0 | 0.5874 | 0 | 0 | 1.1192 | 0 | 0 | 1.0073
1887 | 2018-03-20 14:00 | 3 | März | 14 | 79 | 8.7236 | 2.3605 | 3.8472 | 0 | 4.8764 | 0 | 0 | 0 | 0 | 2.3605 | 0 | 0.13409 | 0 | 0 | 0 | 0 | 0 | 0.35355 | 0 | 0 | 0.99905 | 0 | 0 | 0.89914
1888 | 2018-03-20 15:00 | 3 | März | 15 | 79 | 4.8493 | 2.3687 | 3.7761 | 0 | 1.0733 | 0 | 0 | 0 | 0 | 2.3687 | 0 | 0.45049 | 0 | 0 | 0 | 0 | 0 | 0.35355 | 0 | 0 | 0.6033 | 0 | 0 | 0.54297
1889 | 2018-03-20 16:00 | 3 | März | 16 | 79 | 1.9111 | 1.9111 | 1.9111 | 0 | 0 | 0.94039 | 1.115 | 1.1803 | 3.2357 | 2.8515 | 0 | 0.52762 | 0 | 0 | 0 | 0 | 0 | 0.5874 | 0 | 0 | 1.1803 | 0 | 0 | 1.0622
1890 | 2018-03-20 17:00 | 3 | März | 17 | 79 | 0.11701 | 0.11701 | 0.11701 | 0 | 0 | 3.5079 | 1.4826 | 2.0695 | 7.0601 | 3.6249 | 0 | 0.78021 | 0 | 0 | 0 | 0 | 0 | 0.70241 | 0 | 0 | 2.0695 | 0 | 0 | 1.8626
1891 | 2018-03-20 18:00 | 3 | März | 18 | 79 | 0 | 0 | 0 | 0 | 0 | 4.0552 | 1.2851 | 2.6644 | 8.0047 | 4.0552 | 0 | 0.58273 | 0 | 0 | 0 | 0 | 0 | 0.70241 | 0 | 0 | 2.6644 | 0 | 0 | 2.398
1892 | 2018-03-20 19:00 | 3 | März | 19 | 79 | 0 | 0 | 0 | 0 | 0 | 3.6672 | 1.2838 | 2.5359 | 7.4868 | 3.6672 | 0 | 0.69635 | 0 | 0 | 0 | 0 | 0 | 0.5874 | 0 | 0 | 2.5359 | 0 | 0 | 2.2823
1893 | 2018-03-20 20:00 | 3 | März | 20 | 79 | 0 | 0 | 0 | 0 | 0 | 3.1055 | 1.4276 | 1.8296 | 6.3628 | 3.1055 | 0 | 0.95523 | 0 | 0 | 0 | 0 | 0 | 0.47239 | 0 | 0 | 1.8296 | 0 | 0 | 1.6467
1894 | 2018-03-20 21:00 | 3 | März | 21 | 79 | 0 | 0 | 0 | 0 | 0 | 2.6047 | 1.3364 | 1.4543 | 5.3954 | 2.6047 | 0 | 1.0978 | 0 | 0 | 0 | 0 | 0 | 0.23853 | 0 | 0 | 1.4543 | 0 | 0 | 1.3089
1895 | 2018-03-20 22:00 | 3 | März | 22 | 79 | 0 | 0 | 0 | 0 | 0 | 1.9807 | 1.65 | 0.9957 | 4.6264 | 1.9807 | 0 | 1.4115 | 0 | 0 | 0 | 0 | 0 | 0.23853 | 0 | 0 | 0.9957 | 0 | 0 | 0.89613
1896 | 2018-03-20 23:00 | 3 | März | 23 | 79 | 0 | 0 | 0 | 0 | 0 | 1.5726 | 1.6927 | 0.63126 | 3.8966 | 1.5726 | 0 | 1.5691 | 0 | 0 | 0 | 0 | 0 | 0.12352 | 0 | 0 | 0.63126 | 0 | 0 | 0.56813
1897 | 2018-03-21 | 3 | März | 0 | 80 | 0 | 0 | 0 | 0 | 0 | 1.2135 | 1.7545 | 0.34706 | 3.3151 | 1.2135 | 0 | 1.631 | 0 | 0 | 0 | 0 | 0 | 0.12352 | 0 | 0 | 0.34706 | 0 | 0 | 0.31235
1898 | 2018-03-21 01:00 | 3 | März | 1 | 80 | 0 | 0 | 0 | 0 | 0 | 1.1125 | 1.7355 | 0.040439 | 2.8884 | 1.1125 | 0 | 1.612 | 0 | 0 | 0 | 0 | 0 | 0.12352 | 0 | 0 | 0.040439 | 0 | 0 | 0.036395
1899 | 2018-03-21 02:00 | 3 | März | 2 | 80 | 0 | 0 | 0 | 0 | 0 | 1.0883 | 1.8267 | 0.042189 | 2.9572 | 1.0883 | 0 | 1.5882 | 0 | 0 | 0 | 0 | 0 | 0.23853 | 0 | 0 | 0.042189 | 0 | 0 | 0.03797
1900 | 2018-03-21 03:00 | 3 | März | 3 | 80 | 0 | 0 | 0 | 0 | 0 | 1.1079 | 1.8067 | 0 | 2.9146 | 1.1079 | 0 | 1.5682 | 0 | 0 | 0 | 0 | 0 | 0.23853 | 0 | 0 | 0 | 0 | 0 | 0
1901 | 2018-03-21 04:00 | 3 | März | 4 | 80 | 0 | 0 | 0 | 0 | 0 | 1.2846 | 1.9654 | 0 | 3.25 | 1.2846 | 0 | 1.493 | 0 | 0 | 0 | 0 | 0 | 0.47239 | 0 | 0 | 0 | 0 | 0 | 0
1902 | 2018-03-21 05:00 | 3 | März | 5 | 80 | 0 | 0 | 0 | 0 | 0 | 2.1152 | 1.9677 | 0 | 4.0829 | 2.1152 | 0 | 1.2653 | 0 | 0 | 0 | 0 | 0 | 0.70241 | 0 | 0 | 0 | 0 | 0 | 0
1903 | 2018-03-21 06:00 | 3 | März | 6 | 80 | 0.11701 | 0.11701 | 0.11701 | 0 | 0 | 2.7567 | 2.1402 | 0 | 4.8969 | 2.8737 | 0 | 0.97394 | 0 | 0 | 0 | 0 | 0 | 1.1663 | 0 | 0 | 0 | 0 | 0 | 0
1904 | 2018-03-21 07:00 | 3 | März | 7 | 80 | 2.0671 | 2.0671 | 2.0671 | 0 | 0 | 0.96627 | 1.7957 | 0 | 2.7619 | 3.0334 | 0 | 0.62938 | 0 | 0 | 0 | 0 | 0 | 1.1663 | 0 | 0 | 0 | 0 | 0 | 0
1905 | 2018-03-21 08:00 | 3 | März | 8 | 80 | 9.0876 | 3.002 | 4.5659 | 0 | 4.5217 | 0 | 0 | 0 | 0 | 3.002 | 0 | 0.63146 | 0 | 0 | 0 | 0 | 0 | 0.93243 | 0 | 0 | 0 | 0 | 0 | 0
1906 | 2018-03-21 09:00 | 3 | März | 9 | 80 | 11.3108 | 2.9216 | 4.3399 | 0 | 6.9709 | 0 | 0 | 0 | 0 | 2.9216 | 0 | 0.62392 | 0 | 0 | 0 | 0 | 0 | 0.5874 | 0 | 0 | 0.20694 | 0 | 0 | 0.18624
1907 | 2018-03-21 10:00 | 3 | März | 10 | 80 | 15.523 | 2.9463 | 4.3711 | 0 | 11.1519 | 0 | 0 | 0 | 0 | 2.9463 | 0 | 0.50837 | 0 | 0 | 0 | 0 | 0 | 0.47239 | 0 | 0 | 0.44402 | 0 | 0 | 0.39962
1908 | 2018-03-21 11:00 | 3 | März | 11 | 80 | 13.0399 | 3.2833 | 4.7268 | 0 | 8.3131 | 0 | 0 | 0 | 0 | 3.2833 | 0 | 0.30805 | 0 | 0 | 0 | 0 | 0 | 0.70241 | 0 | 0 | 0.43304 | 0 | 0 | 0.38973
1909 | 2018-03-21 12:00 | 3 | März | 12 | 80 | 13.6639 | 3.2019 | 5.2078 | 0 | 8.4562 | 0 | 0 | 0 | 0 | 3.2019 | 0 | 0.23217 | 0 | 0 | 0 | 0 | 0 | 0.93243 | 0 | 0 | 0.84126 | 0 | 0 | 0.75713
1910 | 2018-03-21 13:00 | 3 | März | 13 | 80 | 11.4148 | 2.8129 | 4.787 | 0 | 6.6278 | 0 | 0 | 0 | 0 | 2.8129 | 0 | 0.26745 | 0 | 0 | 0 | 0 | 0 | 0.5874 | 0 | 0 | 1.1192 | 0 | 0 | 1.0073
1911 | 2018-03-21 14:00 | 3 | März | 14 | 80 | 9.1136 | 2.5372 | 4.2192 | 0 | 4.8944 | 0 | 0 | 0 | 0 | 2.5372 | 0 | 0.32938 | 0 | 0 | 0 | 0 | 0 | 0.35355 | 0 | 0 | 0.99905 | 0 | 0 | 0.89914
1912 | 2018-03-21 15:00 | 3 | März | 15 | 80 | 11.4278 | 2.3878 | 3.6081 | 0 | 7.8196 | 0 | 0 | 0 | 0 | 2.3878 | 0 | 0.26351 | 0 | 0 | 0 | 0 | 0 | 0.35355 | 0 | 0 | 0.6033 | 0 | 0 | 0.54297
1913 | 2018-03-21 16:00 | 3 | März | 16 | 80 | 5.5254 | 2.5975 | 4.6621 | 0 | 0.86329 | 0 | 0 | 0 | 0 | 2.5975 | 0 | 0.29692 | 0 | 0 | 0 | 0 | 0 | 0.5874 | 0 | 0 | 1.1803 | 0 | 0 | 1.0622
1914 | 2018-03-21 17:00 | 3 | März | 17 | 80 | 0.48103 | 0.48103 | 0.48103 | 0 | 0 | 2.7044 | 0.94333 | 2.0695 | 5.7173 | 3.1854 | 0 | 0.24092 | 0 | 0 | 0 | 0 | 0 | 0.70241 | 0 | 0 | 2.0695 | 0 | 0 | 1.8626
1915 | 2018-03-21 18:00 | 3 | März | 18 | 80 | 0 | 0 | 0 | 0 | 0 | 3.7434 | 0.70241 | 2.6644 | 7.1102 | 3.7434 | 0 | 0 | 0 | 0 | 0 | 0 | 0 | 0.70241 | 0 | 0 | 2.6644 | 0 | 0 | 2.398
1916 | 2018-03-21 19:00 | 3 | März | 19 | 80 | 0 | 0 | 0 | 0 | 0 | 3.6636 | 0.64683 | 2.5359 | 6.8463 | 3.6636 | 0 | 0.059429 | 0 | 0 | 0 | 0 | 0 | 0.5874 | 0 | 0 | 2.5359 | 0 | 0 | 2.2823
1917 | 2018-03-21 20:00 | 3 | März | 20 | 80 | 0 | 0 | 0 | 0 | 0 | 3.4142 | 0.80422 | 1.8296 | 6.048 | 3.4142 | 0 | 0.33183 | 0 | 0 | 0 | 0 | 0 | 0.47239 | 0 | 0 | 1.8296 | 0 | 0 | 1.6467
1918 | 2018-03-21 21:00 | 3 | März | 21 | 80 | 0 | 0 | 0 | 0 | 0 | 2.9968 | 0.76684 | 1.4543 | 5.218 | 2.9968 | 0 | 0.52831 | 0 | 0 | 0 | 0 | 0 | 0.23853 | 0 | 0 | 1.4543 | 0 | 0 | 1.3089
1919 | 2018-03-21 22:00 | 3 | März | 22 | 80 | 0 | 0 | 0 | 0 | 0 | 2.2662 | 1.1993 | 0.9957 | 4.4612 | 2.2662 | 0 | 0.96076 | 0 | 0 | 0 | 0 | 0 | 0.23853 | 0 | 0 | 0.9957 | 0 | 0 | 0.89613
1920 | 2018-03-21 23:00 | 3 | März | 23 | 80 | 0 | 0 | 0 | 0 | 0 | 1.5726 | 1.4057 | 0.63126 | 3.6096 | 1.5726 | 0 | 1.2822 | 0 | 0 | 0 | 0 | 0 | 0.12352 | 0 | 0 | 0.63126 | 0 | 0 | 0.56813
1921 | 2018-03-22 | 3 | März | 0 | 81 | 0 | 0 | 0 | 0 | 0 | 1.2135 | 1.6471 | 0.34706 | 3.2077 | 1.2135 | 0 | 1.5236 | 0 | 0 | 0 | 0 | 0 | 0.12352 | 0 | 0 | 0.34706 | 0 | 0 | 0.31235
1922 | 2018-03-22 01:00 | 3 | März | 1 | 81 | 0 | 0 | 0 | 0 | 0 | 1.1125 | 1.8818 | 0.040439 | 3.0348 | 1.1125 | 0 | 1.7583 | 0 | 0 | 0 | 0 | 0 | 0.12352 | 0 | 0 | 0.040439 | 0 | 0 | 0.036395
1923 | 2018-03-22 02:00 | 3 | März | 2 | 81 | 0 | 0 | 0 | 0 | 0 | 1.0883 | 2.1969 | 0.042189 | 3.3274 | 1.0883 | 0 | 1.9583 | 0 | 0 | 0 | 0 | 0 | 0.23853 | 0 | 0 | 0.042189 | 0 | 0 | 0.03797
1924 | 2018-03-22 03:00 | 3 | März | 3 | 81 | 0 | 0 | 0 | 0 | 0 | 1.1079 | 2.3111 | 0 | 3.4189 | 1.1079 | 0 | 2.0725 | 0 | 0 | 0 | 0 | 0 | 0.23853 | 0 | 0 | 0 | 0 | 0 | 0
1925 | 2018-03-22 04:00 | 3 | März | 4 | 81 | 0 | 0 | 0 | 0 | 0 | 1.2846 | 2.6037 | 0 | 3.8883 | 1.2846 | 0 | 2.1313 | 0 | 0 | 0 | 0 | 0 | 0.47239 | 0 | 0 | 0 | 0 | 0 | 0
1926 | 2018-03-22 05:00 | 3 | März | 5 | 81 | 0 | 0 | 0 | 0 | 0 | 2.1152 | 2.724 | 0 | 4.8393 | 2.1152 | 0 | 2.0216 | 0 | 0 | 0 | 0 | 0 | 0.70241 | 0 | 0 | 0 | 0 | 0 | 0
1927 | 2018-03-22 06:00 | 3 | März | 6 | 81 | 3.1332 | 2.8737 | 3.1332 | 0 | 0 | 0 | 2.601 | 0 | 2.601 | 2.8737 | 0 | 1.6942 | 0 | 0 | 0 | 0 | 0 | 1.1663 | 0 | 0 | 0 | 0 | 0 | 0
1928 | 2018-03-22 07:00 | 3 | März | 7 | 81 | 9.5686 | 3.0334 | 5.5627 | 0 | 4.006 | 0 | 0 | 0 | 0 | 3.0334 | 0 | 1.363 | 0 | 0 | 0 | 0 | 0 | 1.1663 | 0 | 0 | 0 | 0 | 0 | 0
1929 | 2018-03-22 08:00 | 3 | März | 8 | 81 | 12.1948 | 3.002 | 5.4968 | 0 | 6.698 | 0 | 0 | 0 | 0 | 3.002 | 0 | 1.5624 | 0 | 0 | 0 | 0 | 0 | 0.93243 | 0 | 0 | 0 | 0 | 0 | 0
1930 | 2018-03-22 09:00 | 3 | März | 9 | 81 | 16.1861 | 2.9216 | 5.1805 | 0 | 11.0056 | 0 | 0 | 0 | 0 | 2.9216 | 0 | 1.4646 | 0 | 0 | 0 | 0 | 0 | 0.5874 | 0 | 0 | 0.20694 | 0 | 0 | 0.18624
1931 | 2018-03-22 10:00 | 3 | März | 10 | 81 | 19.3193 | 2.9463 | 4.9928 | 0 | 14.3265 | 0 | 0 | 0 | 0 | 2.9463 | 0 | 1.1301 | 0 | 0 | 0 | 0 | 0 | 0.47239 | 0 | 0 | 0.44402 | 0 | 0 | 0.39962
1932 | 2018-03-22 11:00 | 3 | März | 11 | 81 | 22.1535 | 3.2833 | 5.1752 | 0 | 16.9783 | 0 | 0 | 0 | 0 | 3.2833 | 0 | 0.75646 | 0 | 0 | 0 | 0 | 0 | 0.70241 | 0 | 0 | 0.43304 | 0 | 0 | 0.38973
1933 | 2018-03-22 12:00 | 3 | März | 12 | 81 | 18.7083 | 3.2019 | 5.3216 | 0 | 13.3867 | 0 | 0 | 0 | 0 | 3.2019 | 0 | 0.34597 | 0 | 0 | 0 | 0 | 0 | 0.93243 | 0 | 0 | 0.84126 | 0 | 0 | 0.75713
1934 | 2018-03-22 13:00 | 3 | März | 13 | 81 | 16.5761 | 2.8129 | 4.6926 | 0 | 11.8835 | 0 | 0 | 0 | 0 | 2.8129 | 0 | 0.17305 | 0 | 0 | 0 | 0 | 0 | 0.5874 | 0 | 0 | 1.1192 | 0 | 0 | 1.0073
1935 | 2018-03-22 14:00 | 3 | März | 14 | 81 | 14.704 | 2.5372 | 4.0955 | 0 | 10.6085 | 0 | 0 | 0 | 0 | 2.5372 | 0 | 0.20568 | 0 | 0 | 0 | 0 | 0 | 0.35355 | 0 | 0 | 0.99905 | 0 | 0 | 0.89914
1936 | 2018-03-22 15:00 | 3 | März | 15 | 81 | 8.8666 | 2.3878 | 3.945 | 0 | 4.9216 | 0 | 0 | 0 | 0 | 2.3878 | 0 | 0.60041 | 0 | 0 | 0 | 0 | 0 | 0.35355 | 0 | 0 | 0.6033 | 0 | 0 | 0.54297
1937 | 2018-03-22 16:00 | 3 | März | 16 | 81 | 5.7204 | 2.5975 | 5.0487 | 0 | 0.67169 | 0 | 0 | 0 | 0 | 2.5975 | 0 | 0.68353 | 0 | 0 | 0 | 0 | 0 | 0.5874 | 0 | 0 | 1.1803 | 0 | 0 | 1.0622
1938 | 2018-03-22 17:00 | 3 | März | 17 | 81 | 2.4442 | 2.4442 | 2.4442 | 0 | 0 | 0.74125 | 1.4972 | 2.0695 | 4.308 | 3.1854 | 0 | 0.79477 | 0 | 0 | 0 | 0 | 0 | 0.70241 | 0 | 0 | 2.0695 | 0 | 0 | 1.8626
1939 | 2018-03-22 18:00 | 3 | März | 18 | 81 | 0 | 0 | 0 | 0 | 0 | 3.7434 | 1.3896 | 2.6644 | 7.7974 | 3.7434 | 0 | 0.68718 | 0 | 0 | 0 | 0 | 0 | 0.70241 | 0 | 0 | 2.6644 | 0 | 0 | 2.398
1940 | 2018-03-22 19:00 | 3 | März | 19 | 81 | 0 | 0 | 0 | 0 | 0 | 3.6636 | 1.4016 | 2.5359 | 7.601 | 3.6636 | 0 | 0.81418 | 0 | 0 | 0 | 0 | 0 | 0.5874 | 0 | 0 | 2.5359 | 0 | 0 | 2.2823
1941 | 2018-03-22 20:00 | 3 | März | 20 | 81 | 0 | 0 | 0 | 0 | 0 | 3.4142 | 1.5872 | 1.8296 | 6.831 | 3.4142 | 0 | 1.1148 | 0 | 0 | 0 | 0 | 0 | 0.47239 | 0 | 0 | 1.8296 | 0 | 0 | 1.6467
1942 | 2018-03-22 21:00 | 3 | März | 21 | 81 | 0 | 0 | 0 | 0 | 0 | 2.9968 | 1.5654 | 1.4543 | 6.0165 | 2.9968 | 0 | 1.3268 | 0 | 0 | 0 | 0 | 0 | 0.23853 | 0 | 0 | 1.4543 | 0 | 0 | 1.3089
1943 | 2018-03-22 22:00 | 3 | März | 22 | 81 | 0 | 0 | 0 | 0 | 0 | 2.2662 | 2.0298 | 0.9957 | 5.2916 | 2.2662 | 0 | 1.7912 | 0 | 0 | 0 | 0 | 0 | 0.23853 | 0 | 0 | 0.9957 | 0 | 0 | 0.89613
1944 | 2018-03-22 23:00 | 3 | März | 23 | 81 | 0 | 0 | 0 | 0 | 0 | 1.5726 | 2.2524 | 0.12317 | 3.9482 | 1.5726 | 0 | 2.1289 | 0 | 0 | 0 | 0 | 0 | 0.12352 | 0 | 0 | 0.12317 | 0 | 0 | 0.11085
1945 | 2018-03-23 | 3 | März | 0 | 82 | 0 | 0 | 0 | 0 | 0 | 1.2135 | 2.4049 | 0.091347 | 3.7098 | 1.2135 | 0 | 2.2814 | 0 | 0 | 0 | 0 | 0 | 0.12352 | 0 | 0 | 0.091347 | 0 | 0 | 0.082212
1946 | 2018-03-23 01:00 | 3 | März | 1 | 82 | 0 | 0 | 0 | 0 | 0 | 1.1125 | 2.4757 | 0 | 3.5882 | 1.1125 | 0 | 2.3522 | 0 | 0 | 0 | 0 | 0 | 0.12352 | 0 | 0 | 0 | 0 | 0 | 0
1947 | 2018-03-23 02:00 | 3 | März | 2 | 82 | 0 | 0 | 0 | 0 | 0 | 1.0883 | 2.6565 | 0.11659 | 3.8614 | 1.0883 | 0 | 2.418 | 0 | 0 | 0 | 0 | 0 | 0.23853 | 0 | 0 | 0.11659 | 0 | 0 | 0.10493
1948 | 2018-03-23 03:00 | 3 | März | 3 | 82 | 0 | 0 | 0 | 0 | 0 | 1.1079 | 2.6811 | 0.042301 | 3.8313 | 1.1079 | 0 | 2.4426 | 0 | 0 | 0 | 0 | 0 | 0.23853 | 0 | 0 | 0.042301 | 0 | 0 | 0.038071
1949 | 2018-03-23 04:00 | 3 | März | 4 | 82 | 0 | 0 | 0 | 0 | 0 | 1.2846 | 2.8989 | 0.039756 | 4.2233 | 1.2846 | 0 | 2.4265 | 0 | 0 | 0 | 0 | 0 | 0.47239 | 0 | 0 | 0.039756 | 0 | 0 | 0.035781
1950 | 2018-03-23 05:00 | 3 | März | 5 | 82 | 0 | 0 | 0 | 0 | 0 | 2.1152 | 2.9434 | 0 | 5.0586 | 2.1152 | 0 | 2.241 | 0 | 0 | 0 | 0 | 0 | 0.70241 | 0 | 0 | 0 | 0 | 0 | 0
1951 | 2018-03-23 06:00 | 3 | März | 6 | 82 | 4.5763 | 2.8737 | 4.5763 | 0 | 0 | 0 | 1.3726 | 0 | 1.3726 | 2.8737 | 0 | 1.909 | 0 | 0 | 0 | 0 | 0 | 1.1663 | 0 | 0 | 0 | 0 | 0 | 0
1952 | 2018-03-23 07:00 | 3 | März | 7 | 82 | 10.0887 | 3.0334 | 5.4728 | 0 | 4.6159 | 0 | 0 | 0 | 0 | 3.0334 | 0 | 1.2731 | 0 | 0 | 0 | 0 | 0 | 1.1663 | 0 | 0 | 0 | 0 | 0 | 0
1953 | 2018-03-23 08:00 | 3 | März | 8 | 82 | 13.2349 | 3.002 | 4.8151 | 0 | 8.4198 | 0 | 0 | 0 | 0 | 3.002 | 0 | 0.88067 | 0 | 0 | 0 | 0 | 0 | 0.93243 | 0 | 0 | 0 | 0 | 0 | 0
1954 | 2018-03-23 09:00 | 3 | März | 9 | 82 | 15.6921 | 2.9216 | 4.0933 | 0 | 11.5987 | 0 | 0 | 0 | 0 | 2.9216 | 0 | 0.41859 | 0 | 0 | 0 | 0 | 0 | 0.5874 | 0 | 0 | 0.16574 | 0 | 0 | 0.14917
1955 | 2018-03-23 10:00 | 3 | März | 10 | 82 | 17.0311 | 2.9463 | 3.8277 | 0 | 13.2034 | 0 | 0 | 0 | 0 | 2.9463 | 0 | 0.010795 | 0 | 0 | 0 | 0 | 0 | 0.47239 | 0 | 0 | 0.39821 | 0 | 0 | 0.35839
1956 | 2018-03-23 11:00 | 3 | März | 11 | 82 | 19.2933 | 3.2833 | 4.3816 | 0 | 14.9117 | 0 | 0 | 0 | 0 | 3.2833 | 0 | 0 | 0 | 0 | 0 | 0 | 0 | 0.70241 | 0 | 0 | 0.39589 | 0 | 0 | 0.3563
1957 | 2018-03-23 12:00 | 3 | März | 12 | 82 | 21.3214 | 3.2019 | 5.0791 | 0 | 16.2423 | 0 | 0 | 0 | 0 | 3.2019 | 0 | 0 | 0 | 0 | 0 | 0 | 0 | 0.93243 | 0 | 0 | 0.94478 | 0 | 0 | 0.8503
1958 | 2018-03-23 13:00 | 3 | März | 13 | 82 | 18.4482 | 2.8129 | 4.7648 | 0 | 13.6834 | 0 | 0 | 0 | 0 | 2.8129 | 0 | 0 | 0 | 0 | 0 | 0 | 0 | 0.5874 | 0 | 0 | 1.3646 | 0 | 0 | 1.2281
1959 | 2018-03-23 14:00 | 3 | März | 14 | 82 | 15.7571 | 2.5372 | 4.0673 | 0 | 11.6898 | 0 | 0 | 0 | 0 | 2.5372 | 0 | 0 | 0 | 0 | 0 | 0 | 0 | 0.35355 | 0 | 0 | 1.1765 | 0 | 0 | 1.0589
1960 | 2018-03-23 15:00 | 3 | März | 15 | 82 | 11.9608 | 2.3878 | 3.7138 | 0 | 8.2471 | 0 | 0 | 0 | 0 | 2.3878 | 0 | 0 | 0 | 0 | 0 | 0 | 0 | 0.35355 | 0 | 0 | 0.97242 | 0 | 0 | 0.87517
1961 | 2018-03-23 16:00 | 3 | März | 16 | 82 | 8.1515 | 2.5975 | 4.6435 | 0 | 3.5081 | 0 | 0 | 0 | 0 | 2.5975 | 0 | 0 | 0 | 0 | 0 | 0 | 0 | 0.5874 | 0 | 0 | 1.4586 | 0 | 0 | 1.3127
1962 | 2018-03-23 17:00 | 3 | März | 17 | 82 | 1.9891 | 1.9891 | 1.9891 | 0 | 0 | 1.1963 | 0.70241 | 1.6556 | 3.5542 | 3.1854 | 0 | 0 | 0 | 0 | 0 | 0 | 0 | 0.70241 | 0 | 0 | 1.6556 | 0 | 0 | 1.49
1963 | 2018-03-23 18:00 | 3 | März | 18 | 82 | 0 | 0 | 0 | 0 | 0 | 3.7434 | 0.70241 | 2.1629 | 6.6087 | 3.7434 | 0 | 0 | 0 | 0 | 0 | 0 | 0 | 0.70241 | 0 | 0 | 2.1629 | 0 | 0 | 1.9466
1964 | 2018-03-23 19:00 | 3 | März | 19 | 82 | 0 | 0 | 0 | 0 | 0 | 3.6636 | 0.83096 | 2.087 | 6.5815 | 3.6636 | 0 | 0.24356 | 0 | 0 | 0 | 0 | 0 | 0.5874 | 0 | 0 | 2.087 | 0 | 0 | 1.8783
1965 | 2018-03-23 20:00 | 3 | März | 20 | 82 | 0 | 0 | 0 | 0 | 0 | 3.4142 | 1.2812 | 1.7154 | 6.4108 | 3.4142 | 0 | 0.80881 | 0 | 0 | 0 | 0 | 0 | 0.47239 | 0 | 0 | 1.7154 | 0 | 0 | 1.5439
1966 | 2018-03-23 21:00 | 3 | März | 21 | 82 | 0 | 0 | 0 | 0 | 0 | 2.9968 | 1.275 | 1.2558 | 5.5275 | 2.9968 | 0 | 1.0364 | 0 | 0 | 0 | 0 | 0 | 0.23853 | 0 | 0 | 1.2558 | 0 | 0 | 1.1302
1967 | 2018-03-23 22:00 | 3 | März | 22 | 82 | 0 | 0 | 0 | 0 | 0 | 2.2662 | 1.7265 | 0.75773 | 4.7504 | 2.2662 | 0 | 1.488 | 0 | 0 | 0 | 0 | 0 | 0.23853 | 0 | 0 | 0.75773 | 0 | 0 | 0.68195
1968 | 2018-03-23 23:00 | 3 | März | 23 | 82 | 0 | 0 | 0 | 0 | 0 | 1.5726 | 1.9505 | 0.49733 | 4.0205 | 1.5726 | 0 | 1.827 | 0 | 0 | 0 | 0 | 0 | 0.12352 | 0 | 0 | 0.49733 | 0 | 0 | 0.4476
1969 | 2018-03-24 | 3 | März | 0 | 83 | 0 | 0 | 0 | 0 | 0 | 1.2135 | 2.1483 | 0 | 3.3618 | 1.2135 | 0 | 2.0248 | 0 | 0 | 0 | 0 | 0 | 0.12352 | 0 | 0 | 0 | 0 | 0 | 0
1970 | 2018-03-24 01:00 | 3 | März | 1 | 83 | 0 | 0 | 0 | 0 | 0 | 1.1125 | 2.2938 | 0 | 3.4063 | 1.1125 | 0 | 2.1703 | 0 | 0 | 0 | 0 | 0 | 0.12352 | 0 | 0 | 0 | 0 | 0 | 0
1971 | 2018-03-24 02:00 | 3 | März | 2 | 83 | 0 | 0 | 0 | 0 | 0 | 1.0883 | 2.4044 | 0.085531 | 3.5783 | 1.0883 | 0 | 2.2809 | 0 | 0 | 0 | 0 | 0 | 0.12352 | 0 | 0 | 0.085531 | 0 | 0 | 0.076978
1972 | 2018-03-24 03:00 | 3 | März | 3 | 83 | 0 | 0 | 0 | 0 | 0 | 1.1079 | 2.4589 | 0.025909 | 3.5927 | 1.1079 | 0 | 2.3354 | 0 | 0 | 0 | 0 | 0 | 0.12352 | 0 | 0 | 0.025909 | 0 | 0 | 0.023318
1973 | 2018-03-24 04:00 | 3 | März | 4 | 83 | 0 | 0 | 0 | 0 | 0 | 1.2846 | 2.4724 | 0.055915 | 3.8129 | 1.2846 | 0 | 2.3488 | 0 | 0 | 0 | 0 | 0 | 0.12352 | 0 | 0 | 0.055915 | 0 | 0 | 0.050323
1974 | 2018-03-24 05:00 | 3 | März | 5 | 83 | 0 | 0 | 0 | 0 | 0 | 2.1152 | 2.4154 | 0 | 4.5306 | 2.1152 | 0 | 2.1769 | 0 | 0 | 0 | 0 | 0 | 0.23853 | 0 | 0 | 0 | 0 | 0 | 0
1975 | 2018-03-24 06:00 | 3 | März | 6 | 83 | 3.6272 | 2.8737 | 3.6272 | 0 | 0 | 0 | 1.5408 | 0 | 1.5408 | 2.8737 | 0 | 1.822 | 0 | 0 | 0 | 0 | 0 | 0.47239 | 0 | 0 | 0 | 0 | 0 | 0
1976 | 2018-03-24 07:00 | 3 | März | 7 | 83 | 8.3336 | 3.0334 | 4.8223 | 0 | 3.5113 | 0 | 0 | 0 | 0 | 3.0334 | 0 | 1.0864 | 0 | 0 | 0 | 0 | 0 | 0.70241 | 0 | 0 | 0 | 0 | 0 | 0
1977 | 2018-03-24 08:00 | 3 | März | 8 | 83 | 12.7929 | 3.002 | 4.2179 | 0 | 8.575 | 0 | 0 | 0 | 0 | 3.002 | 0 | 0.51351 | 0 | 0 | 0 | 0 | 0 | 0.70241 | 0 | 0 | 0 | 0 | 0 | 0
1978 | 2018-03-24 09:00 | 3 | März | 9 | 83 | 14.652 | 2.9216 | 3.7821 | 0 | 10.8699 | 0 | 0 | 0 | 0 | 2.9216 | 0 | 0 | 0 | 0 | 0 | 0 | 0 | 0.5874 | 0 | 0 | 0.27308 | 0 | 0 | 0.24577
1979 | 2018-03-24 10:00 | 3 | März | 10 | 83 | 15.224 | 2.9463 | 3.8788 | 0 | 11.3453 | 0 | 0 | 0 | 0 | 2.9463 | 0 | 0 | 0 | 0 | 0 | 0 | 0 | 0.35738 | 0 | 0 | 0.57504 | 0 | 0 | 0.51754
1980 | 2018-03-24 11:00 | 3 | März | 11 | 83 | 23.1156 | 3.2833 | 4.3652 | 0 | 18.7504 | 0 | 0 | 0 | 0 | 3.2833 | 0 | 0 | 0 | 0 | 0 | 0 | 0 | 0.5874 | 0 | 0 | 0.49448 | 0 | 0 | 0.44503
1981 | 2018-03-24 12:00 | 3 | März | 12 | 83 | 22.2055 | 3.2019 | 4.7072 | 0 | 17.4983 | 0 | 0 | 0 | 0 | 3.2019 | 0 | 0 | 0 | 0 | 0 | 0 | 0 | 0.70241 | 0 | 0 | 0.80292 | 0 | 0 | 0.72263
1982 | 2018-03-24 13:00 | 3 | März | 13 | 83 | 14.223 | 2.8129 | 4.9436 | 0 | 9.2794 | 0 | 0 | 0 | 0 | 2.8129 | 0 | 0 | 0 | 0 | 0 | 0 | 0 | 0.70241 | 0 | 0 | 1.4283 | 0 | 0 | 1.2855
1983 | 2018-03-24 14:00 | 3 | März | 14 | 83 | 14.158 | 2.5372 | 4.1515 | 0 | 10.0065 | 0 | 0 | 0 | 0 | 2.5372 | 0 | 0 | 0 | 0 | 0 | 0 | 0 | 0.5874 | 0 | 0 | 1.0268 | 0 | 0 | 0.92416
1984 | 2018-03-24 15:00 | 3 | März | 15 | 83 | 11.4538 | 2.3878 | 3.707 | 0 | 7.7467 | 0 | 0 | 0 | 0 | 2.3878 | 0 | 0 | 0 | 0 | 0 | 0 | 0 | 0.5874 | 0 | 0 | 0.73184 | 0 | 0 | 0.65866
1985 | 2018-03-24 16:00 | 3 | März | 16 | 83 | 5.7984 | 2.5975 | 4.4818 | 0 | 1.3166 | 0 | 0 | 0 | 0 | 2.5975 | 0 | 0 | 0 | 0 | 0 | 0 | 0 | 1.0513 | 0 | 0 | 0.83299 | 0 | 0 | 0.74969
1986 | 2018-03-24 17:00 | 3 | März | 17 | 83 | 0.36402 | 0.36402 | 0.36402 | 0 | 0 | 2.8214 | 0.81742 | 1.2201 | 4.859 | 3.1854 | 0 | 0 | 0 | 0 | 0 | 0 | 0 | 0.81742 | 0 | 0 | 1.2201 | 0 | 0 | 1.0981
1987 | 2018-03-24 18:00 | 3 | März | 18 | 83 | 0 | 0 | 0 | 0 | 0 | 3.7434 | 0.47239 | 1.9034 | 6.1193 | 3.7434 | 0 | 0 | 0 | 0 | 0 | 0 | 0 | 0.47239 | 0 | 0 | 1.9034 | 0 | 0 | 1.7131
1988 | 2018-03-24 19:00 | 3 | März | 19 | 83 | 0 | 0 | 0 | 0 | 0 | 3.6636 | 0.47239 | 1.7545 | 5.8904 | 3.6636 | 0 | 0 | 0 | 0 | 0 | 0 | 0 | 0.47239 | 0 | 0 | 1.7545 | 0 | 0 | 1.579
1989 | 2018-03-24 20:00 | 3 | März | 20 | 83 | 0 | 0 | 0 | 0 | 0 | 3.4142 | 0.23853 | 1.2804 | 4.9331 | 3.4142 | 0 | 0 | 0 | 0 | 0 | 0 | 0 | 0.23853 | 0 | 0 | 1.2804 | 0 | 0 | 1.1523
1990 | 2018-03-24 21:00 | 3 | März | 21 | 83 | 0 | 0 | 0 | 0 | 0 | 2.9968 | 0.23853 | 0.99691 | 4.2323 | 2.9968 | 0 | 0 | 0 | 0 | 0 | 0 | 0 | 0.23853 | 0 | 0 | 0.99691 | 0 | 0 | 0.89722
1991 | 2018-03-24 22:00 | 3 | März | 22 | 83 | 0 | 0 | 0 | 0 | 0 | 2.2662 | 0.78014 | 0.5535 | 3.5998 | 2.2662 | 0 | 0.5416 | 0 | 0 | 0 | 0 | 0 | 0.23853 | 0 | 0 | 0.5535 | 0 | 0 | 0.49815
1992 | 2018-03-24 23:00 | 3 | März | 23 | 83 | 0 | 0 | 0 | 0 | 0 | 1.5726 | 2.0364 | 0.49099 | 4.1001 | 1.5726 | 0 | 1.9129 | 0 | 0 | 0 | 0 | 0 | 0.12352 | 0 | 0 | 0.49099 | 0 | 0 | 0.44189
1993 | 2018-03-25 | 3 | März | 0 | 84 | 0 | 0 | 0 | 0 | 0 | 1.2135 | 2.2646 | 0.59399 | 4.0721 | 1.2135 | 0 | 2.1411 | 0 | 0 | 0 | 0 | 0 | 0.12352 | 0 | 0 | 0.59399 | 0 | 0 | 0.53459
1994 | 2018-03-25 01:00 | 3 | März | 1 | 84 | 0 | 0 | 0 | 0 | 0 | 1.1125 | 2.4401 | 0.39144 | 3.9441 | 1.1125 | 0 | 2.3166 | 0 | 0 | 0 | 0 | 0 | 0.12352 | 0 | 0 | 0.39144 | 0 | 0 | 0.35229
1995 | 2018-03-25 02:00 | 3 | März | 2 | 84 | 0 | 0 | 0 | 0 | 0 | 1.0883 | 2.5955 | 0.014074 | 3.6979 | 1.0883 | 0 | 2.472 | 0 | 0 | 0 | 0 | 0 | 0.12352 | 0 | 0 | 0.014074 | 0 | 0 | 0.012667
1996 | 2018-03-25 03:00 | 3 | März | 3 | 84 | 0 | 0 | 0 | 0 | 0 | 1.1079 | 2.6648 | 0.026572 | 3.7993 | 1.1079 | 0 | 2.5413 | 0 | 0 | 0 | 0 | 0 | 0.12352 | 0 | 0 | 0.026572 | 0 | 0 | 0.023914
1997 | 2018-03-25 04:00 | 3 | März | 4 | 84 | 0 | 0 | 0 | 0 | 0 | 1.2846 | 2.693 | 0.02326 | 4.0008 | 1.2846 | 0 | 2.5694 | 0 | 0 | 0 | 0 | 0 | 0.12352 | 0 | 0 | 0.02326 | 0 | 0 | 0.020934
1998 | 2018-03-25 05:00 | 3 | März | 5 | 84 | 0 | 0 | 0 | 0 | 0 | 2.1152 | 2.5346 | 0 | 4.6498 | 2.1152 | 0 | 2.4111 | 0 | 0 | 0 | 0 | 0 | 0.12352 | 0 | 0 | 0 | 0 | 0 | 0
1999 | 2018-03-25 06:00 | 3 | März | 6 | 84 | 6.7865 | 2.8737 | 5.0517 | 0 | 1.7348 | 0 | 0 | 0 | 0 | 2.8737 | 0 | 2.0545 | 0 | 0 | 0 | 0 | 0 | 0.12352 | 0 | 0 | 0 | 0 | 0 | 0
2000 | 2018-03-25 07:00 | 3 | März | 7 | 84 | 13.3649 | 3.0334 | 4.3664 | 0 | 8.9985 | 0 | 0 | 0 | 0 | 3.0334 | 0 | 1.0944 | 0 | 0 | 0 | 0 | 0 | 0.23853 | 0 | 0 | 0 | 0 | 0 | 0
2001 | 2018-03-25 08:00 | 3 | März | 8 | 84 | 17.6292 | 3.002 | 3.8012 | 0 | 13.828 | 0 | 0 | 0 | 0 | 3.002 | 0 | 0.44183 | 0 | 0 | 0 | 0 | 0 | 0.35738 | 0 | 0 | 0 | 0 | 0 | 0
2002 | 2018-03-25 09:00 | 3 | März | 9 | 84 | 11.6488 | 2.9216 | 3.9217 | 0 | 7.7271 | 0 | 0 | 0 | 0 | 2.9216 | 0 | 0 | 0 | 0 | 0 | 0 | 0 | 0.70241 | 0 | 0 | 0.29766 | 0 | 0 | 0.2679
2003 | 2018-03-25 10:00 | 3 | März | 10 | 84 | 5.5904 | 2.9463 | 4.2558 | 0 | 1.3345 | 0 | 0 | 0 | 0 | 2.9463 | 0 | 0 | 0 | 0 | 0 | 0 | 0 | 0.70241 | 0 | 0 | 0.60708 | 0 | 0 | 0.54638
2004 | 2018-03-25 11:00 | 3 | März | 11 | 84 | 9.3606 | 3.2833 | 4.6932 | 0 | 4.6674 | 0 | 0 | 0 | 0 | 3.2833 | 0 | 0 | 0 | 0 | 0 | 0 | 0 | 0.93243 | 0 | 0 | 0.47745 | 0 | 0 | 0.4297
2005 | 2018-03-25 12:00 | 3 | März | 12 | 84 | 22.1405 | 3.2019 | 4.6464 | 0 | 17.494 | 0 | 0 | 0 | 0 | 3.2019 | 0 | 0 | 0 | 0 | 0 | 0 | 0 | 0.93243 | 0 | 0 | 0.51211 | 0 | 0 | 0.4609
2006 | 2018-03-25 13:00 | 3 | März | 13 | 84 | 10.5437 | 2.8129 | 4.3357 | 0 | 6.208 | 0 | 0 | 0 | 0 | 2.8129 | 0 | 0 | 0 | 0 | 0 | 0 | 0 | 0.81742 | 0 | 0 | 0.70537 | 0 | 0 | 0.63484
2007 | 2018-03-25 14:00 | 3 | März | 14 | 84 | 3.3282 | 2.5372 | 3.3282 | 0 | 0 | 0 | 0 | 0.46969 | 0.46969 | 2.5372 | 0 | 0 | 0 | 0 | 0 | 0 | 0 | 0.5874 | 0 | 0 | 0.6733 | 0 | 0 | 0.60597
2008 | 2018-03-25 15:00 | 3 | März | 15 | 84 | 1.0011 | 1.0011 | 1.0011 | 0 | 0 | 1.3867 | 0.47239 | 0.691 | 2.5501 | 2.3878 | 0 | 0 | 0 | 0 | 0 | 0 | 0 | 0.47239 | 0 | 0 | 0.691 | 0 | 0 | 0.6219
2009 | 2018-03-25 16:00 | 3 | März | 16 | 84 | 0.54604 | 0.54604 | 0.54604 | 0 | 0 | 2.0515 | 0.5874 | 0.81723 | 3.4561 | 2.5975 | 0 | 0 | 0 | 0 | 0 | 0 | 0 | 0.5874 | 0 | 0 | 0.81723 | 0 | 0 | 0.73551
2010 | 2018-03-25 17:00 | 3 | März | 17 | 84 | 0.31202 | 0.31202 | 0.31202 | 0 | 0 | 2.8734 | 0.70241 | 1.2113 | 4.7871 | 3.1854 | 0 | 0 | 0 | 0 | 0 | 0 | 0 | 0.70241 | 0 | 0 | 1.2113 | 0 | 0 | 1.0901
2011 | 2018-03-25 18:00 | 3 | März | 18 | 84 | 0 | 0 | 0 | 0 | 0 | 3.7434 | 0.70241 | 1.9407 | 6.3865 | 3.7434 | 0 | 0 | 0 | 0 | 0 | 0 | 0 | 0.70241 | 0 | 0 | 1.9407 | 0 | 0 | 1.7466
2012 | 2018-03-25 19:00 | 3 | März | 19 | 84 | 0 | 0 | 0 | 0 | 0 | 3.6636 | 0.47239 | 2.17 | 6.306 | 3.6636 | 0 | 0 | 0 | 0 | 0 | 0 | 0 | 0.47239 | 0 | 0 | 2.17 | 0 | 0 | 1.953
2013 | 2018-03-25 20:00 | 3 | März | 20 | 84 | 0 | 0 | 0 | 0 | 0 | 3.4142 | 0.47239 | 1.905 | 5.7916 | 3.4142 | 0 | 0 | 0 | 0 | 0 | 0 | 0 | 0.47239 | 0 | 0 | 1.905 | 0 | 0 | 1.7145
2014 | 2018-03-25 21:00 | 3 | März | 21 | 84 | 0 | 0 | 0 | 0 | 0 | 2.9968 | 0.23853 | 1.5578 | 4.7932 | 2.9968 | 0 | 0 | 0 | 0 | 0 | 0 | 0 | 0.23853 | 0 | 0 | 1.5578 | 0 | 0 | 1.402
2015 | 2018-03-25 22:00 | 3 | März | 22 | 84 | 0 | 0 | 0 | 0 | 0 | 2.2662 | 0.23853 | 0.88022 | 3.3849 | 2.2662 | 0 | 0 | 0 | 0 | 0 | 0 | 0 | 0.23853 | 0 | 0 | 0.88022 | 0 | 0 | 0.7922
2016 | 2018-03-25 23:00 | 3 | März | 23 | 84 | 0 | 0 | 0 | 0 | 0 | 1.5726 | 0.12352 | 0.73599 | 2.4322 | 1.5726 | 0 | 0 | 0 | 0 | 0 | 0 | 0 | 0.12352 | 0 | 0 | 0.73599 | 0 | 0 | 0.66239
2017 | 2018-03-26 | 3 | März | 0 | 85 | 0 | 0 | 0 | 0 | 0 | 1.3604 | 0.12352 | 0.37687 | 1.8608 | 1.3604 | 0 | 0 | 0 | 0 | 0 | 0 | 0 | 0.12352 | 0 | 0 | 0.37687 | 0 | 0 | 0.33918
2018 | 2018-03-26 01:00 | 3 | März | 1 | 85 | 0 | 0 | 0 | 0 | 0 | 1.1574 | 0.84439 | 0.57442 | 2.5762 | 1.1574 | 0 | 0.72086 | 0 | 0 | 0 | 0 | 0 | 0.12352 | 0 | 0 | 0.57442 | 0 | 0 | 0.51697
2019 | 2018-03-26 02:00 | 3 | März | 2 | 85 | 0 | 0 | 0 | 0 | 0 | 1.1022 | 2.2714 | 0.34995 | 3.7236 | 1.1022 | 0 | 2.0329 | 0 | 0 | 0 | 0 | 0 | 0.23853 | 0 | 0 | 0.34995 | 0 | 0 | 0.31496
2020 | 2018-03-26 03:00 | 3 | März | 3 | 85 | 0 | 0 | 0 | 0 | 0 | 1.0893 | 2.3195 | 0 | 3.4088 | 1.0893 | 0 | 2.0809 | 0 | 0 | 0 | 0 | 0 | 0.23853 | 0 | 0 | 0 | 0 | 0 | 0
2021 | 2018-03-26 04:00 | 3 | März | 4 | 85 | 0 | 0 | 0 | 0 | 0 | 1.1306 | 2.5722 | 0 | 3.7027 | 1.1306 | 0 | 2.0998 | 0 | 0 | 0 | 0 | 0 | 0.47239 | 0 | 0 | 0 | 0 | 0 | 0
2022 | 2018-03-26 05:00 | 3 | März | 5 | 85 | 0 | 0 | 0 | 0 | 0 | 1.4073 | 2.7589 | 0 | 4.1661 | 1.4073 | 0 | 2.0564 | 0 | 0 | 0 | 0 | 0 | 0.70241 | 0 | 0 | 0 | 0 | 0 | 0
2023 | 2018-03-26 06:00 | 3 | März | 6 | 85 | 5.4474 | 2.1219 | 5.0347 | 0 | 0.41266 | 0 | 0 | 0 | 0 | 2.1219 | 0 | 1.7465 | 0 | 0 | 0 | 0 | 0 | 1.1663 | 0 | 0 | 0 | 0 | 0 | 0
2024 | 2018-03-26 07:00 | 3 | März | 7 | 85 | 11.3758 | 2.8726 | 5.0426 | 0 | 6.3332 | 0 | 0 | 0 | 0 | 2.8726 | 0 | 1.0036 | 0 | 0 | 0 | 0 | 0 | 1.1663 | 0 | 0 | 0 | 0 | 0 | 0
2025 | 2018-03-26 08:00 | 3 | März | 8 | 85 | 15.094 | 3.2993 | 4.8808 | 0 | 10.2132 | 0 | 0 | 0 | 0 | 3.2993 | 0 | 0.6491 | 0 | 0 | 0 | 0 | 0 | 0.93243 | 0 | 0 | 0 | 0 | 0 | 0
2026 | 2018-03-26 09:00 | 3 | März | 9 | 85 | 19.2413 | 3.5652 | 4.5953 | 0 | 14.646 | 0 | 0 | 0 | 0 | 3.5652 | 0 | 0.23579 | 0 | 0 | 0 | 0 | 0 | 0.5874 | 0 | 0 | 0.20694 | 0 | 0 | 0.18624
2027 | 2018-03-26 10:00 | 3 | März | 10 | 85 | 22.7515 | 3.7414 | 4.6578 | 0 | 18.0937 | 0 | 0 | 0 | 0 | 3.7414 | 0 | 0 | 0 | 0 | 0 | 0 | 0 | 0.47239 | 0 | 0 | 0.44402 | 0 | 0 | 0.39962
2028 | 2018-03-26 11:00 | 3 | März | 11 | 85 | 24.5196 | 3.9382 | 5.0737 | 0 | 19.446 | 0 | 0 | 0 | 0 | 3.9382 | 0 | 0 | 0 | 0 | 0 | 0 | 0 | 0.70241 | 0 | 0 | 0.43304 | 0 | 0 | 0.38973
2029 | 2018-03-26 12:00 | 3 | März | 12 | 85 | 24.4156 | 3.8573 | 5.631 | 0 | 18.7846 | 0 | 0 | 0 | 0 | 3.8573 | 0 | 0 | 0 | 0 | 0 | 0 | 0 | 0.93243 | 0 | 0 | 0.84126 | 0 | 0 | 0.75713
2030 | 2018-03-26 13:00 | 3 | März | 13 | 85 | 22.4785 | 3.5239 | 5.2306 | 0 | 17.2479 | 0 | 0 | 0 | 0 | 3.5239 | 0 | 0 | 0 | 0 | 0 | 0 | 0 | 0.5874 | 0 | 0 | 1.1192 | 0 | 0 | 1.0073
2031 | 2018-03-26 14:00 | 3 | März | 14 | 85 | 19.0463 | 3.2642 | 4.6168 | 0 | 14.4294 | 0 | 0 | 0 | 0 | 3.2642 | 0 | 0 | 0 | 0 | 0 | 0 | 0 | 0.35355 | 0 | 0 | 0.99905 | 0 | 0 | 0.89914
2032 | 2018-03-26 15:00 | 3 | März | 15 | 85 | 15.068 | 3.2199 | 4.1768 | 0 | 10.8912 | 0 | 0 | 0 | 0 | 3.2199 | 0 | 0 | 0 | 0 | 0 | 0 | 0 | 0.35355 | 0 | 0 | 0.6033 | 0 | 0 | 0.54297
2033 | 2018-03-26 16:00 | 3 | März | 16 | 85 | 11.5318 | 3.4848 | 5.2524 | 0 | 6.2793 | 0 | 0 | 0 | 0 | 3.4848 | 0 | 0 | 0 | 0 | 0 | 0 | 0 | 0.5874 | 0 | 0 | 1.1803 | 0 | 0 | 1.0622
2034 | 2018-03-26 17:00 | 3 | März | 17 | 85 | 5.8114 | 3.9774 | 5.8114 | 0 | 0 | 0 | 0 | 0.93793 | 0.93793 | 3.9774 | 0 | 0 | 0 | 0 | 0 | 0 | 0 | 0.70241 | 0 | 0 | 2.0695 | 0 | 0 | 1.8626
2035 | 2018-03-26 18:00 | 3 | März | 18 | 85 | 0 | 0 | 0 | 0 | 0 | 4.2819 | 0.70241 | 2.6644 | 7.6487 | 4.2819 | 0 | 0 | 0 | 0 | 0 | 0 | 0 | 0.70241 | 0 | 0 | 2.6644 | 0 | 0 | 2.398
2036 | 2018-03-26 19:00 | 3 | März | 19 | 85 | 0 | 0 | 0 | 0 | 0 | 3.9176 | 0.5874 | 2.5359 | 7.0409 | 3.9176 | 0 | 0 | 0 | 0 | 0 | 0 | 0 | 0.5874 | 0 | 0 | 2.5359 | 0 | 0 | 2.2823
2037 | 2018-03-26 20:00 | 3 | März | 20 | 85 | 0 | 0 | 0 | 0 | 0 | 3.2364 | 0.47239 | 1.8296 | 5.5384 | 3.2364 | 0 | 0 | 0 | 0 | 0 | 0 | 0 | 0.47239 | 0 | 0 | 1.8296 | 0 | 0 | 1.6467
2038 | 2018-03-26 21:00 | 3 | März | 21 | 85 | 0 | 0 | 0 | 0 | 0 | 3.0561 | 0.23853 | 1.4543 | 4.7489 | 3.0561 | 0 | 0 | 0 | 0 | 0 | 0 | 0 | 0.23853 | 0 | 0 | 1.4543 | 0 | 0 | 1.3089
2039 | 2018-03-26 22:00 | 3 | März | 22 | 85 | 0 | 0 | 0 | 0 | 0 | 2.6011 | 0.23853 | 0.9957 | 3.8353 | 2.6011 | 0 | 0 | 0 | 0 | 0 | 0 | 0 | 0.23853 | 0 | 0 | 0.9957 | 0 | 0 | 0.89613
2040 | 2018-03-26 23:00 | 3 | März | 23 | 85 | 0 | 0 | 0 | 0 | 0 | 1.7076 | 0.12352 | 0.63126 | 2.4624 | 1.7076 | 0 | 0 | 0 | 0 | 0 | 0 | 0 | 0.12352 | 0 | 0 | 0.63126 | 0 | 0 | 0.56813
2041 | 2018-03-27 | 3 | März | 0 | 86 | 0 | 0 | 0 | 0 | 0 | 1.9369 | 0.12352 | 0.34706 | 2.4075 | 1.9369 | 0 | 0 | 0 | 0 | 0 | 0 | 0 | 0.12352 | 0 | 0 | 0.34706 | 0 | 0 | 0.31235
2042 | 2018-03-27 01:00 | 3 | März | 1 | 86 | 0 | 0 | 0 | 0 | 0 | 1.482 | 0.53608 | 0.040439 | 2.0585 | 1.482 | 0 | 0.41256 | 0 | 0 | 0 | 0 | 0 | 0.12352 | 0 | 0 | 0.040439 | 0 | 0 | 0.036395
2043 | 2018-03-27 02:00 | 3 | März | 2 | 86 | 0 | 0 | 0 | 0 | 0 | 1.2073 | 1.6738 | 0.042189 | 2.9233 | 1.2073 | 0 | 1.4353 | 0 | 0 | 0 | 0 | 0 | 0.23853 | 0 | 0 | 0.042189 | 0 | 0 | 0.03797
2044 | 2018-03-27 03:00 | 3 | März | 3 | 86 | 0 | 0 | 0 | 0 | 0 | 1.1125 | 1.6989 | 0 | 2.8114 | 1.1125 | 0 | 1.4603 | 0 | 0 | 0 | 0 | 0 | 0.23853 | 0 | 0 | 0 | 0 | 0 | 0
2045 | 2018-03-27 04:00 | 3 | März | 4 | 86 | 0 | 0 | 0 | 0 | 0 | 1.0899 | 1.9535 | 0 | 3.0434 | 1.0899 | 0 | 1.4811 | 0 | 0 | 0 | 0 | 0 | 0.47239 | 0 | 0 | 0 | 0 | 0 | 0
2046 | 2018-03-27 05:00 | 3 | März | 5 | 86 | 0 | 0 | 0 | 0 | 0 | 1.0919 | 2.1978 | 0 | 3.2897 | 1.0919 | 0 | 1.4954 | 0 | 0 | 0 | 0 | 0 | 0.70241 | 0 | 0 | 0 | 0 | 0 | 0
2047 | 2018-03-27 06:00 | 3 | März | 6 | 86 | 5.3824 | 1.1424 | 3.6127 | 0 | 1.7697 | 0 | 0 | 0 | 0 | 1.1424 | 0 | 1.304 | 0 | 0 | 0 | 0 | 0 | 1.1663 | 0 | 0 | 0 | 0 | 0 | 0
2048 | 2018-03-27 07:00 | 3 | März | 7 | 86 | 11.0117 | 1.551 | 3.2733 | 0 | 7.7385 | 0 | 0 | 0 | 0 | 1.551 | 0 | 0.55599 | 0 | 0 | 0 | 0 | 0 | 1.1663 | 0 | 0 | 0 | 0 | 0 | 0
2049 | 2018-03-27 08:00 | 3 | März | 8 | 86 | 14.756 | 2.4924 | 3.5271 | 0 | 11.2289 | 0 | 0 | 0 | 0 | 2.4924 | 0 | 0.10223 | 0 | 0 | 0 | 0 | 0 | 0.93243 | 0 | 0 | 0 | 0 | 0 | 0
2050 | 2018-03-27 09:00 | 3 | März | 9 | 86 | 18.7083 | 3.4879 | 4.2822 | 0 | 14.4261 | 0 | 0 | 0 | 0 | 3.4879 | 0 | 0 | 0 | 0 | 0 | 0 | 0 | 0.5874 | 0 | 0 | 0.20694 | 0 | 0 | 0.18624
2051 | 2018-03-27 10:00 | 3 | März | 10 | 86 | 21.9325 | 4.0145 | 4.9309 | 0 | 17.0016 | 0 | 0 | 0 | 0 | 4.0145 | 0 | 0 | 0 | 0 | 0 | 0 | 0 | 0.47239 | 0 | 0 | 0.44402 | 0 | 0 | 0.39962
2052 | 2018-03-27 11:00 | 3 | März | 11 | 86 | 23.6616 | 4.4287 | 5.5642 | 0 | 18.0974 | 0 | 0 | 0 | 0 | 4.4287 | 0 | 0 | 0 | 0 | 0 | 0 | 0 | 0.70241 | 0 | 0 | 0.43304 | 0 | 0 | 0.38973
2053 | 2018-03-27 12:00 | 3 | März | 12 | 86 | 23.8176 | 4.4828 | 6.2565 | 0 | 17.5611 | 0 | 0 | 0 | 0 | 4.4828 | 0 | 0 | 0 | 0 | 0 | 0 | 0 | 0.93243 | 0 | 0 | 0.84126 | 0 | 0 | 0.75713
2054 | 2018-03-27 13:00 | 3 | März | 13 | 86 | 21.8545 | 3.6754 | 5.3821 | 0 | 16.4724 | 0 | 0 | 0 | 0 | 3.6754 | 0 | 0 | 0 | 0 | 0 | 0 | 0 | 0.5874 | 0 | 0 | 1.1192 | 0 | 0 | 1.0073
2055 | 2018-03-27 14:00 | 3 | März | 14 | 86 | 18.1492 | 3.0082 | 4.3608 | 0 | 13.7885 | 0 | 0 | 0 | 0 | 3.0082 | 0 | 0 | 0 | 0 | 0 | 0 | 0 | 0.35355 | 0 | 0 | 0.99905 | 0 | 0 | 0.89914
2056 | 2018-03-27 15:00 | 3 | März | 15 | 86 | 14.483 | 2.6944 | 3.6512 | 0 | 10.8318 | 0 | 0 | 0 | 0 | 2.6944 | 0 | 0 | 0 | 0 | 0 | 0 | 0 | 0.35355 | 0 | 0 | 0.6033 | 0 | 0 | 0.54297
2057 | 2018-03-27 16:00 | 3 | März | 16 | 86 | 10.7517 | 2.4115 | 4.1792 | 0 | 6.5726 | 0 | 0 | 0 | 0 | 2.4115 | 0 | 0 | 0 | 0 | 0 | 0 | 0 | 0.5874 | 0 | 0 | 1.1803 | 0 | 0 | 1.0622
2058 | 2018-03-27 17:00 | 3 | März | 17 | 86 | 4.7843 | 2.5032 | 4.7843 | 0 | 0 | 0 | 0 | 0.49084 | 0.49084 | 2.5032 | 0 | 0 | 0 | 0 | 0 | 0 | 0 | 0.70241 | 0 | 0 | 2.0695 | 0 | 0 | 1.8626
2059 | 2018-03-27 18:00 | 3 | März | 18 | 86 | 0 | 0 | 0 | 0 | 0 | 3.035 | 0.70241 | 2.6644 | 6.4018 | 3.035 | 0 | 0 | 0 | 0 | 0 | 0 | 0 | 0.70241 | 0 | 0 | 2.6644 | 0 | 0 | 2.398
2060 | 2018-03-27 19:00 | 3 | März | 19 | 86 | 0 | 0 | 0 | 0 | 0 | 3.5167 | 0.5874 | 2.5359 | 6.64 | 3.5167 | 0 | 0 | 0 | 0 | 0 | 0 | 0 | 0.5874 | 0 | 0 | 2.5359 | 0 | 0 | 2.2823
2061 | 2018-03-27 20:00 | 3 | März | 20 | 86 | 0 | 0 | 0 | 0 | 0 | 3.3895 | 0.47239 | 1.8296 | 5.6915 | 3.3895 | 0 | 0 | 0 | 0 | 0 | 0 | 0 | 0.47239 | 0 | 0 | 1.8296 | 0 | 0 | 1.6467
2062 | 2018-03-27 21:00 | 3 | März | 21 | 86 | 0 | 0 | 0 | 0 | 0 | 3.1663 | 0.68596 | 1.4543 | 5.3066 | 3.1663 | 0 | 0.44743 | 0 | 0 | 0 | 0 | 0 | 0.23853 | 0 | 0 | 1.4543 | 0 | 0 | 1.3089
2063 | 2018-03-27 22:00 | 3 | März | 22 | 86 | 0 | 0 | 0 | 0 | 0 | 2.8304 | 1.1235 | 0.9957 | 4.9496 | 2.8304 | 0 | 0.88499 | 0 | 0 | 0 | 0 | 0 | 0.23853 | 0 | 0 | 0.9957 | 0 | 0 | 0.89613
2064 | 2018-03-27 23:00 | 3 | März | 23 | 86 | 0 | 0 | 0 | 0 | 0 | 1.5726 | 1.4736 | 0.63126 | 3.6775 | 1.5726 | 0 | 1.3501 | 0 | 0 | 0 | 0 | 0 | 0.12352 | 0 | 0 | 0.63126 | 0 | 0 | 0.56813
2065 | 2018-03-28 | 3 | März | 0 | 87 | 0 | 0 | 0 | 0 | 0 | 1.2135 | 1.7333 | 0.34706 | 3.2939 | 1.2135 | 0 | 1.6098 | 0 | 0 | 0 | 0 | 0 | 0.12352 | 0 | 0 | 0.34706 | 0 | 0 | 0.31235
2066 | 2018-03-28 01:00 | 3 | März | 1 | 87 | 0 | 0 | 0 | 0 | 0 | 1.1125 | 1.9392 | 0.040439 | 3.0921 | 1.1125 | 0 | 1.8156 | 0 | 0 | 0 | 0 | 0 | 0.12352 | 0 | 0 | 0.040439 | 0 | 0 | 0.036395
2067 | 2018-03-28 02:00 | 3 | März | 2 | 87 | 0 | 0 | 0 | 0 | 0 | 1.0883 | 2.2694 | 0.042189 | 3.3998 | 1.0883 | 0 | 2.0308 | 0 | 0 | 0 | 0 | 0 | 0.23853 | 0 | 0 | 0.042189 | 0 | 0 | 0.03797
2068 | 2018-03-28 03:00 | 3 | März | 3 | 87 | 0 | 0 | 0 | 0 | 0 | 1.1079 | 2.3684 | 0 | 3.4763 | 1.1079 | 0 | 2.1299 | 0 | 0 | 0 | 0 | 0 | 0.23853 | 0 | 0 | 0 | 0 | 0 | 0
2069 | 2018-03-28 04:00 | 3 | März | 4 | 87 | 0 | 0 | 0 | 0 | 0 | 1.2846 | 2.6594 | 0 | 3.944 | 1.2846 | 0 | 2.187 | 0 | 0 | 0 | 0 | 0 | 0.47239 | 0 | 0 | 0 | 0 | 0 | 0
2070 | 2018-03-28 05:00 | 3 | März | 5 | 87 | 0 | 0 | 0 | 0 | 0 | 2.1152 | 2.7568 | 0 | 4.8721 | 2.1152 | 0 | 2.0544 | 0 | 0 | 0 | 0 | 0 | 0.70241 | 0 | 0 | 0 | 0 | 0 | 0
2071 | 2018-03-28 06:00 | 3 | März | 6 | 87 | 1.8461 | 1.8461 | 1.8461 | 0 | 0 | 1.0276 | 2.8222 | 0 | 3.8498 | 2.8737 | 0 | 1.6559 | 0 | 0 | 0 | 0 | 0 | 1.1663 | 0 | 0 | 0 | 0 | 0 | 0
2072 | 2018-03-28 07:00 | 3 | März | 7 | 87 | 2.3012 | 2.3012 | 2.3012 | 0 | 0 | 0.73225 | 1.9975 | 0 | 2.7298 | 3.0334 | 0 | 0.83121 | 0 | 0 | 0 | 0 | 0 | 1.1663 | 0 | 0 | 0 | 0 | 0 | 0
2073 | 2018-03-28 08:00 | 3 | März | 8 | 87 | 6.7345 | 3.002 | 4.3284 | 0 | 2.406 | 0 | 0 | 0 | 0 | 3.002 | 0 | 0.39401 | 0 | 0 | 0 | 0 | 0 | 0.93243 | 0 | 0 | 0 | 0 | 0 | 0
2074 | 2018-03-28 09:00 | 3 | März | 9 | 87 | 9.8547 | 2.9216 | 3.7159 | 0 | 6.1387 | 0 | 0 | 0 | 0 | 2.9216 | 0 | 0 | 0 | 0 | 0 | 0 | 0 | 0.5874 | 0 | 0 | 0.20694 | 0 | 0 | 0.18624
2075 | 2018-03-28 10:00 | 3 | März | 10 | 87 | 10.4527 | 2.9463 | 3.8627 | 0 | 6.59 | 0 | 0 | 0 | 0 | 2.9463 | 0 | 0 | 0 | 0 | 0 | 0 | 0 | 0.47239 | 0 | 0 | 0.44402 | 0 | 0 | 0.39962
2076 | 2018-03-28 11:00 | 3 | März | 11 | 87 | 27.0418 | 3.2833 | 4.4188 | 0 | 22.6231 | 0 | 0 | 0 | 0 | 3.2833 | 0 | 0 | 0 | 0 | 0 | 0 | 0 | 0.70241 | 0 | 0 | 0.43304 | 0 | 0 | 0.38973
2077 | 2018-03-28 12:00 | 3 | März | 12 | 87 | 22.9335 | 3.2019 | 4.9756 | 0 | 17.958 | 0 | 0 | 0 | 0 | 3.2019 | 0 | 0 | 0 | 0 | 0 | 0 | 0 | 0.93243 | 0 | 0 | 0.84126 | 0 | 0 | 0.75713
2078 | 2018-03-28 13:00 | 3 | März | 13 | 87 | 15.8871 | 2.8129 | 4.5195 | 0 | 11.3676 | 0 | 0 | 0 | 0 | 2.8129 | 0 | 0 | 0 | 0 | 0 | 0 | 0 | 0.5874 | 0 | 0 | 1.1192 | 0 | 0 | 1.0073
2079 | 2018-03-28 14:00 | 3 | März | 14 | 87 | 12.8969 | 2.5372 | 3.8898 | 0 | 9.0071 | 0 | 0 | 0 | 0 | 2.5372 | 0 | 0 | 0 | 0 | 0 | 0 | 0 | 0.35355 | 0 | 0 | 0.99905 | 0 | 0 | 0.89914
2080 | 2018-03-28 15:00 | 3 | März | 15 | 87 | 9.5946 | 2.3878 | 3.3446 | 0 | 6.25 | 0 | 0 | 0 | 0 | 2.3878 | 0 | 0 | 0 | 0 | 0 | 0 | 0 | 0.35355 | 0 | 0 | 0.6033 | 0 | 0 | 0.54297
2081 | 2018-03-28 16:00 | 3 | März | 16 | 87 | 1.0141 | 1.0141 | 1.0141 | 0 | 0 | 1.5834 | 0.5874 | 1.1803 | 3.3511 | 2.5975 | 0 | 0 | 0 | 0 | 0 | 0 | 0 | 0.5874 | 0 | 0 | 1.1803 | 0 | 0 | 1.0622
2082 | 2018-03-28 17:00 | 3 | März | 17 | 87 | 0.14301 | 0.14301 | 0.14301 | 0 | 0 | 3.0424 | 0.70241 | 2.0695 | 5.8144 | 3.1854 | 0 | 0 | 0 | 0 | 0 | 0 | 0 | 0.70241 | 0 | 0 | 2.0695 | 0 | 0 | 1.8626
2083 | 2018-03-28 18:00 | 3 | März | 18 | 87 | 0 | 0 | 0 | 0 | 0 | 3.7434 | 0.70241 | 2.6644 | 7.1102 | 3.7434 | 0 | 0 | 0 | 0 | 0 | 0 | 0 | 0.70241 | 0 | 0 | 2.6644 | 0 | 0 | 2.398
2084 | 2018-03-28 19:00 | 3 | März | 19 | 87 | 0 | 0 | 0 | 0 | 0 | 3.6636 | 0.5874 | 2.5359 | 6.7869 | 3.6636 | 0 | 0 | 0 | 0 | 0 | 0 | 0 | 0.5874 | 0 | 0 | 2.5359 | 0 | 0 | 2.2823
2085 | 2018-03-28 20:00 | 3 | März | 20 | 87 | 0 | 0 | 0 | 0 | 0 | 3.4142 | 0.47239 | 1.8296 | 5.7162 | 3.4142 | 0 | 0 | 0 | 0 | 0 | 0 | 0 | 0.47239 | 0 | 0 | 1.8296 | 0 | 0 | 1.6467
2086 | 2018-03-28 21:00 | 3 | März | 21 | 87 | 0 | 0 | 0 | 0 | 0 | 2.9968 | 0.23853 | 1.4543 | 4.6897 | 2.9968 | 0 | 0 | 0 | 0 | 0 | 0 | 0 | 0.23853 | 0 | 0 | 1.4543 | 0 | 0 | 1.3089
2087 | 2018-03-28 22:00 | 3 | März | 22 | 87 | 0 | 0 | 0 | 0 | 0 | 2.2662 | 0.23853 | 0.9957 | 3.5004 | 2.2662 | 0 | 0 | 0 | 0 | 0 | 0 | 0 | 0.23853 | 0 | 0 | 0.9957 | 0 | 0 | 0.89613
2088 | 2018-03-28 23:00 | 3 | März | 23 | 87 | 0 | 0 | 0 | 0 | 0 | 1.5726 | 0.12352 | 0.63126 | 2.3274 | 1.5726 | 0 | 0 | 0 | 0 | 0 | 0 | 0 | 0.12352 | 0 | 0 | 0.63126 | 0 | 0 | 0.56813
2089 | 2018-03-29 | 3 | März | 0 | 88 | 0 | 0 | 0 | 0 | 0 | 1.2135 | 1.2768 | 0.34706 | 2.8374 | 1.2135 | 0 | 1.1533 | 0 | 0 | 0 | 0 | 0 | 0.12352 | 0 | 0 | 0.34706 | 0 | 0 | 0.31235
2090 | 2018-03-29 01:00 | 3 | März | 1 | 88 | 0 | 0 | 0 | 0 | 0 | 1.1125 | 1.7871 | 0.040439 | 2.94 | 1.1125 | 0 | 1.6635 | 0 | 0 | 0 | 0 | 0 | 0.12352 | 0 | 0 | 0.040439 | 0 | 0 | 0.036395
2091 | 2018-03-29 02:00 | 3 | März | 2 | 88 | 0 | 0 | 0 | 0 | 0 | 1.0883 | 1.9234 | 0.042189 | 3.0539 | 1.0883 | 0 | 1.6848 | 0 | 0 | 0 | 0 | 0 | 0.23853 | 0 | 0 | 0.042189 | 0 | 0 | 0.03797
2092 | 2018-03-29 03:00 | 3 | März | 3 | 88 | 0 | 0 | 0 | 0 | 0 | 1.1079 | 1.918 | 0 | 3.0259 | 1.1079 | 0 | 1.6795 | 0 | 0 | 0 | 0 | 0 | 0.23853 | 0 | 0 | 0 | 0 | 0 | 0
2093 | 2018-03-29 04:00 | 3 | März | 4 | 88 | 0 | 0 | 0 | 0 | 0 | 1.2846 | 2.1042 | 0 | 3.3888 | 1.2846 | 0 | 1.6318 | 0 | 0 | 0 | 0 | 0 | 0.47239 | 0 | 0 | 0 | 0 | 0 | 0
2094 | 2018-03-29 05:00 | 3 | März | 5 | 88 | 0 | 0 | 0 | 0 | 0 | 2.1152 | 2.1109 | 0 | 4.2261 | 2.1152 | 0 | 1.4084 | 0 | 0 | 0 | 0 | 0 | 0.70241 | 0 | 0 | 0 | 0 | 0 | 0
2095 | 2018-03-29 06:00 | 3 | März | 6 | 88 | 0.24702 | 0.24702 | 0.24702 | 0 | 0 | 2.6267 | 2.0763 | 0 | 4.703 | 2.8737 | 0 | 0.91002 | 0 | 0 | 0 | 0 | 0 | 1.1663 | 0 | 0 | 0 | 0 | 0 | 0
2096 | 2018-03-29 07:00 | 3 | März | 7 | 88 | 0.91006 | 0.91006 | 0.91006 | 0 | 0 | 2.1233 | 1.3228 | 0 | 3.4462 | 3.0334 | 0 | 0.15656 | 0 | 0 | 0 | 0 | 0 | 1.1663 | 0 | 0 | 0 | 0 | 0 | 0
2097 | 2018-03-29 08:00 | 3 | März | 8 | 88 | 1.6121 | 1.6121 | 1.6121 | 0 | 0 | 1.3899 | 0.93243 | 0 | 2.3223 | 3.002 | 0 | 0 | 0 | 0 | 0 | 0 | 0 | 0.93243 | 0 | 0 | 0 | 0 | 0 | 0
2098 | 2018-03-29 09:00 | 3 | März | 9 | 88 | 2.2622 | 2.2622 | 2.2622 | 0 | 0 | 0.65945 | 0.5874 | 0.20694 | 1.4538 | 2.9216 | 0 | 0 | 0 | 0 | 0 | 0 | 0 | 0.5874 | 0 | 0 | 0.20694 | 0 | 0 | 0.18624
2099 | 2018-03-29 10:00 | 3 | März | 10 | 88 | 2.9382 | 2.9382 | 2.9382 | 0 | 0 | 0.008132 | 0.47239 | 0.44402 | 0.92454 | 2.9463 | 0 | 0 | 0 | 0 | 0 | 0 | 0 | 0.47239 | 0 | 0 | 0.44402 | 0 | 0 | 0.39962
2100 | 2018-03-29 11:00 | 3 | März | 11 | 88 | 3.1072 | 3.1072 | 3.1072 | 0 | 0 | 0.1761 | 0.70241 | 0.43304 | 1.3115 | 3.2833 | 0 | 0 | 0 | 0 | 0 | 0 | 0 | 0.70241 | 0 | 0 | 0.43304 | 0 | 0 | 0.38973
2101 | 2018-03-29 12:00 | 3 | März | 12 | 88 | 2.8342 | 2.8342 | 2.8342 | 0 | 0 | 0.36771 | 0.93243 | 0.84126 | 2.1414 | 3.2019 | 0 | 0 | 0 | 0 | 0 | 0 | 0 | 0.93243 | 0 | 0 | 0.84126 | 0 | 0 | 0.75713
2102 | 2018-03-29 13:00 | 3 | März | 13 | 88 | 2.6652 | 2.6652 | 2.6652 | 0 | 0 | 0.1477 | 0.5874 | 1.1192 | 1.8543 | 2.8129 | 0 | 0 | 0 | 0 | 0 | 0 | 0 | 0.5874 | 0 | 0 | 1.1192 | 0 | 0 | 1.0073
2103 | 2018-03-29 14:00 | 3 | März | 14 | 88 | 2.2231 | 2.2231 | 2.2231 | 0 | 0 | 0.31406 | 0.35355 | 0.99905 | 1.6667 | 2.5372 | 0 | 0 | 0 | 0 | 0 | 0 | 0 | 0.35355 | 0 | 0 | 0.99905 | 0 | 0 | 0.89914
2104 | 2018-03-29 15:00 | 3 | März | 15 | 88 | 1.5341 | 1.5341 | 1.5341 | 0 | 0 | 0.85369 | 0.35355 | 0.6033 | 1.8105 | 2.3878 | 0 | 0 | 0 | 0 | 0 | 0 | 0 | 0.35355 | 0 | 0 | 0.6033 | 0 | 0 | 0.54297
2105 | 2018-03-29 16:00 | 3 | März | 16 | 88 | 0.84506 | 0.84506 | 0.84506 | 0 | 0 | 1.7524 | 0.5874 | 1.1803 | 3.5201 | 2.5975 | 0 | 0 | 0 | 0 | 0 | 0 | 0 | 0.5874 | 0 | 0 | 1.1803 | 0 | 0 | 1.0622
2106 | 2018-03-29 17:00 | 3 | März | 17 | 88 | 0.24702 | 0.24702 | 0.24702 | 0 | 0 | 2.9384 | 0.70241 | 2.0695 | 5.7104 | 3.1854 | 0 | 0 | 0 | 0 | 0 | 0 | 0 | 0.70241 | 0 | 0 | 2.0695 | 0 | 0 | 1.8626
2107 | 2018-03-29 18:00 | 3 | März | 18 | 88 | 0 | 0 | 0 | 0 | 0 | 3.7434 | 0.70241 | 2.6644 | 7.1102 | 3.7434 | 0 | 0 | 0 | 0 | 0 | 0 | 0 | 0.70241 | 0 | 0 | 2.6644 | 0 | 0 | 2.398
2108 | 2018-03-29 19:00 | 3 | März | 19 | 88 | 0 | 0 | 0 | 0 | 0 | 3.6636 | 0.5874 | 2.5359 | 6.7869 | 3.6636 | 0 | 0 | 0 | 0 | 0 | 0 | 0 | 0.5874 | 0 | 0 | 2.5359 | 0 | 0 | 2.2823
2109 | 2018-03-29 20:00 | 3 | März | 20 | 88 | 0 | 0 | 0 | 0 | 0 | 3.4142 | 0.47239 | 1.8296 | 5.7162 | 3.4142 | 0 | 0 | 0 | 0 | 0 | 0 | 0 | 0.47239 | 0 | 0 | 1.8296 | 0 | 0 | 1.6467
2110 | 2018-03-29 21:00 | 3 | März | 21 | 88 | 0 | 0 | 0 | 0 | 0 | 2.9968 | 0.23853 | 1.4543 | 4.6897 | 2.9968 | 0 | 0 | 0 | 0 | 0 | 0 | 0 | 0.23853 | 0 | 0 | 1.4543 | 0 | 0 | 1.3089
2111 | 2018-03-29 22:00 | 3 | März | 22 | 88 | 0 | 0 | 0 | 0 | 0 | 2.2662 | 0.23853 | 0.9957 | 3.5004 | 2.2662 | 0 | 0 | 0 | 0 | 0 | 0 | 0 | 0.23853 | 0 | 0 | 0.9957 | 0 | 0 | 0.89613
2112 | 2018-03-29 23:00 | 3 | März | 23 | 88 | 0 | 0 | 0 | 0 | 0 | 1.5726 | 0.12352 | 0.12317 | 1.8193 | 1.5726 | 0 | 0 | 0 | 0 | 0 | 0 | 0 | 0.12352 | 0 | 0 | 0.12317 | 0 | 0 | 0.11085
2113 | 2018-03-30 | 3 | März | 0 | 89 | 0 | 0 | 0 | 0 | 0 | 1.2135 | 0.12352 | 0.091347 | 1.4284 | 1.2135 | 0 | 0 | 0 | 0 | 0 | 0 | 0 | 0.12352 | 0 | 0 | 0.091347 | 0 | 0 | 0.082212
2114 | 2018-03-30 01:00 | 3 | März | 1 | 89 | 0 | 0 | 0 | 0 | 0 | 1.1125 | 0.12352 | 0 | 1.236 | 1.1125 | 0 | 0 | 0 | 0 | 0 | 0 | 0 | 0.12352 | 0 | 0 | 0 | 0 | 0 | 0
2115 | 2018-03-30 02:00 | 3 | März | 2 | 89 | 0 | 0 | 0 | 0 | 0 | 1.0883 | 0.23853 | 0.11659 | 1.4434 | 1.0883 | 0 | 0 | 0 | 0 | 0 | 0 | 0 | 0.23853 | 0 | 0 | 0.11659 | 0 | 0 | 0.10493
2116 | 2018-03-30 03:00 | 3 | März | 3 | 89 | 0 | 0 | 0 | 0 | 0 | 1.1079 | 0.23853 | 0.042301 | 1.3887 | 1.1079 | 0 | 0 | 0 | 0 | 0 | 0 | 0 | 0.23853 | 0 | 0 | 0.042301 | 0 | 0 | 0.038071
2117 | 2018-03-30 04:00 | 3 | März | 4 | 89 | 0 | 0 | 0 | 0 | 0 | 1.2846 | 0.47239 | 0.039756 | 1.7968 | 1.2846 | 0 | 0 | 0 | 0 | 0 | 0 | 0 | 0.47239 | 0 | 0 | 0.039756 | 0 | 0 | 0.035781
2118 | 2018-03-30 05:00 | 3 | März | 5 | 89 | 0.026002 | 0.026002 | 0.026002 | 0 | 0 | 2.0892 | 2.2877 | 0 | 4.3769 | 2.1152 | 0 | 1.5853 | 0 | 0 | 0 | 0 | 0 | 0.70241 | 0 | 0 | 0 | 0 | 0 | 0
2119 | 2018-03-30 06:00 | 3 | März | 6 | 89 | 1.2871 | 1.2871 | 1.2871 | 0 | 0 | 1.5866 | 2.3086 | 0 | 3.8952 | 2.8737 | 0 | 1.1424 | 0 | 0 | 0 | 0 | 0 | 1.1663 | 0 | 0 | 0 | 0 | 0 | 0
2120 | 2018-03-30 07:00 | 3 | März | 7 | 89 | 11.8048 | 3.0334 | 4.6633 | 0 | 7.1415 | 0 | 0 | 0 | 0 | 3.0334 | 0 | 0.46362 | 0 | 0 | 0 | 0 | 0 | 1.1663 | 0 | 0 | 0 | 0 | 0 | 0
2121 | 2018-03-30 08:00 | 3 | März | 8 | 89 | 11.6618 | 3.002 | 3.9344 | 0 | 7.7274 | 0 | 0 | 0 | 0 | 3.002 | 0 | 0 | 0 | 0 | 0 | 0 | 0 | 0.93243 | 0 | 0 | 0 | 0 | 0 | 0
2122 | 2018-03-30 09:00 | 3 | März | 9 | 89 | 8.3596 | 2.9216 | 3.6747 | 0 | 4.6848 | 0 | 0 | 0 | 0 | 2.9216 | 0 | 0 | 0 | 0 | 0 | 0 | 0 | 0.5874 | 0 | 0 | 0.16574 | 0 | 0 | 0.14917
2123 | 2018-03-30 10:00 | 3 | März | 10 | 89 | 17.6422 | 2.9463 | 3.8169 | 0 | 13.8253 | 0 | 0 | 0 | 0 | 2.9463 | 0 | 0 | 0 | 0 | 0 | 0 | 0 | 0.47239 | 0 | 0 | 0.39821 | 0 | 0 | 0.35839
2124 | 2018-03-30 11:00 | 3 | März | 11 | 89 | 21.7505 | 3.2833 | 4.3816 | 0 | 17.3689 | 0 | 0 | 0 | 0 | 3.2833 | 0 | 0 | 0 | 0 | 0 | 0 | 0 | 0.70241 | 0 | 0 | 0.39589 | 0 | 0 | 0.3563
2125 | 2018-03-30 12:00 | 3 | März | 12 | 89 | 28.6539 | 3.2019 | 5.0791 | 0 | 23.5748 | 0 | 0 | 0 | 0 | 3.2019 | 0 | 0 | 0 | 0 | 0 | 0 | 0 | 0.93243 | 0 | 0 | 0.94478 | 0 | 0 | 0.8503
2126 | 2018-03-30 13:00 | 3 | März | 13 | 89 | 19.6053 | 2.8129 | 4.7648 | 0 | 14.8405 | 0 | 0 | 0 | 0 | 2.8129 | 0 | 0 | 0 | 0 | 0 | 0 | 0 | 0.5874 | 0 | 0 | 1.3646 | 0 | 0 | 1.2281
2127 | 2018-03-30 14:00 | 3 | März | 14 | 89 | 10.6347 | 2.5372 | 4.0673 | 0 | 6.5674 | 0 | 0 | 0 | 0 | 2.5372 | 0 | 0 | 0 | 0 | 0 | 0 | 0 | 0.35355 | 0 | 0 | 1.1765 | 0 | 0 | 1.0589
2128 | 2018-03-30 15:00 | 3 | März | 15 | 89 | 2.7952 | 2.3878 | 2.7952 | 0 | 0 | 0 | 0 | 0.91856 | 0.91856 | 2.3878 | 0 | 0 | 0 | 0 | 0 | 0 | 0 | 0.35355 | 0 | 0 | 0.97242 | 0 | 0 | 0.87517
2129 | 2018-03-30 16:00 | 3 | März | 16 | 89 | 0.59804 | 0.59804 | 0.59804 | 0 | 0 | 1.9995 | 0.5874 | 1.4586 | 4.0454 | 2.5975 | 0 | 0 | 0 | 0 | 0 | 0 | 0 | 0.5874 | 0 | 0 | 1.4586 | 0 | 0 | 1.3127
2130 | 2018-03-30 17:00 | 3 | März | 17 | 89 | 2.7822 | 2.7822 | 2.7822 | 0 | 0 | 0.40322 | 0.70241 | 1.6556 | 2.7612 | 3.1854 | 0 | 0 | 0 | 0 | 0 | 0 | 0 | 0.70241 | 0 | 0 | 1.6556 | 0 | 0 | 1.49
2131 | 2018-03-30 18:00 | 3 | März | 18 | 89 | 0 | 0 | 0 | 0 | 0 | 3.7434 | 0.70241 | 2.1629 | 6.6087 | 3.7434 | 0 | 0 | 0 | 0 | 0 | 0 | 0 | 0.70241 | 0 | 0 | 2.1629 | 0 | 0 | 1.9466
2132 | 2018-03-30 19:00 | 3 | März | 19 | 89 | 0 | 0 | 0 | 0 | 0 | 3.6636 | 0.5874 | 2.087 | 6.338 | 3.6636 | 0 | 0 | 0 | 0 | 0 | 0 | 0 | 0.5874 | 0 | 0 | 2.087 | 0 | 0 | 1.8783
2133 | 2018-03-30 20:00 | 3 | März | 20 | 89 | 0 | 0 | 0 | 0 | 0 | 3.4142 | 0.47239 | 1.7154 | 5.602 | 3.4142 | 0 | 0 | 0 | 0 | 0 | 0 | 0 | 0.47239 | 0 | 0 | 1.7154 | 0 | 0 | 1.5439
2134 | 2018-03-30 21:00 | 3 | März | 21 | 89 | 0 | 0 | 0 | 0 | 0 | 2.9968 | 0.23853 | 1.2558 | 4.4911 | 2.9968 | 0 | 0 | 0 | 0 | 0 | 0 | 0 | 0.23853 | 0 | 0 | 1.2558 | 0 | 0 | 1.1302
2135 | 2018-03-30 22:00 | 3 | März | 22 | 89 | 0 | 0 | 0 | 0 | 0 | 2.2662 | 0.23853 | 0.75773 | 3.2624 | 2.2662 | 0 | 0 | 0 | 0 | 0 | 0 | 0 | 0.23853 | 0 | 0 | 0.75773 | 0 | 0 | 0.68195
2136 | 2018-03-30 23:00 | 3 | März | 23 | 89 | 0 | 0 | 0 | 0 | 0 | 1.5726 | 0.12352 | 0.49733 | 2.1935 | 1.5726 | 0 | 0 | 0 | 0 | 0 | 0 | 0 | 0.12352 | 0 | 0 | 0.49733 | 0 | 0 | 0.4476
2137 | 2018-03-31 | 3 | März | 0 | 90 | 0 | 0 | 0 | 0 | 0 | 1.2135 | 0.12352 | 0 | 1.337 | 1.2135 | 0 | 0 | 0 | 0 | 0 | 0 | 0 | 0.12352 | 0 | 0 | 0 | 0 | 0 | 0
2138 | 2018-03-31 01:00 | 3 | März | 1 | 90 | 0 | 0 | 0 | 0 | 0 | 1.1125 | 0.12352 | 0 | 1.236 | 1.1125 | 0 | 0 | 0 | 0 | 0 | 0 | 0 | 0.12352 | 0 | 0 | 0 | 0 | 0 | 0
2139 | 2018-03-31 02:00 | 3 | März | 2 | 90 | 0 | 0 | 0 | 0 | 0 | 1.0883 | 0.12352 | 0.085531 | 1.2974 | 1.0883 | 0 | 0 | 0 | 0 | 0 | 0 | 0 | 0.12352 | 0 | 0 | 0.085531 | 0 | 0 | 0.076978
2140 | 2018-03-31 03:00 | 3 | März | 3 | 90 | 0 | 0 | 0 | 0 | 0 | 1.1079 | 0.12352 | 0.025909 | 1.2573 | 1.1079 | 0 | 0 | 0 | 0 | 0 | 0 | 0 | 0.12352 | 0 | 0 | 0.025909 | 0 | 0 | 0.023318
2141 | 2018-03-31 04:00 | 3 | März | 4 | 90 | 0 | 0 | 0 | 0 | 0 | 1.2846 | 1.34 | 0.055915 | 2.6805 | 1.2846 | 0 | 1.2165 | 0 | 0 | 0 | 0 | 0 | 0.12352 | 0 | 0 | 0.055915 | 0 | 0 | 0.050323
2142 | 2018-03-31 05:00 | 3 | März | 5 | 90 | 0.026002 | 0.026002 | 0.026002 | 0 | 0 | 2.0892 | 1.8466 | 0 | 3.9358 | 2.1152 | 0 | 1.6081 | 0 | 0 | 0 | 0 | 0 | 0.23853 | 0 | 0 | 0 | 0 | 0 | 0
2143 | 2018-03-31 06:00 | 3 | März | 6 | 90 | 7.0075 | 2.8737 | 4.4533 | 0 | 2.5541 | 0 | 0 | 0 | 0 | 2.8737 | 0 | 1.1073 | 0 | 0 | 0 | 0 | 0 | 0.47239 | 0 | 0 | 0 | 0 | 0 | 0
2144 | 2018-03-31 07:00 | 3 | März | 7 | 90 | 12.0908 | 3.0334 | 4.1518 | 0 | 7.939 | 0 | 0 | 0 | 0 | 3.0334 | 0 | 0.41598 | 0 | 0 | 0 | 0 | 0 | 0.70241 | 0 | 0 | 0 | 0 | 0 | 0
2145 | 2018-03-31 08:00 | 3 | März | 8 | 90 | 15.9781 | 3.002 | 3.7044 | 0 | 12.2737 | 0 | 0 | 0 | 0 | 3.002 | 0 | 0 | 0 | 0 | 0 | 0 | 0 | 0.70241 | 0 | 0 | 0 | 0 | 0 | 0
2146 | 2018-03-31 09:00 | 3 | März | 9 | 90 | 20.0343 | 2.9216 | 3.7821 | 0 | 16.2523 | 0 | 0 | 0 | 0 | 2.9216 | 0 | 0 | 0 | 0 | 0 | 0 | 0 | 0.5874 | 0 | 0 | 0.27308 | 0 | 0 | 0.24577
2147 | 2018-03-31 10:00 | 3 | März | 10 | 90 | 23.2456 | 2.9463 | 3.8788 | 0 | 19.3668 | 0 | 0 | 0 | 0 | 2.9463 | 0 | 0 | 0 | 0 | 0 | 0 | 0 | 0.35738 | 0 | 0 | 0.57504 | 0 | 0 | 0.51754
2148 | 2018-03-31 11:00 | 3 | März | 11 | 90 | 25.2217 | 3.2833 | 4.3652 | 0 | 20.8565 | 0 | 0 | 0 | 0 | 3.2833 | 0 | 0 | 0 | 0 | 0 | 0 | 0 | 0.5874 | 0 | 0 | 0.49448 | 0 | 0 | 0.44503
2149 | 2018-03-31 12:00 | 3 | März | 12 | 90 | 25.0917 | 3.2019 | 4.7072 | 0 | 20.3845 | 0 | 0 | 0 | 0 | 3.2019 | 0 | 0 | 0 | 0 | 0 | 0 | 0 | 0.70241 | 0 | 0 | 0.80292 | 0 | 0 | 0.72263
2150 | 2018-03-31 13:00 | 3 | März | 13 | 90 | 23.1416 | 2.8129 | 4.9436 | 0 | 18.198 | 0 | 0 | 0 | 0 | 2.8129 | 0 | 0 | 0 | 0 | 0 | 0 | 0 | 0.70241 | 0 | 0 | 1.4283 | 0 | 0 | 1.2855
2151 | 2018-03-31 14:00 | 3 | März | 14 | 90 | 19.5013 | 2.5372 | 4.1515 | 0 | 15.3499 | 0 | 0 | 0 | 0 | 2.5372 | 0 | 0 | 0 | 0 | 0 | 0 | 0 | 0.5874 | 0 | 0 | 1.0268 | 0 | 0 | 0.92416
2152 | 2018-03-31 15:00 | 3 | März | 15 | 90 | 15.484 | 2.3878 | 3.707 | 0 | 11.777 | 0 | 0 | 0 | 0 | 2.3878 | 0 | 0 | 0 | 0 | 0 | 0 | 0 | 0.5874 | 0 | 0 | 0.73184 | 0 | 0 | 0.65866
2153 | 2018-03-31 16:00 | 3 | März | 16 | 90 | 11.8958 | 2.5975 | 4.4818 | 0 | 7.414 | 0 | 0 | 0 | 0 | 2.5975 | 0 | 0 | 0 | 0 | 0 | 0 | 0 | 1.0513 | 0 | 0 | 0.83299 | 0 | 0 | 0.74969
2154 | 2018-03-31 17:00 | 3 | März | 17 | 90 | 6.7215 | 3.1854 | 5.223 | 0 | 1.4985 | 0 | 0 | 0 | 0 | 3.1854 | 0 | 0 | 0 | 0 | 0 | 0 | 0 | 0.81742 | 0 | 0 | 1.2201 | 0 | 0 | 1.0981
2155 | 2018-03-31 18:00 | 3 | März | 18 | 90 | 0 | 0 | 0 | 0 | 0 | 3.7434 | 0.47239 | 1.9034 | 6.1193 | 3.7434 | 0 | 0 | 0 | 0 | 0 | 0 | 0 | 0.47239 | 0 | 0 | 1.9034 | 0 | 0 | 1.7131
2156 | 2018-03-31 19:00 | 3 | März | 19 | 90 | 0 | 0 | 0 | 0 | 0 | 3.6636 | 0.47239 | 1.7545 | 5.8904 | 3.6636 | 0 | 0 | 0 | 0 | 0 | 0 | 0 | 0.47239 | 0 | 0 | 1.7545 | 0 | 0 | 1.579
2157 | 2018-03-31 20:00 | 3 | März | 20 | 90 | 0 | 0 | 0 | 0 | 0 | 3.4142 | 0.23853 | 1.2804 | 4.9331 | 3.4142 | 0 | 0 | 0 | 0 | 0 | 0 | 0 | 0.23853 | 0 | 0 | 1.2804 | 0 | 0 | 1.1523
2158 | 2018-03-31 21:00 | 3 | März | 21 | 90 | 0 | 0 | 0 | 0 | 0 | 2.9968 | 0.23853 | 0.99691 | 4.2323 | 2.9968 | 0 | 0 | 0 | 0 | 0 | 0 | 0 | 0.23853 | 0 | 0 | 0.99691 | 0 | 0 | 0.89722
2159 | 2018-03-31 22:00 | 3 | März | 22 | 90 | 0 | 0 | 0 | 0 | 0 | 2.2662 | 0.23853 | 0.5535 | 3.0582 | 2.2662 | 0 | 0 | 0 | 0 | 0 | 0 | 0 | 0.23853 | 0 | 0 | 0.5535 | 0 | 0 | 0.49815
2160 | 2018-03-31 23:00 | 3 | März | 23 | 90 | 0 | 0 | 0 | 0 | 0 | 1.5726 | 0.12352 | 0.49099 | 2.1872 | 1.5726 | 0 | 0 | 0 | 0 | 0 | 0 | 0 | 0.12352 | 0 | 0 | 0.49099 | 0 | 0 | 0.44189
2161 | 2018-04-01 | 4 | April | 0 | 91 | 0 | 0 | 0 | 0 | 0 | 1.2135 | 0.12352 | 0.59399 | 1.931 | 1.2135 | 0 | 0 | 0 | 0 | 0 | 0 | 0 | 0.12352 | 0 | 0 | 0.59399 | 0 | 0 | 0.53459
2162 | 2018-04-01 01:00 | 4 | April | 1 | 91 | 0 | 0 | 0 | 0 | 0 | 1.1125 | 0.12352 | 0.39144 | 1.6275 | 1.1125 | 0 | 0 | 0 | 0 | 0 | 0 | 0 | 0.12352 | 0 | 0 | 0.39144 | 0 | 0 | 0.35229
2163 | 2018-04-01 02:00 | 4 | April | 2 | 91 | 0 | 0 | 0 | 0 | 0 | 1.0883 | 0.12352 | 0.014074 | 1.2259 | 1.0883 | 0 | 0 | 0 | 0 | 0 | 0 | 0 | 0.12352 | 0 | 0 | 0.014074 | 0 | 0 | 0.012667
2164 | 2018-04-01 03:00 | 4 | April | 3 | 91 | 0 | 0 | 0 | 0 | 0 | 1.1079 | 0.12352 | 0.026572 | 1.258 | 1.1079 | 0 | 0 | 0 | 0 | 0 | 0 | 0 | 0.12352 | 0 | 0 | 0.026572 | 0 | 0 | 0.023914
2165 | 2018-04-01 04:00 | 4 | April | 4 | 91 | 0 | 0 | 0 | 0 | 0 | 1.2846 | 0.12352 | 0.02326 | 1.4314 | 1.2846 | 0 | 0 | 0 | 0 | 0 | 0 | 0 | 0.12352 | 0 | 0 | 0.02326 | 0 | 0 | 0.020934
2166 | 2018-04-01 05:00 | 4 | April | 5 | 91 | 0.026002 | 0.026002 | 0.026002 | 0 | 0 | 2.0892 | 0.41039 | 0 | 2.4996 | 2.1152 | 0 | 0.28687 | 0 | 0 | 0 | 0 | 0 | 0.12352 | 0 | 0 | 0 | 0 | 0 | 0
2167 | 2018-04-01 06:00 | 4 | April | 6 | 91 | 6.7085 | 2.8737 | 4.1883 | 0 | 2.5202 | 0 | 0 | 0 | 0 | 2.8737 | 0 | 1.1911 | 0 | 0 | 0 | 0 | 0 | 0.12352 | 0 | 0 | 0 | 0 | 0 | 0
2168 | 2018-04-01 07:00 | 4 | April | 7 | 91 | 11.7268 | 3.0334 | 4.1609 | 0 | 7.5659 | 0 | 0 | 0 | 0 | 3.0334 | 0 | 0.88897 | 0 | 0 | 0 | 0 | 0 | 0.23853 | 0 | 0 | 0 | 0 | 0 | 0
2169 | 2018-04-01 08:00 | 4 | April | 8 | 91 | 15.523 | 3.002 | 4.2899 | 0 | 11.2331 | 0 | 0 | 0 | 0 | 3.002 | 0 | 0.93058 | 0 | 0 | 0 | 0 | 0 | 0.35738 | 0 | 0 | 0 | 0 | 0 | 0
2170 | 2018-04-01 09:00 | 4 | April | 9 | 91 | 19.4883 | 2.9216 | 4.7109 | 0 | 14.7774 | 0 | 0 | 0 | 0 | 2.9216 | 0 | 0.78919 | 0 | 0 | 0 | 0 | 0 | 0.70241 | 0 | 0 | 0.29766 | 0 | 0 | 0.2679
2171 | 2018-04-01 10:00 | 4 | April | 10 | 91 | 22.6345 | 2.9463 | 4.8789 | 0 | 17.7556 | 0 | 0 | 0 | 0 | 2.9463 | 0 | 0.6231 | 0 | 0 | 0 | 0 | 0 | 0.70241 | 0 | 0 | 0.60708 | 0 | 0 | 0.54638
2172 | 2018-04-01 11:00 | 4 | April | 11 | 91 | 24.2986 | 3.2833 | 5.1645 | 0 | 19.1341 | 0 | 0 | 0 | 0 | 3.2833 | 0 | 0.47132 | 0 | 0 | 0 | 0 | 0 | 0.93243 | 0 | 0 | 0.47745 | 0 | 0 | 0.4297
2173 | 2018-04-01 12:00 | 4 | April | 12 | 91 | 24.1556 | 3.2019 | 5.075 | 0 | 19.0806 | 0 | 0 | 0 | 0 | 3.2019 | 0 | 0.42854 | 0 | 0 | 0 | 0 | 0 | 0.93243 | 0 | 0 | 0.51211 | 0 | 0 | 0.4609
2174 | 2018-04-01 13:00 | 4 | April | 13 | 91 | 21.9455 | 2.8129 | 4.8638 | 0 | 17.0817 | 0 | 0 | 0 | 0 | 2.8129 | 0 | 0.52812 | 0 | 0 | 0 | 0 | 0 | 0.81742 | 0 | 0 | 0.70537 | 0 | 0 | 0.63484
2175 | 2018-04-01 14:00 | 4 | April | 14 | 91 | 18.2922 | 2.5372 | 4.4526 | 0 | 13.8396 | 0 | 0 | 0 | 0 | 2.5372 | 0 | 0.6547 | 0 | 0 | 0 | 0 | 0 | 0.5874 | 0 | 0 | 0.6733 | 0 | 0 | 0.60597
2176 | 2018-04-01 15:00 | 4 | April | 15 | 91 | 14.47 | 2.3878 | 4.3008 | 0 | 10.1692 | 0 | 0 | 0 | 0 | 2.3878 | 0 | 0.74957 | 0 | 0 | 0 | 0 | 0 | 0.47239 | 0 | 0 | 0.691 | 0 | 0 | 0.6219
2177 | 2018-04-01 16:00 | 4 | April | 16 | 91 | 10.4787 | 2.5975 | 4.8239 | 0 | 5.6548 | 0 | 0 | 0 | 0 | 2.5975 | 0 | 0.82174 | 0 | 0 | 0 | 0 | 0 | 0.5874 | 0 | 0 | 0.81723 | 0 | 0 | 0.73551
2178 | 2018-04-01 17:00 | 4 | April | 17 | 91 | 5.0573 | 3.1854 | 5.0573 | 0 | 0 | 0 | 0 | 0.76552 | 0.76552 | 3.1854 | 0 | 0.72376 | 0 | 0 | 0 | 0 | 0 | 0.70241 | 0 | 0 | 1.2113 | 0 | 0 | 1.0901
2179 | 2018-04-01 18:00 | 4 | April | 18 | 91 | 0 | 0 | 0 | 0 | 0 | 3.7434 | 1.1491 | 1.9407 | 6.8332 | 3.7434 | 0 | 0.44666 | 0 | 0 | 0 | 0 | 0 | 0.70241 | 0 | 0 | 1.9407 | 0 | 0 | 1.7466
2180 | 2018-04-01 19:00 | 4 | April | 19 | 91 | 0 | 0 | 0 | 0 | 0 | 3.6636 | 0.95783 | 2.17 | 6.7914 | 3.6636 | 0 | 0.48544 | 0 | 0 | 0 | 0 | 0 | 0.47239 | 0 | 0 | 2.17 | 0 | 0 | 1.953
2181 | 2018-04-01 20:00 | 4 | April | 20 | 91 | 0 | 0 | 0 | 0 | 0 | 3.4142 | 1.1654 | 1.905 | 6.4846 | 3.4142 | 0 | 0.693 | 0 | 0 | 0 | 0 | 0 | 0.47239 | 0 | 0 | 1.905 | 0 | 0 | 1.7145
2182 | 2018-04-01 21:00 | 4 | April | 21 | 91 | 0 | 0 | 0 | 0 | 0 | 2.9968 | 1.0459 | 1.5578 | 5.6005 | 2.9968 | 0 | 0.80737 | 0 | 0 | 0 | 0 | 0 | 0.23853 | 0 | 0 | 1.5578 | 0 | 0 | 1.402
2183 | 2018-04-01 22:00 | 4 | April | 22 | 91 | 0 | 0 | 0 | 0 | 0 | 2.2662 | 1.4424 | 0.88022 | 4.5888 | 2.2662 | 0 | 1.2039 | 0 | 0 | 0 | 0 | 0 | 0.23853 | 0 | 0 | 0.88022 | 0 | 0 | 0.7922
2184 | 2018-04-01 23:00 | 4 | April | 23 | 91 | 0 | 0 | 0 | 0 | 0 | 1.5726 | 1.5594 | 0.73599 | 3.868 | 1.5726 | 0 | 1.4359 | 0 | 0 | 0 | 0 | 0 | 0.12352 | 0 | 0 | 0.73599 | 0 | 0 | 0.66239
2185 | 2018-04-02 | 4 | April | 0 | 92 | 0 | 0 | 0 | 0 | 0 | 1.3604 | 1.5729 | 0.37687 | 3.3101 | 1.3604 | 0 | 1.4494 | 0 | 0 | 0 | 0 | 0 | 0.12352 | 0 | 0 | 0.37687 | 0 | 0 | 0.33918
2186 | 2018-04-02 01:00 | 4 | April | 1 | 92 | 0 | 0 | 0 | 0 | 0 | 1.1574 | 1.5689 | 0.57442 | 3.3007 | 1.1574 | 0 | 1.4454 | 0 | 0 | 0 | 0 | 0 | 0.12352 | 0 | 0 | 0.57442 | 0 | 0 | 0.51697
2187 | 2018-04-02 02:00 | 4 | April | 2 | 92 | 0 | 0 | 0 | 0 | 0 | 1.1022 | 1.6691 | 0.34995 | 3.1213 | 1.1022 | 0 | 1.4306 | 0 | 0 | 0 | 0 | 0 | 0.23853 | 0 | 0 | 0.34995 | 0 | 0 | 0.31496
2188 | 2018-04-02 03:00 | 4 | April | 3 | 92 | 0 | 0 | 0 | 0 | 0 | 1.0893 | 1.6427 | 0 | 2.7321 | 1.0893 | 0 | 1.4042 | 0 | 0 | 0 | 0 | 0 | 0.23853 | 0 | 0 | 0 | 0 | 0 | 0
2189 | 2018-04-02 04:00 | 4 | April | 4 | 92 | 0 | 0 | 0 | 0 | 0 | 1.1306 | 1.8502 | 0 | 2.9808 | 1.1306 | 0 | 1.3778 | 0 | 0 | 0 | 0 | 0 | 0.47239 | 0 | 0 | 0 | 0 | 0 | 0
2190 | 2018-04-02 05:00 | 4 | April | 5 | 92 | 0.039003 | 0.039003 | 0.039003 | 0 | 0 | 1.3682 | 1.989 | 0 | 3.3572 | 1.4073 | 0 | 1.2866 | 0 | 0 | 0 | 0 | 0 | 0.70241 | 0 | 0 | 0 | 0 | 0 | 0
2191 | 2018-04-02 06:00 | 4 | April | 6 | 92 | 6.3314 | 2.1219 | 4.1658 | 0 | 2.1656 | 0 | 0 | 0 | 0 | 2.1219 | 0 | 0.87763 | 0 | 0 | 0 | 0 | 0 | 1.1663 | 0 | 0 | 0 | 0 | 0 | 0
2192 | 2018-04-02 07:00 | 4 | April | 7 | 92 | 11.3238 | 2.8726 | 4.3209 | 0 | 7.0028 | 0 | 0 | 0 | 0 | 2.8726 | 0 | 0.28199 | 0 | 0 | 0 | 0 | 0 | 1.1663 | 0 | 0 | 0 | 0 | 0 | 0
2193 | 2018-04-02 08:00 | 4 | April | 8 | 92 | 14.86 | 3.2993 | 4.2824 | 0 | 10.5776 | 0 | 0 | 0 | 0 | 3.2993 | 0 | 0.050662 | 0 | 0 | 0 | 0 | 0 | 0.93243 | 0 | 0 | 0 | 0 | 0 | 0
2194 | 2018-04-02 09:00 | 4 | April | 9 | 92 | 19.0853 | 3.5652 | 4.3595 | 0 | 14.7258 | 0 | 0 | 0 | 0 | 3.5652 | 0 | 0 | 0 | 0 | 0 | 0 | 0 | 0.5874 | 0 | 0 | 0.20694 | 0 | 0 | 0.18624
2195 | 2018-04-02 10:00 | 4 | April | 10 | 92 | 22.6995 | 3.7414 | 4.6578 | 0 | 18.0417 | 0 | 0 | 0 | 0 | 3.7414 | 0 | 0 | 0 | 0 | 0 | 0 | 0 | 0.47239 | 0 | 0 | 0.44402 | 0 | 0 | 0.39962
2196 | 2018-04-02 11:00 | 4 | April | 11 | 92 | 24.2336 | 3.9382 | 5.0737 | 0 | 19.16 | 0 | 0 | 0 | 0 | 3.9382 | 0 | 0 | 0 | 0 | 0 | 0 | 0 | 0.70241 | 0 | 0 | 0.43304 | 0 | 0 | 0.38973
2197 | 2018-04-02 12:00 | 4 | April | 12 | 92 | 24.2596 | 3.8573 | 5.631 | 0 | 18.6286 | 0 | 0 | 0 | 0 | 3.8573 | 0 | 0 | 0 | 0 | 0 | 0 | 0 | 0.93243 | 0 | 0 | 0.84126 | 0 | 0 | 0.75713
2198 | 2018-04-02 13:00 | 4 | April | 13 | 92 | 22.5695 | 3.5239 | 5.2306 | 0 | 17.3389 | 0 | 0 | 0 | 0 | 3.5239 | 0 | 0 | 0 | 0 | 0 | 0 | 0 | 0.5874 | 0 | 0 | 1.1192 | 0 | 0 | 1.0073
2199 | 2018-04-02 14:00 | 4 | April | 14 | 92 | 19.1763 | 3.2642 | 4.6168 | 0 | 14.5595 | 0 | 0 | 0 | 0 | 3.2642 | 0 | 0 | 0 | 0 | 0 | 0 | 0 | 0.35355 | 0 | 0 | 0.99905 | 0 | 0 | 0.89914
2200 | 2018-04-02 15:00 | 4 | April | 15 | 92 | 14.938 | 3.2199 | 4.1768 | 0 | 10.7612 | 0 | 0 | 0 | 0 | 3.2199 | 0 | 0 | 0 | 0 | 0 | 0 | 0 | 0.35355 | 0 | 0 | 0.6033 | 0 | 0 | 0.54297
2201 | 2018-04-02 16:00 | 4 | April | 16 | 92 | 11.3758 | 3.4848 | 5.2524 | 0 | 6.1233 | 0 | 0 | 0 | 0 | 3.4848 | 0 | 0 | 0 | 0 | 0 | 0 | 0 | 0.5874 | 0 | 0 | 1.1803 | 0 | 0 | 1.0622
2202 | 2018-04-02 17:00 | 4 | April | 17 | 92 | 6.5004 | 3.9774 | 6.5004 | 0 | 0 | 0 | 0 | 0.24888 | 0.24888 | 3.9774 | 0 | 0 | 0 | 0 | 0 | 0 | 0 | 0.70241 | 0 | 0 | 2.0695 | 0 | 0 | 1.8626
2203 | 2018-04-02 18:00 | 4 | April | 18 | 92 | 0.026002 | 0.026002 | 0.026002 | 0 | 0 | 4.2559 | 0.70241 | 2.6644 | 7.6227 | 4.2819 | 0 | 0 | 0 | 0 | 0 | 0 | 0 | 0.70241 | 0 | 0 | 2.6644 | 0 | 0 | 2.398
2204 | 2018-04-02 19:00 | 4 | April | 19 | 92 | 0 | 0 | 0 | 0 | 0 | 3.9176 | 0.5874 | 2.5359 | 7.0409 | 3.9176 | 0 | 0 | 0 | 0 | 0 | 0 | 0 | 0.5874 | 0 | 0 | 2.5359 | 0 | 0 | 2.2823
2205 | 2018-04-02 20:00 | 4 | April | 20 | 92 | 0 | 0 | 0 | 0 | 0 | 3.2364 | 0.47239 | 1.8296 | 5.5384 | 3.2364 | 0 | 0 | 0 | 0 | 0 | 0 | 0 | 0.47239 | 0 | 0 | 1.8296 | 0 | 0 | 1.6467
2206 | 2018-04-02 21:00 | 4 | April | 21 | 92 | 0 | 0 | 0 | 0 | 0 | 3.0561 | 0.23853 | 1.4543 | 4.7489 | 3.0561 | 0 | 0 | 0 | 0 | 0 | 0 | 0 | 0.23853 | 0 | 0 | 1.4543 | 0 | 0 | 1.3089
2207 | 2018-04-02 22:00 | 4 | April | 22 | 92 | 0 | 0 | 0 | 0 | 0 | 2.6011 | 0.23853 | 0.9957 | 3.8353 | 2.6011 | 0 | 0 | 0 | 0 | 0 | 0 | 0 | 0.23853 | 0 | 0 | 0.9957 | 0 | 0 | 0.89613
2208 | 2018-04-02 23:00 | 4 | April | 23 | 92 | 0 | 0 | 0 | 0 | 0 | 1.7076 | 0.12352 | 0.63126 | 2.4624 | 1.7076 | 0 | 0 | 0 | 0 | 0 | 0 | 0 | 0.12352 | 0 | 0 | 0.63126 | 0 | 0 | 0.56813
2209 | 2018-04-03 | 4 | April | 0 | 93 | 0 | 0 | 0 | 0 | 0 | 1.9369 | 0.12352 | 0.34706 | 2.4075 | 1.9369 | 0 | 0 | 0 | 0 | 0 | 0 | 0 | 0.12352 | 0 | 0 | 0.34706 | 0 | 0 | 0.31235
2210 | 2018-04-03 01:00 | 4 | April | 1 | 93 | 0 | 0 | 0 | 0 | 0 | 1.482 | 0.12352 | 0.040439 | 1.6459 | 1.482 | 0 | 0 | 0 | 0 | 0 | 0 | 0 | 0.12352 | 0 | 0 | 0.040439 | 0 | 0 | 0.036395
2211 | 2018-04-03 02:00 | 4 | April | 2 | 93 | 0 | 0 | 0 | 0 | 0 | 1.2073 | 0.23853 | 0.042189 | 1.4881 | 1.2073 | 0 | 0 | 0 | 0 | 0 | 0 | 0 | 0.23853 | 0 | 0 | 0.042189 | 0 | 0 | 0.03797
2212 | 2018-04-03 03:00 | 4 | April | 3 | 93 | 0 | 0 | 0 | 0 | 0 | 1.1125 | 0.23853 | 0 | 1.3511 | 1.1125 | 0 | 0 | 0 | 0 | 0 | 0 | 0 | 0.23853 | 0 | 0 | 0 | 0 | 0 | 0
2213 | 2018-04-03 04:00 | 4 | April | 4 | 93 | 0 | 0 | 0 | 0 | 0 | 1.0899 | 0.89647 | 0 | 1.9863 | 1.0899 | 0 | 0.42408 | 0 | 0 | 0 | 0 | 0 | 0.47239 | 0 | 0 | 0 | 0 | 0 | 0
2214 | 2018-04-03 05:00 | 4 | April | 5 | 93 | 0.039003 | 0.039003 | 0.039003 | 0 | 0 | 1.0529 | 2.2071 | 0 | 3.26 | 1.0919 | 0 | 1.5047 | 0 | 0 | 0 | 0 | 0 | 0.70241 | 0 | 0 | 0 | 0 | 0 | 0
2215 | 2018-04-03 06:00 | 4 | April | 6 | 93 | 3.5362 | 1.1424 | 3.5362 | 0 | 0 | 0 | 0.053982 | 0 | 0.053982 | 1.1424 | 0 | 1.2815 | 0 | 0 | 0 | 0 | 0 | 1.1663 | 0 | 0 | 0 | 0 | 0 | 0
2216 | 2018-04-03 07:00 | 4 | April | 7 | 93 | 5.9154 | 1.551 | 3.4654 | 0 | 2.45 | 0 | 0 | 0 | 0 | 1.551 | 0 | 0.74806 | 0 | 0 | 0 | 0 | 0 | 1.1663 | 0 | 0 | 0 | 0 | 0 | 0
2217 | 2018-04-03 08:00 | 4 | April | 8 | 93 | 9.8027 | 2.4924 | 4.2007 | 0 | 5.602 | 0 | 0 | 0 | 0 | 2.4924 | 0 | 0.77584 | 0 | 0 | 0 | 0 | 0 | 0.93243 | 0 | 0 | 0 | 0 | 0 | 0
2218 | 2018-04-03 09:00 | 4 | April | 9 | 93 | 13.0009 | 3.4879 | 4.5105 | 0 | 8.4903 | 0 | 0 | 0 | 0 | 3.4879 | 0 | 0.22832 | 0 | 0 | 0 | 0 | 0 | 0.5874 | 0 | 0 | 0.20694 | 0 | 0 | 0.18624
2219 | 2018-04-03 10:00 | 4 | April | 10 | 93 | 16.3551 | 4.0145 | 4.9309 | 0 | 11.4242 | 0 | 0 | 0 | 0 | 4.0145 | 0 | 0 | 0 | 0 | 0 | 0 | 0 | 0.47239 | 0 | 0 | 0.44402 | 0 | 0 | 0.39962
2220 | 2018-04-03 11:00 | 4 | April | 11 | 93 | 14.808 | 4.4287 | 5.5642 | 0 | 9.2438 | 0 | 0 | 0 | 0 | 4.4287 | 0 | 0 | 0 | 0 | 0 | 0 | 0 | 0.70241 | 0 | 0 | 0.43304 | 0 | 0 | 0.38973
2221 | 2018-04-03 12:00 | 4 | April | 12 | 93 | 15.9131 | 4.4828 | 6.2565 | 0 | 9.6565 | 0 | 0 | 0 | 0 | 4.4828 | 0 | 0 | 0 | 0 | 0 | 0 | 0 | 0.93243 | 0 | 0 | 0.84126 | 0 | 0 | 0.75713
2222 | 2018-04-03 13:00 | 4 | April | 13 | 93 | 14.288 | 3.6754 | 5.3821 | 0 | 8.9059 | 0 | 0 | 0 | 0 | 3.6754 | 0 | 0 | 0 | 0 | 0 | 0 | 0 | 0.5874 | 0 | 0 | 1.1192 | 0 | 0 | 1.0073
2223 | 2018-04-03 14:00 | 4 | April | 14 | 93 | 11.5968 | 3.0082 | 4.3608 | 0 | 7.236 | 0 | 0 | 0 | 0 | 3.0082 | 0 | 0 | 0 | 0 | 0 | 0 | 0 | 0.35355 | 0 | 0 | 0.99905 | 0 | 0 | 0.89914
2224 | 2018-04-03 15:00 | 4 | April | 15 | 93 | 9.4906 | 2.6944 | 3.6512 | 0 | 5.8394 | 0 | 0 | 0 | 0 | 2.6944 | 0 | 0 | 0 | 0 | 0 | 0 | 0 | 0.35355 | 0 | 0 | 0.6033 | 0 | 0 | 0.54297
2225 | 2018-04-03 16:00 | 4 | April | 16 | 93 | 5.6164 | 2.4115 | 4.1792 | 0 | 1.4372 | 0 | 0 | 0 | 0 | 2.4115 | 0 | 0 | 0 | 0 | 0 | 0 | 0 | 0.5874 | 0 | 0 | 1.1803 | 0 | 0 | 1.0622
2226 | 2018-04-03 17:00 | 4 | April | 17 | 93 | 2.2362 | 2.2362 | 2.2362 | 0 | 0 | 0.26706 | 0.70241 | 2.0695 | 3.039 | 2.5032 | 0 | 0 | 0 | 0 | 0 | 0 | 0 | 0.70241 | 0 | 0 | 2.0695 | 0 | 0 | 1.8626
2227 | 2018-04-03 18:00 | 4 | April | 18 | 93 | 0.026002 | 0.026002 | 0.026002 | 0 | 0 | 3.009 | 0.70241 | 2.6644 | 6.3758 | 3.035 | 0 | 0 | 0 | 0 | 0 | 0 | 0 | 0.70241 | 0 | 0 | 2.6644 | 0 | 0 | 2.398
2228 | 2018-04-03 19:00 | 4 | April | 19 | 93 | 0 | 0 | 0 | 0 | 0 | 3.5167 | 0.5874 | 2.5359 | 6.64 | 3.5167 | 0 | 0 | 0 | 0 | 0 | 0 | 0 | 0.5874 | 0 | 0 | 2.5359 | 0 | 0 | 2.2823
2229 | 2018-04-03 20:00 | 4 | April | 20 | 93 | 0 | 0 | 0 | 0 | 0 | 3.3895 | 0.47239 | 1.8296 | 5.6915 | 3.3895 | 0 | 0 | 0 | 0 | 0 | 0 | 0 | 0.47239 | 0 | 0 | 1.8296 | 0 | 0 | 1.6467
2230 | 2018-04-03 21:00 | 4 | April | 21 | 93 | 0 | 0 | 0 | 0 | 0 | 3.1663 | 0.23853 | 1.4543 | 4.8592 | 3.1663 | 0 | 0 | 0 | 0 | 0 | 0 | 0 | 0.23853 | 0 | 0 | 1.4543 | 0 | 0 | 1.3089
2231 | 2018-04-03 22:00 | 4 | April | 22 | 93 | 0 | 0 | 0 | 0 | 0 | 2.8304 | 1.1422 | 0.9957 | 4.9683 | 2.8304 | 0 | 0.90365 | 0 | 0 | 0 | 0 | 0 | 0.23853 | 0 | 0 | 0.9957 | 0 | 0 | 0.89613
2232 | 2018-04-03 23:00 | 4 | April | 23 | 93 | 0 | 0 | 0 | 0 | 0 | 1.5726 | 1.8502 | 0.63126 | 4.0541 | 1.5726 | 0 | 1.7267 | 0 | 0 | 0 | 0 | 0 | 0.12352 | 0 | 0 | 0.63126 | 0 | 0 | 0.56813
2233 | 2018-04-04 | 4 | April | 0 | 94 | 0 | 0 | 0 | 0 | 0 | 1.2135 | 2.129 | 0.34706 | 3.6896 | 1.2135 | 0 | 2.0055 | 0 | 0 | 0 | 0 | 0 | 0.12352 | 0 | 0 | 0.34706 | 0 | 0 | 0.31235
2234 | 2018-04-04 01:00 | 4 | April | 1 | 94 | 0 | 0 | 0 | 0 | 0 | 1.1125 | 2.3509 | 0.040439 | 3.5039 | 1.1125 | 0 | 2.2274 | 0 | 0 | 0 | 0 | 0 | 0.12352 | 0 | 0 | 0.040439 | 0 | 0 | 0.036395
2235 | 2018-04-04 02:00 | 4 | April | 2 | 94 | 0 | 0 | 0 | 0 | 0 | 1.0883 | 2.562 | 0.042189 | 3.6925 | 1.0883 | 0 | 2.3235 | 0 | 0 | 0 | 0 | 0 | 0.23853 | 0 | 0 | 0.042189 | 0 | 0 | 0.03797
2236 | 2018-04-04 03:00 | 4 | April | 3 | 94 | 0 | 0 | 0 | 0 | 0 | 1.1079 | 2.6609 | 0 | 3.7688 | 1.1079 | 0 | 2.4223 | 0 | 0 | 0 | 0 | 0 | 0.23853 | 0 | 0 | 0 | 0 | 0 | 0
2237 | 2018-04-04 04:00 | 4 | April | 4 | 94 | 0 | 0 | 0 | 0 | 0 | 1.2846 | 2.9199 | 0 | 4.2046 | 1.2846 | 0 | 2.4476 | 0 | 0 | 0 | 0 | 0 | 0.47239 | 0 | 0 | 0 | 0 | 0 | 0
2238 | 2018-04-04 05:00 | 4 | April | 5 | 94 | 0.026002 | 0.026002 | 0.026002 | 0 | 0 | 2.0892 | 2.9183 | 0 | 5.0075 | 2.1152 | 0 | 2.2159 | 0 | 0 | 0 | 0 | 0 | 0.70241 | 0 | 0 | 0 | 0 | 0 | 0
2239 | 2018-04-04 06:00 | 4 | April | 6 | 94 | 3.2632 | 2.8737 | 3.2632 | 0 | 0 | 0 | 2.5123 | 0 | 2.5123 | 2.8737 | 0 | 1.7355 | 0 | 0 | 0 | 0 | 0 | 1.1663 | 0 | 0 | 0 | 0 | 0 | 0
2240 | 2018-04-04 07:00 | 4 | April | 7 | 94 | 8.2426 | 3.0334 | 5.336 | 0 | 2.9066 | 0 | 0 | 0 | 0 | 3.0334 | 0 | 1.1363 | 0 | 0 | 0 | 0 | 0 | 1.1663 | 0 | 0 | 0 | 0 | 0 | 0
2241 | 2018-04-04 08:00 | 4 | April | 8 | 94 | 11.4538 | 3.002 | 4.5508 | 0 | 6.903 | 0 | 0 | 0 | 0 | 3.002 | 0 | 0.61635 | 0 | 0 | 0 | 0 | 0 | 0.93243 | 0 | 0 | 0 | 0 | 0 | 0
2242 | 2018-04-04 09:00 | 4 | April | 9 | 94 | 11.4148 | 2.9216 | 3.8683 | 0 | 7.5465 | 0 | 0 | 0 | 0 | 2.9216 | 0 | 0.15235 | 0 | 0 | 0 | 0 | 0 | 0.5874 | 0 | 0 | 0.20694 | 0 | 0 | 0.18624
2243 | 2018-04-04 10:00 | 4 | April | 10 | 94 | 12.4418 | 2.9463 | 3.8627 | 0 | 8.5791 | 0 | 0 | 0 | 0 | 2.9463 | 0 | 0 | 0 | 0 | 0 | 0 | 0 | 0.47239 | 0 | 0 | 0.44402 | 0 | 0 | 0.39962
2244 | 2018-04-04 11:00 | 4 | April | 11 | 94 | 17.5122 | 3.2833 | 4.4188 | 0 | 13.0934 | 0 | 0 | 0 | 0 | 3.2833 | 0 | 0 | 0 | 0 | 0 | 0 | 0 | 0.70241 | 0 | 0 | 0.43304 | 0 | 0 | 0.38973
2245 | 2018-04-04 12:00 | 4 | April | 12 | 94 | 17.8112 | 3.2019 | 4.9756 | 0 | 12.8356 | 0 | 0 | 0 | 0 | 3.2019 | 0 | 0 | 0 | 0 | 0 | 0 | 0 | 0.93243 | 0 | 0 | 0.84126 | 0 | 0 | 0.75713
2246 | 2018-04-04 13:00 | 4 | April | 13 | 94 | 14.496 | 2.8129 | 4.5195 | 0 | 9.9765 | 0 | 0 | 0 | 0 | 2.8129 | 0 | 0 | 0 | 0 | 0 | 0 | 0 | 0.5874 | 0 | 0 | 1.1192 | 0 | 0 | 1.0073
2247 | 2018-04-04 14:00 | 4 | April | 14 | 94 | 12.4418 | 2.5372 | 3.8898 | 0 | 8.552 | 0 | 0 | 0 | 0 | 2.5372 | 0 | 0 | 0 | 0 | 0 | 0 | 0 | 0.35355 | 0 | 0 | 0.99905 | 0 | 0 | 0.89914
2248 | 2018-04-04 15:00 | 4 | April | 15 | 94 | 10.1277 | 2.3878 | 3.3446 | 0 | 6.7831 | 0 | 0 | 0 | 0 | 2.3878 | 0 | 0 | 0 | 0 | 0 | 0 | 0 | 0.35355 | 0 | 0 | 0.6033 | 0 | 0 | 0.54297
2249 | 2018-04-04 16:00 | 4 | April | 16 | 94 | 6.7345 | 2.5975 | 4.3652 | 0 | 2.3693 | 0 | 0 | 0 | 0 | 2.5975 | 0 | 0 | 0 | 0 | 0 | 0 | 0 | 0.5874 | 0 | 0 | 1.1803 | 0 | 0 | 1.0622
2250 | 2018-04-04 17:00 | 4 | April | 17 | 94 | 2.0021 | 2.0021 | 2.0021 | 0 | 0 | 1.1833 | 0.70241 | 2.0695 | 3.9552 | 3.1854 | 0 | 0 | 0 | 0 | 0 | 0 | 0 | 0.70241 | 0 | 0 | 2.0695 | 0 | 0 | 1.8626
2251 | 2018-04-04 18:00 | 4 | April | 18 | 94 | 0.026002 | 0.026002 | 0.026002 | 0 | 0 | 3.7174 | 0.70241 | 2.6644 | 7.0842 | 3.7434 | 0 | 0 | 0 | 0 | 0 | 0 | 0 | 0.70241 | 0 | 0 | 2.6644 | 0 | 0 | 2.398
2252 | 2018-04-04 19:00 | 4 | April | 19 | 94 | 0 | 0 | 0 | 0 | 0 | 3.6636 | 0.5874 | 2.5359 | 6.7869 | 3.6636 | 0 | 0 | 0 | 0 | 0 | 0 | 0 | 0.5874 | 0 | 0 | 2.5359 | 0 | 0 | 2.2823
2253 | 2018-04-04 20:00 | 4 | April | 20 | 94 | 0 | 0 | 0 | 0 | 0 | 3.4142 | 0.47239 | 1.8296 | 5.7162 | 3.4142 | 0 | 0 | 0 | 0 | 0 | 0 | 0 | 0.47239 | 0 | 0 | 1.8296 | 0 | 0 | 1.6467
2254 | 2018-04-04 21:00 | 4 | April | 21 | 94 | 0 | 0 | 0 | 0 | 0 | 2.9968 | 1.2421 | 1.4543 | 5.6932 | 2.9968 | 0 | 1.0036 | 0 | 0 | 0 | 0 | 0 | 0.23853 | 0 | 0 | 1.4543 | 0 | 0 | 1.3089
2255 | 2018-04-04 22:00 | 4 | April | 22 | 94 | 0 | 0 | 0 | 0 | 0 | 2.2662 | 1.934 | 0.9957 | 5.1959 | 2.2662 | 0 | 1.6954 | 0 | 0 | 0 | 0 | 0 | 0.23853 | 0 | 0 | 0.9957 | 0 | 0 | 0.89613
2256 | 2018-04-04 23:00 | 4 | April | 23 | 94 | 0 | 0 | 0 | 0 | 0 | 1.5726 | 2.2193 | 0.63126 | 4.4232 | 1.5726 | 0 | 2.0958 | 0 | 0 | 0 | 0 | 0 | 0.12352 | 0 | 0 | 0.63126 | 0 | 0 | 0.56813
2257 | 2018-04-05 | 4 | April | 0 | 95 | 0 | 0 | 0 | 0 | 0 | 1.2135 | 2.4241 | 0.34706 | 3.9847 | 1.2135 | 0 | 2.3006 | 0 | 0 | 0 | 0 | 0 | 0.12352 | 0 | 0 | 0.34706 | 0 | 0 | 0.31235
2258 | 2018-04-05 01:00 | 4 | April | 1 | 95 | 0 | 0 | 0 | 0 | 0 | 1.1125 | 2.5716 | 0.040439 | 3.7246 | 1.1125 | 0 | 2.4481 | 0 | 0 | 0 | 0 | 0 | 0.12352 | 0 | 0 | 0.040439 | 0 | 0 | 0.036395
2259 | 2018-04-05 02:00 | 4 | April | 2 | 95 | 0 | 0 | 0 | 0 | 0 | 1.0883 | 2.753 | 0.042189 | 3.8835 | 1.0883 | 0 | 2.5144 | 0 | 0 | 0 | 0 | 0 | 0.23853 | 0 | 0 | 0.042189 | 0 | 0 | 0.03797
2260 | 2018-04-05 03:00 | 4 | April | 3 | 95 | 0 | 0 | 0 | 0 | 0 | 1.1079 | 2.807 | 0 | 3.9149 | 1.1079 | 0 | 2.5685 | 0 | 0 | 0 | 0 | 0 | 0.23853 | 0 | 0 | 0 | 0 | 0 | 0
2261 | 2018-04-05 04:00 | 4 | April | 4 | 95 | 0 | 0 | 0 | 0 | 0 | 1.2846 | 3.0509 | 0 | 4.3355 | 1.2846 | 0 | 2.5785 | 0 | 0 | 0 | 0 | 0 | 0.47239 | 0 | 0 | 0 | 0 | 0 | 0
2262 | 2018-04-05 05:00 | 4 | April | 5 | 95 | 0.026002 | 0.026002 | 0.026002 | 0 | 0 | 2.0892 | 3.0479 | 0 | 5.1371 | 2.1152 | 0 | 2.3454 | 0 | 0 | 0 | 0 | 0 | 0.70241 | 0 | 0 | 0 | 0 | 0 | 0
2263 | 2018-04-05 06:00 | 4 | April | 6 | 95 | 0.68905 | 0.68905 | 0.68905 | 0 | 0 | 2.1846 | 3.0296 | 0 | 5.2142 | 2.8737 | 0 | 1.8633 | 0 | 0 | 0 | 0 | 0 | 1.1663 | 0 | 0 | 0 | 0 | 0 | 0
2264 | 2018-04-05 07:00 | 4 | April | 7 | 95 | 5.4604 | 3.0334 | 5.4604 | 0 | 0 | 0 | 0.021363 | 0 | 0.021363 | 3.0334 | 0 | 1.282 | 0 | 0 | 0 | 0 | 0 | 1.1663 | 0 | 0 | 0 | 0 | 0 | 0
2265 | 2018-04-05 08:00 | 4 | April | 8 | 95 | 1.3911 | 1.3911 | 1.3911 | 0 | 0 | 1.6109 | 1.81 | 0 | 3.4209 | 3.002 | 0 | 0.87758 | 0 | 0 | 0 | 0 | 0 | 0.93243 | 0 | 0 | 0 | 0 | 0 | 0
2266 | 2018-04-05 09:00 | 4 | April | 9 | 95 | 4.4593 | 2.9216 | 4.1038 | 0 | 0.35549 | 0 | 0 | 0 | 0 | 2.9216 | 0 | 0.38787 | 0 | 0 | 0 | 0 | 0 | 0.5874 | 0 | 0 | 0.20694 | 0 | 0 | 0.18624
2267 | 2018-04-05 10:00 | 4 | April | 10 | 95 | 5.0833 | 2.9463 | 3.9487 | 0 | 1.1346 | 0 | 0 | 0 | 0 | 2.9463 | 0 | 0.086006 | 0 | 0 | 0 | 0 | 0 | 0.47239 | 0 | 0 | 0.44402 | 0 | 0 | 0.39962
2268 | 2018-04-05 11:00 | 4 | April | 11 | 95 | 15.51 | 3.2833 | 4.4188 | 0 | 11.0913 | 0 | 0 | 0 | 0 | 3.2833 | 0 | 0 | 0 | 0 | 0 | 0 | 0 | 0.70241 | 0 | 0 | 0.43304 | 0 | 0 | 0.38973
2269 | 2018-04-05 12:00 | 4 | April | 12 | 95 | 15.8611 | 3.2019 | 4.9756 | 0 | 10.8855 | 0 | 0 | 0 | 0 | 3.2019 | 0 | 0 | 0 | 0 | 0 | 0 | 0 | 0.93243 | 0 | 0 | 0.84126 | 0 | 0 | 0.75713
2270 | 2018-04-05 13:00 | 4 | April | 13 | 95 | 11.4408 | 2.8129 | 4.5195 | 0 | 6.9213 | 0 | 0 | 0 | 0 | 2.8129 | 0 | 0 | 0 | 0 | 0 | 0 | 0 | 0.5874 | 0 | 0 | 1.1192 | 0 | 0 | 1.0073
2271 | 2018-04-05 14:00 | 4 | April | 14 | 95 | 11.0767 | 2.5372 | 3.8898 | 0 | 7.1869 | 0 | 0 | 0 | 0 | 2.5372 | 0 | 0 | 0 | 0 | 0 | 0 | 0 | 0.35355 | 0 | 0 | 0.99905 | 0 | 0 | 0.89914
2272 | 2018-04-05 15:00 | 4 | April | 15 | 95 | 3.0032 | 2.3878 | 3.0032 | 0 | 0 | 0 | 0 | 0.34143 | 0.34143 | 2.3878 | 0 | 0 | 0 | 0 | 0 | 0 | 0 | 0.35355 | 0 | 0 | 0.6033 | 0 | 0 | 0.54297
2273 | 2018-04-05 16:00 | 4 | April | 16 | 95 | 2.6132 | 2.5975 | 2.6132 | 0 | 0 | 0 | 0.57173 | 1.1803 | 1.752 | 2.5975 | 0 | 0 | 0 | 0 | 0 | 0 | 0 | 0.5874 | 0 | 0 | 1.1803 | 0 | 0 | 1.0622
2274 | 2018-04-05 17:00 | 4 | April | 17 | 95 | 0.24702 | 0.24702 | 0.24702 | 0 | 0 | 2.9384 | 1.1953 | 2.0695 | 6.2032 | 3.1854 | 0 | 0.49286 | 0 | 0 | 0 | 0 | 0 | 0.70241 | 0 | 0 | 2.0695 | 0 | 0 | 1.8626
2275 | 2018-04-05 18:00 | 4 | April | 18 | 95 | 0.026002 | 0.026002 | 0.026002 | 0 | 0 | 3.7174 | 1.2158 | 2.6644 | 7.5976 | 3.7434 | 0 | 0.51336 | 0 | 0 | 0 | 0 | 0 | 0.70241 | 0 | 0 | 2.6644 | 0 | 0 | 2.398
2276 | 2018-04-05 19:00 | 4 | April | 19 | 95 | 0 | 0 | 0 | 0 | 0 | 3.6636 | 1.1699 | 2.5359 | 7.3694 | 3.6636 | 0 | 0.5825 | 0 | 0 | 0 | 0 | 0 | 0.5874 | 0 | 0 | 2.5359 | 0 | 0 | 2.2823
2277 | 2018-04-05 20:00 | 4 | April | 20 | 95 | 0 | 0 | 0 | 0 | 0 | 3.4142 | 1.297 | 1.8296 | 6.5408 | 3.4142 | 0 | 0.82459 | 0 | 0 | 0 | 0 | 0 | 0.47239 | 0 | 0 | 1.8296 | 0 | 0 | 1.6467
2278 | 2018-04-05 21:00 | 4 | April | 21 | 95 | 0 | 0 | 0 | 0 | 0 | 2.9968 | 1.2101 | 1.4543 | 5.6613 | 2.9968 | 0 | 0.97158 | 0 | 0 | 0 | 0 | 0 | 0.23853 | 0 | 0 | 1.4543 | 0 | 0 | 1.3089
2279 | 2018-04-05 22:00 | 4 | April | 22 | 95 | 0 | 0 | 0 | 0 | 0 | 2.2662 | 1.6304 | 0.9957 | 4.8923 | 2.2662 | 0 | 1.3919 | 0 | 0 | 0 | 0 | 0 | 0.23853 | 0 | 0 | 0.9957 | 0 | 0 | 0.89613
2280 | 2018-04-05 23:00 | 4 | April | 23 | 95 | 0 | 0 | 0 | 0 | 0 | 1.5726 | 1.7978 | 0.12317 | 3.4937 | 1.5726 | 0 | 1.6743 | 0 | 0 | 0 | 0 | 0 | 0.12352 | 0 | 0 | 0.12317 | 0 | 0 | 0.11085
2281 | 2018-04-06 | 4 | April | 0 | 96 | 0 | 0 | 0 | 0 | 0 | 1.2135 | 1.869 | 0.091347 | 3.1739 | 1.2135 | 0 | 1.7455 | 0 | 0 | 0 | 0 | 0 | 0.12352 | 0 | 0 | 0.091347 | 0 | 0 | 0.082212
2282 | 2018-04-06 01:00 | 4 | April | 1 | 96 | 0 | 0 | 0 | 0 | 0 | 1.1125 | 1.8675 | 0 | 2.98 | 1.1125 | 0 | 1.744 | 0 | 0 | 0 | 0 | 0 | 0.12352 | 0 | 0 | 0 | 0 | 0 | 0
2283 | 2018-04-06 02:00 | 4 | April | 2 | 96 | 0 | 0 | 0 | 0 | 0 | 1.0883 | 1.9743 | 0.11659 | 3.1792 | 1.0883 | 0 | 1.7358 | 0 | 0 | 0 | 0 | 0 | 0.23853 | 0 | 0 | 0.11659 | 0 | 0 | 0.10493
2284 | 2018-04-06 03:00 | 4 | April | 3 | 96 | 0 | 0 | 0 | 0 | 0 | 1.1079 | 1.9538 | 0.042301 | 3.1039 | 1.1079 | 0 | 1.7152 | 0 | 0 | 0 | 0 | 0 | 0.23853 | 0 | 0 | 0.042301 | 0 | 0 | 0.038071
2285 | 2018-04-06 04:00 | 4 | April | 4 | 96 | 0 | 0 | 0 | 0 | 0 | 1.2846 | 2.1227 | 0.039756 | 3.4471 | 1.2846 | 0 | 1.6503 | 0 | 0 | 0 | 0 | 0 | 0.47239 | 0 | 0 | 0.039756 | 0 | 0 | 0.035781
2286 | 2018-04-06 05:00 | 4 | April | 5 | 96 | 0.013001 | 0.013001 | 0.013001 | 0 | 0 | 2.1022 | 2.1183 | 0 | 4.2205 | 2.1152 | 0 | 1.4159 | 0 | 0 | 0 | 0 | 0 | 0.70241 | 0 | 0 | 0 | 0 | 0 | 0
2287 | 2018-04-06 06:00 | 4 | April | 6 | 96 | 1.8461 | 1.8461 | 1.8461 | 0 | 0 | 1.0276 | 2.1098 | 0 | 3.1373 | 2.8737 | 0 | 0.94347 | 0 | 0 | 0 | 0 | 0 | 1.1663 | 0 | 0 | 0 | 0 | 0 | 0
2288 | 2018-04-06 07:00 | 4 | April | 7 | 96 | 4.7843 | 3.0334 | 4.653 | 0 | 0.13132 | 0 | 0 | 0 | 0 | 3.0334 | 0 | 0.45331 | 0 | 0 | 0 | 0 | 0 | 1.1663 | 0 | 0 | 0 | 0 | 0 | 0
2289 | 2018-04-06 08:00 | 4 | April | 8 | 96 | 3.2762 | 3.002 | 3.2762 | 0 | 0 | 0 | 0.84972 | 0 | 0.84972 | 3.002 | 0 | 0.19152 | 0 | 0 | 0 | 0 | 0 | 0.93243 | 0 | 0 | 0 | 0 | 0 | 0
2290 | 2018-04-06 09:00 | 4 | April | 9 | 96 | 6.8515 | 2.9216 | 3.7062 | 0 | 3.1452 | 0 | 0 | 0 | 0 | 2.9216 | 0 | 0.031497 | 0 | 0 | 0 | 0 | 0 | 0.5874 | 0 | 0 | 0.16574 | 0 | 0 | 0.14917
2291 | 2018-04-06 10:00 | 4 | April | 10 | 96 | 12.5978 | 2.9463 | 3.8169 | 0 | 8.7809 | 0 | 0 | 0 | 0 | 2.9463 | 0 | 0 | 0 | 0 | 0 | 0 | 0 | 0.47239 | 0 | 0 | 0.39821 | 0 | 0 | 0.35839
2292 | 2018-04-06 11:00 | 4 | April | 11 | 96 | 11.4018 | 3.2833 | 4.3816 | 0 | 7.0202 | 0 | 0 | 0 | 0 | 3.2833 | 0 | 0 | 0 | 0 | 0 | 0 | 0 | 0.70241 | 0 | 0 | 0.39589 | 0 | 0 | 0.3563
2293 | 2018-04-06 12:00 | 4 | April | 12 | 96 | 6.6044 | 3.2019 | 5.0791 | 0 | 1.5253 | 0 | 0 | 0 | 0 | 3.2019 | 0 | 0 | 0 | 0 | 0 | 0 | 0 | 0.93243 | 0 | 0 | 0.94478 | 0 | 0 | 0.8503
2294 | 2018-04-06 13:00 | 4 | April | 13 | 96 | 9.1526 | 2.8129 | 4.7648 | 0 | 4.3878 | 0 | 0 | 0 | 0 | 2.8129 | 0 | 0 | 0 | 0 | 0 | 0 | 0 | 0.5874 | 0 | 0 | 1.3646 | 0 | 0 | 1.2281
2295 | 2018-04-06 14:00 | 4 | April | 14 | 96 | 4.8493 | 2.5372 | 4.0673 | 0 | 0.78204 | 0 | 0 | 0 | 0 | 2.5372 | 0 | 0 | 0 | 0 | 0 | 0 | 0 | 0.35355 | 0 | 0 | 1.1765 | 0 | 0 | 1.0589
2296 | 2018-04-06 15:00 | 4 | April | 15 | 96 | 6.6304 | 2.3878 | 3.7138 | 0 | 2.9167 | 0 | 0 | 0 | 0 | 2.3878 | 0 | 0 | 0 | 0 | 0 | 0 | 0 | 0.35355 | 0 | 0 | 0.97242 | 0 | 0 | 0.87517
2297 | 2018-04-06 16:00 | 4 | April | 16 | 96 | 6.9165 | 2.5975 | 4.6435 | 0 | 2.273 | 0 | 0 | 0 | 0 | 2.5975 | 0 | 0 | 0 | 0 | 0 | 0 | 0 | 0.5874 | 0 | 0 | 1.4586 | 0 | 0 | 1.3127
2298 | 2018-04-06 17:00 | 4 | April | 17 | 96 | 4.2903 | 3.1854 | 4.2903 | 0 | 0 | 0 | 0 | 1.2531 | 1.2531 | 3.1854 | 0 | 0 | 0 | 0 | 0 | 0 | 0 | 0.70241 | 0 | 0 | 1.6556 | 0 | 0 | 1.49
2299 | 2018-04-06 18:00 | 4 | April | 18 | 96 | 0.065004 | 0.065004 | 0.065004 | 0 | 0 | 3.6784 | 0.70241 | 2.1629 | 6.5437 | 3.7434 | 0 | 0 | 0 | 0 | 0 | 0 | 0 | 0.70241 | 0 | 0 | 2.1629 | 0 | 0 | 1.9466
2300 | 2018-04-06 19:00 | 4 | April | 19 | 96 | 0 | 0 | 0 | 0 | 0 | 3.6636 | 0.5874 | 2.087 | 6.338 | 3.6636 | 0 | 0 | 0 | 0 | 0 | 0 | 0 | 0.5874 | 0 | 0 | 2.087 | 0 | 0 | 1.8783
2301 | 2018-04-06 20:00 | 4 | April | 20 | 96 | 0 | 0 | 0 | 0 | 0 | 3.4142 | 0.47239 | 1.7154 | 5.602 | 3.4142 | 0 | 0 | 0 | 0 | 0 | 0 | 0 | 0.47239 | 0 | 0 | 1.7154 | 0 | 0 | 1.5439
2302 | 2018-04-06 21:00 | 4 | April | 21 | 96 | 0 | 0 | 0 | 0 | 0 | 2.9968 | 0.23853 | 1.2558 | 4.4911 | 2.9968 | 0 | 0 | 0 | 0 | 0 | 0 | 0 | 0.23853 | 0 | 0 | 1.2558 | 0 | 0 | 1.1302
2303 | 2018-04-06 22:00 | 4 | April | 22 | 96 | 0 | 0 | 0 | 0 | 0 | 2.2662 | 0.23853 | 0.75773 | 3.2624 | 2.2662 | 0 | 0 | 0 | 0 | 0 | 0 | 0 | 0.23853 | 0 | 0 | 0.75773 | 0 | 0 | 0.68195
2304 | 2018-04-06 23:00 | 4 | April | 23 | 96 | 0 | 0 | 0 | 0 | 0 | 1.5726 | 0.12352 | 0.49733 | 2.1935 | 1.5726 | 0 | 0 | 0 | 0 | 0 | 0 | 0 | 0.12352 | 0 | 0 | 0.49733 | 0 | 0 | 0.4476
2305 | 2018-04-07 | 4 | April | 0 | 97 | 0 | 0 | 0 | 0 | 0 | 1.2135 | 0.8118 | 0 | 2.0253 | 1.2135 | 0 | 0.68827 | 0 | 0 | 0 | 0 | 0 | 0.12352 | 0 | 0 | 0 | 0 | 0 | 0
2306 | 2018-04-07 01:00 | 4 | April | 1 | 97 | 0 | 0 | 0 | 0 | 0 | 1.1125 | 1.8496 | 0 | 2.9621 | 1.1125 | 0 | 1.726 | 0 | 0 | 0 | 0 | 0 | 0.12352 | 0 | 0 | 0 | 0 | 0 | 0
2307 | 2018-04-07 02:00 | 4 | April | 2 | 97 | 0 | 0 | 0 | 0 | 0 | 1.0883 | 1.9309 | 0.085531 | 3.1047 | 1.0883 | 0 | 1.8074 | 0 | 0 | 0 | 0 | 0 | 0.12352 | 0 | 0 | 0.085531 | 0 | 0 | 0.076978
2308 | 2018-04-07 03:00 | 4 | April | 3 | 97 | 0 | 0 | 0 | 0 | 0 | 1.1079 | 2.0296 | 0.025909 | 3.1634 | 1.1079 | 0 | 1.9061 | 0 | 0 | 0 | 0 | 0 | 0.12352 | 0 | 0 | 0.025909 | 0 | 0 | 0.023318
2309 | 2018-04-07 04:00 | 4 | April | 4 | 97 | 0 | 0 | 0 | 0 | 0 | 1.2846 | 2.0539 | 0.055915 | 3.3945 | 1.2846 | 0 | 1.9304 | 0 | 0 | 0 | 0 | 0 | 0.12352 | 0 | 0 | 0.055915 | 0 | 0 | 0.050323
2310 | 2018-04-07 05:00 | 4 | April | 5 | 97 | 0.11701 | 0.11701 | 0.11701 | 0 | 0 | 1.9982 | 1.9331 | 0 | 3.9313 | 2.1152 | 0 | 1.6946 | 0 | 0 | 0 | 0 | 0 | 0.23853 | 0 | 0 | 0 | 0 | 0 | 0
2311 | 2018-04-07 06:00 | 4 | April | 6 | 97 | 8.5026 | 2.8737 | 4.5698 | 0 | 3.9328 | 0 | 0 | 0 | 0 | 2.8737 | 0 | 1.2237 | 0 | 0 | 0 | 0 | 0 | 0.47239 | 0 | 0 | 0 | 0 | 0 | 0
2312 | 2018-04-07 07:00 | 4 | April | 7 | 97 | 12.9099 | 3.0334 | 4.5132 | 0 | 8.3967 | 0 | 0 | 0 | 0 | 3.0334 | 0 | 0.77734 | 0 | 0 | 0 | 0 | 0 | 0.70241 | 0 | 0 | 0 | 0 | 0 | 0
2313 | 2018-04-07 08:00 | 4 | April | 8 | 97 | 16.8231 | 3.002 | 4.3972 | 0 | 12.426 | 0 | 0 | 0 | 0 | 3.002 | 0 | 0.69277 | 0 | 0 | 0 | 0 | 0 | 0.70241 | 0 | 0 | 0 | 0 | 0 | 0
2314 | 2018-04-07 09:00 | 4 | April | 9 | 97 | 21.0874 | 2.9216 | 4.0964 | 0 | 16.991 | 0 | 0 | 0 | 0 | 2.9216 | 0 | 0.3143 | 0 | 0 | 0 | 0 | 0 | 0.5874 | 0 | 0 | 0.27308 | 0 | 0 | 0.24577
2315 | 2018-04-07 10:00 | 4 | April | 10 | 97 | 24.3896 | 2.9463 | 3.8788 | 0 | 20.5109 | 0 | 0 | 0 | 0 | 2.9463 | 0 | 0 | 0 | 0 | 0 | 0 | 0 | 0.35738 | 0 | 0 | 0.57504 | 0 | 0 | 0.51754
2316 | 2018-04-07 11:00 | 4 | April | 11 | 97 | 26.0017 | 3.2833 | 4.3652 | 0 | 21.6366 | 0 | 0 | 0 | 0 | 3.2833 | 0 | 0 | 0 | 0 | 0 | 0 | 0 | 0.5874 | 0 | 0 | 0.49448 | 0 | 0 | 0.44503
2317 | 2018-04-07 12:00 | 4 | April | 12 | 97 | 25.8977 | 3.2019 | 4.7072 | 0 | 21.1905 | 0 | 0 | 0 | 0 | 3.2019 | 0 | 0 | 0 | 0 | 0 | 0 | 0 | 0.70241 | 0 | 0 | 0.80292 | 0 | 0 | 0.72263
2318 | 2018-04-07 13:00 | 4 | April | 13 | 97 | 23.8436 | 2.8129 | 4.9436 | 0 | 18.9 | 0 | 0 | 0 | 0 | 2.8129 | 0 | 0 | 0 | 0 | 0 | 0 | 0 | 0.70241 | 0 | 0 | 1.4283 | 0 | 0 | 1.2855
2319 | 2018-04-07 14:00 | 4 | April | 14 | 97 | 20.1124 | 2.5372 | 4.1515 | 0 | 15.9609 | 0 | 0 | 0 | 0 | 2.5372 | 0 | 0 | 0 | 0 | 0 | 0 | 0 | 0.5874 | 0 | 0 | 1.0268 | 0 | 0 | 0.92416
2320 | 2018-04-07 15:00 | 4 | April | 15 | 97 | 15.9131 | 2.3878 | 3.707 | 0 | 12.206 | 0 | 0 | 0 | 0 | 2.3878 | 0 | 0 | 0 | 0 | 0 | 0 | 0 | 0.5874 | 0 | 0 | 0.73184 | 0 | 0 | 0.65866
2321 | 2018-04-07 16:00 | 4 | April | 16 | 97 | 12.2338 | 2.5975 | 4.4818 | 0 | 7.7521 | 0 | 0 | 0 | 0 | 2.5975 | 0 | 0 | 0 | 0 | 0 | 0 | 0 | 1.0513 | 0 | 0 | 0.83299 | 0 | 0 | 0.74969
2322 | 2018-04-07 17:00 | 4 | April | 17 | 97 | 7.5925 | 3.1854 | 5.223 | 0 | 2.3695 | 0 | 0 | 0 | 0 | 3.1854 | 0 | 0 | 0 | 0 | 0 | 0 | 0 | 0.81742 | 0 | 0 | 1.2201 | 0 | 0 | 1.0981
2323 | 2018-04-07 18:00 | 4 | April | 18 | 97 | 0.039003 | 0.039003 | 0.039003 | 0 | 0 | 3.7044 | 0.47239 | 1.9034 | 6.0803 | 3.7434 | 0 | 0 | 0 | 0 | 0 | 0 | 0 | 0.47239 | 0 | 0 | 1.9034 | 0 | 0 | 1.7131
2324 | 2018-04-07 19:00 | 4 | April | 19 | 97 | 0 | 0 | 0 | 0 | 0 | 3.6636 | 0.47239 | 1.7545 | 5.8904 | 3.6636 | 0 | 0 | 0 | 0 | 0 | 0 | 0 | 0.47239 | 0 | 0 | 1.7545 | 0 | 0 | 1.579
2325 | 2018-04-07 20:00 | 4 | April | 20 | 97 | 0 | 0 | 0 | 0 | 0 | 3.4142 | 0.23853 | 1.2804 | 4.9331 | 3.4142 | 0 | 0 | 0 | 0 | 0 | 0 | 0 | 0.23853 | 0 | 0 | 1.2804 | 0 | 0 | 1.1523
2326 | 2018-04-07 21:00 | 4 | April | 21 | 97 | 0 | 0 | 0 | 0 | 0 | 2.9968 | 0.23853 | 0.99691 | 4.2323 | 2.9968 | 0 | 0 | 0 | 0 | 0 | 0 | 0 | 0.23853 | 0 | 0 | 0.99691 | 0 | 0 | 0.89722
2327 | 2018-04-07 22:00 | 4 | April | 22 | 97 | 0 | 0 | 0 | 0 | 0 | 2.2662 | 1.3388 | 0.5535 | 4.1585 | 2.2662 | 0 | 1.1003 | 0 | 0 | 0 | 0 | 0 | 0.23853 | 0 | 0 | 0.5535 | 0 | 0 | 0.49815
2328 | 2018-04-07 23:00 | 4 | April | 23 | 97 | 0 | 0 | 0 | 0 | 0 | 1.5726 | 1.7902 | 0.49099 | 3.8539 | 1.5726 | 0 | 1.6667 | 0 | 0 | 0 | 0 | 0 | 0.12352 | 0 | 0 | 0.49099 | 0 | 0 | 0.44189
2329 | 2018-04-08 | 4 | April | 0 | 98 | 0 | 0 | 0 | 0 | 0 | 1.2135 | 1.9819 | 0.59399 | 3.7894 | 1.2135 | 0 | 1.8584 | 0 | 0 | 0 | 0 | 0 | 0.12352 | 0 | 0 | 0.59399 | 0 | 0 | 0.53459
2330 | 2018-04-08 01:00 | 4 | April | 1 | 98 | 0 | 0 | 0 | 0 | 0 | 1.1125 | 2.0852 | 0.39144 | 3.5891 | 1.1125 | 0 | 1.9617 | 0 | 0 | 0 | 0 | 0 | 0.12352 | 0 | 0 | 0.39144 | 0 | 0 | 0.35229
2331 | 2018-04-08 02:00 | 4 | April | 2 | 98 | 0 | 0 | 0 | 0 | 0 | 1.0883 | 2.1367 | 0.014074 | 3.2391 | 1.0883 | 0 | 2.0132 | 0 | 0 | 0 | 0 | 0 | 0.12352 | 0 | 0 | 0.014074 | 0 | 0 | 0.012667
2332 | 2018-04-08 03:00 | 4 | April | 3 | 98 | 0 | 0 | 0 | 0 | 0 | 1.1079 | 2.1758 | 0.026572 | 3.3102 | 1.1079 | 0 | 2.0522 | 0 | 0 | 0 | 0 | 0 | 0.12352 | 0 | 0 | 0.026572 | 0 | 0 | 0.023914
2333 | 2018-04-08 04:00 | 4 | April | 4 | 98 | 0 | 0 | 0 | 0 | 0 | 1.2846 | 2.1699 | 0.02326 | 3.4778 | 1.2846 | 0 | 2.0464 | 0 | 0 | 0 | 0 | 0 | 0.12352 | 0 | 0 | 0.02326 | 0 | 0 | 0.020934
2334 | 2018-04-08 05:00 | 4 | April | 5 | 98 | 0.14301 | 0.14301 | 0.14301 | 0 | 0 | 1.9722 | 1.931 | 0 | 3.9032 | 2.1152 | 0 | 1.8075 | 0 | 0 | 0 | 0 | 0 | 0.12352 | 0 | 0 | 0 | 0 | 0 | 0
2335 | 2018-04-08 06:00 | 4 | April | 6 | 98 | 6.9815 | 2.8737 | 4.2165 | 0 | 2.7649 | 0 | 0 | 0 | 0 | 2.8737 | 0 | 1.2193 | 0 | 0 | 0 | 0 | 0 | 0.12352 | 0 | 0 | 0 | 0 | 0 | 0
2336 | 2018-04-08 07:00 | 4 | April | 7 | 98 | 11.1938 | 3.0334 | 3.8176 | 0 | 7.3761 | 0 | 0 | 0 | 0 | 3.0334 | 0 | 0.54568 | 0 | 0 | 0 | 0 | 0 | 0.23853 | 0 | 0 | 0 | 0 | 0 | 0
2337 | 2018-04-08 08:00 | 4 | April | 8 | 98 | 15.7701 | 3.002 | 3.4498 | 0 | 12.3203 | 0 | 0 | 0 | 0 | 3.002 | 0 | 0.090415 | 0 | 0 | 0 | 0 | 0 | 0.35738 | 0 | 0 | 0 | 0 | 0 | 0
2338 | 2018-04-08 09:00 | 4 | April | 9 | 98 | 19.8133 | 2.9216 | 3.9217 | 0 | 15.8917 | 0 | 0 | 0 | 0 | 2.9216 | 0 | 0 | 0 | 0 | 0 | 0 | 0 | 0.70241 | 0 | 0 | 0.29766 | 0 | 0 | 0.2679
2339 | 2018-04-08 10:00 | 4 | April | 10 | 98 | 23.2196 | 2.9463 | 4.2558 | 0 | 18.9637 | 0 | 0 | 0 | 0 | 2.9463 | 0 | 0 | 0 | 0 | 0 | 0 | 0 | 0.70241 | 0 | 0 | 0.60708 | 0 | 0 | 0.54638
2340 | 2018-04-08 11:00 | 4 | April | 11 | 98 | 24.5327 | 3.2833 | 4.6932 | 0 | 19.8395 | 0 | 0 | 0 | 0 | 3.2833 | 0 | 0 | 0 | 0 | 0 | 0 | 0 | 0.93243 | 0 | 0 | 0.47745 | 0 | 0 | 0.4297
2341 | 2018-04-08 12:00 | 4 | April | 12 | 98 | 24.1036 | 3.2019 | 4.6464 | 0 | 19.4572 | 0 | 0 | 0 | 0 | 3.2019 | 0 | 0 | 0 | 0 | 0 | 0 | 0 | 0.93243 | 0 | 0 | 0.51211 | 0 | 0 | 0.4609
2342 | 2018-04-08 13:00 | 4 | April | 13 | 98 | 21.9325 | 2.8129 | 4.3357 | 0 | 17.5968 | 0 | 0 | 0 | 0 | 2.8129 | 0 | 0 | 0 | 0 | 0 | 0 | 0 | 0.81742 | 0 | 0 | 0.70537 | 0 | 0 | 0.63484
2343 | 2018-04-08 14:00 | 4 | April | 14 | 98 | 18.5132 | 2.5372 | 3.7979 | 0 | 14.7153 | 0 | 0 | 0 | 0 | 2.5372 | 0 | 0 | 0 | 0 | 0 | 0 | 0 | 0.5874 | 0 | 0 | 0.6733 | 0 | 0 | 0.60597
2344 | 2018-04-08 15:00 | 4 | April | 15 | 98 | 13.9239 | 2.3878 | 3.5512 | 0 | 10.3728 | 0 | 0 | 0 | 0 | 2.3878 | 0 | 0 | 0 | 0 | 0 | 0 | 0 | 0.47239 | 0 | 0 | 0.691 | 0 | 0 | 0.6219
2345 | 2018-04-08 16:00 | 4 | April | 16 | 98 | 10.1017 | 2.5975 | 4.0021 | 0 | 6.0995 | 0 | 0 | 0 | 0 | 2.5975 | 0 | 0 | 0 | 0 | 0 | 0 | 0 | 0.5874 | 0 | 0 | 0.81723 | 0 | 0 | 0.73551
2346 | 2018-04-08 17:00 | 4 | April | 17 | 98 | 6.0324 | 3.1854 | 5.0991 | 0 | 0.93331 | 0 | 0 | 0 | 0 | 3.1854 | 0 | 0 | 0 | 0 | 0 | 0 | 0 | 0.70241 | 0 | 0 | 1.2113 | 0 | 0 | 1.0901
2347 | 2018-04-08 18:00 | 4 | April | 18 | 98 | 0.039003 | 0.039003 | 0.039003 | 0 | 0 | 3.7044 | 0.70241 | 1.9407 | 6.3475 | 3.7434 | 0 | 0 | 0 | 0 | 0 | 0 | 0 | 0.70241 | 0 | 0 | 1.9407 | 0 | 0 | 1.7466
2348 | 2018-04-08 19:00 | 4 | April | 19 | 98 | 0 | 0 | 0 | 0 | 0 | 3.6636 | 0.47239 | 2.17 | 6.306 | 3.6636 | 0 | 0 | 0 | 0 | 0 | 0 | 0 | 0.47239 | 0 | 0 | 2.17 | 0 | 0 | 1.953
2349 | 2018-04-08 20:00 | 4 | April | 20 | 98 | 0 | 0 | 0 | 0 | 0 | 3.4142 | 0.47239 | 1.905 | 5.7916 | 3.4142 | 0 | 0 | 0 | 0 | 0 | 0 | 0 | 0.47239 | 0 | 0 | 1.905 | 0 | 0 | 1.7145
2350 | 2018-04-08 21:00 | 4 | April | 21 | 98 | 0 | 0 | 0 | 0 | 0 | 2.9968 | 0.23853 | 1.5578 | 4.7932 | 2.9968 | 0 | 0 | 0 | 0 | 0 | 0 | 0 | 0.23853 | 0 | 0 | 1.5578 | 0 | 0 | 1.402
2351 | 2018-04-08 22:00 | 4 | April | 22 | 98 | 0 | 0 | 0 | 0 | 0 | 2.2662 | 0.23853 | 0.88022 | 3.3849 | 2.2662 | 0 | 0 | 0 | 0 | 0 | 0 | 0 | 0.23853 | 0 | 0 | 0.88022 | 0 | 0 | 0.7922
2352 | 2018-04-08 23:00 | 4 | April | 23 | 98 | 0 | 0 | 0 | 0 | 0 | 1.5726 | 0.12352 | 0.73599 | 2.4322 | 1.5726 | 0 | 0 | 0 | 0 | 0 | 0 | 0 | 0.12352 | 0 | 0 | 0.73599 | 0 | 0 | 0.66239
2353 | 2018-04-09 | 4 | April | 0 | 99 | 0 | 0 | 0 | 0 | 0 | 1.3604 | 0.12352 | 0.37687 | 1.8608 | 1.3604 | 0 | 0 | 0 | 0 | 0 | 0 | 0 | 0.12352 | 0 | 0 | 0.37687 | 0 | 0 | 0.33918
2354 | 2018-04-09 01:00 | 4 | April | 1 | 99 | 0 | 0 | 0 | 0 | 0 | 1.1574 | 0.12352 | 0.57442 | 1.8553 | 1.1574 | 0 | 0 | 0 | 0 | 0 | 0 | 0 | 0.12352 | 0 | 0 | 0.57442 | 0 | 0 | 0.51697
2355 | 2018-04-09 02:00 | 4 | April | 2 | 99 | 0 | 0 | 0 | 0 | 0 | 1.1022 | 0.23853 | 0.34995 | 1.6907 | 1.1022 | 0 | 0 | 0 | 0 | 0 | 0 | 0 | 0.23853 | 0 | 0 | 0.34995 | 0 | 0 | 0.31496
2356 | 2018-04-09 03:00 | 4 | April | 3 | 99 | 0 | 0 | 0 | 0 | 0 | 1.0893 | 0.44453 | 0 | 1.5339 | 1.0893 | 0 | 0.20599 | 0 | 0 | 0 | 0 | 0 | 0.23853 | 0 | 0 | 0 | 0 | 0 | 0
2357 | 2018-04-09 04:00 | 4 | April | 4 | 99 | 0 | 0 | 0 | 0 | 0 | 1.1306 | 2.1719 | 0 | 3.3024 | 1.1306 | 0 | 1.6995 | 0 | 0 | 0 | 0 | 0 | 0.47239 | 0 | 0 | 0 | 0 | 0 | 0
2358 | 2018-04-09 05:00 | 4 | April | 5 | 99 | 0.14301 | 0.14301 | 0.14301 | 0 | 0 | 1.2642 | 2.3223 | 0 | 3.5865 | 1.4073 | 0 | 1.6199 | 0 | 0 | 0 | 0 | 0 | 0.70241 | 0 | 0 | 0 | 0 | 0 | 0
2359 | 2018-04-09 06:00 | 4 | April | 6 | 99 | 6.2274 | 2.1219 | 4.4883 | 0 | 1.7392 | 0 | 0 | 0 | 0 | 2.1219 | 0 | 1.2001 | 0 | 0 | 0 | 0 | 0 | 1.1663 | 0 | 0 | 0 | 0 | 0 | 0
2360 | 2018-04-09 07:00 | 4 | April | 7 | 99 | 10.1797 | 2.8726 | 4.6688 | 0 | 5.5109 | 0 | 0 | 0 | 0 | 2.8726 | 0 | 0.62984 | 0 | 0 | 0 | 0 | 0 | 1.1663 | 0 | 0 | 0 | 0 | 0 | 0
2361 | 2018-04-09 08:00 | 4 | April | 8 | 99 | 13.9629 | 3.2993 | 4.6024 | 0 | 9.3606 | 0 | 0 | 0 | 0 | 3.2993 | 0 | 0.37066 | 0 | 0 | 0 | 0 | 0 | 0.93243 | 0 | 0 | 0 | 0 | 0 | 0
2362 | 2018-04-09 09:00 | 4 | April | 9 | 99 | 16.8621 | 3.5652 | 4.4038 | 0 | 12.4584 | 0 | 0 | 0 | 0 | 3.5652 | 0 | 0.044267 | 0 | 0 | 0 | 0 | 0 | 0.5874 | 0 | 0 | 0.20694 | 0 | 0 | 0.18624
2363 | 2018-04-09 10:00 | 4 | April | 10 | 99 | 19.7093 | 3.7414 | 4.6578 | 0 | 15.0515 | 0 | 0 | 0 | 0 | 3.7414 | 0 | 0 | 0 | 0 | 0 | 0 | 0 | 0.47239 | 0 | 0 | 0.44402 | 0 | 0 | 0.39962
2364 | 2018-04-09 11:00 | 4 | April | 11 | 99 | 20.9444 | 3.9382 | 5.0737 | 0 | 15.8708 | 0 | 0 | 0 | 0 | 3.9382 | 0 | 0 | 0 | 0 | 0 | 0 | 0 | 0.70241 | 0 | 0 | 0.43304 | 0 | 0 | 0.38973
2365 | 2018-04-09 12:00 | 4 | April | 12 | 99 | 20.8144 | 3.8573 | 5.631 | 0 | 15.1834 | 0 | 0 | 0 | 0 | 3.8573 | 0 | 0 | 0 | 0 | 0 | 0 | 0 | 0.93243 | 0 | 0 | 0.84126 | 0 | 0 | 0.75713
2366 | 2018-04-09 13:00 | 4 | April | 13 | 99 | 19.0203 | 3.5239 | 5.2306 | 0 | 13.7897 | 0 | 0 | 0 | 0 | 3.5239 | 0 | 0 | 0 | 0 | 0 | 0 | 0 | 0.5874 | 0 | 0 | 1.1192 | 0 | 0 | 1.0073
2367 | 2018-04-09 14:00 | 4 | April | 14 | 99 | 16.0301 | 3.2642 | 4.6168 | 0 | 11.4132 | 0 | 0 | 0 | 0 | 3.2642 | 0 | 0 | 0 | 0 | 0 | 0 | 0 | 0.35355 | 0 | 0 | 0.99905 | 0 | 0 | 0.89914
2368 | 2018-04-09 15:00 | 4 | April | 15 | 99 | 12.7799 | 3.2199 | 4.1768 | 0 | 8.6031 | 0 | 0 | 0 | 0 | 3.2199 | 0 | 0 | 0 | 0 | 0 | 0 | 0 | 0.35355 | 0 | 0 | 0.6033 | 0 | 0 | 0.54297
2369 | 2018-04-09 16:00 | 4 | April | 16 | 99 | 8.5156 | 3.4848 | 5.2524 | 0 | 3.2631 | 0 | 0 | 0 | 0 | 3.4848 | 0 | 0 | 0 | 0 | 0 | 0 | 0 | 0.5874 | 0 | 0 | 1.1803 | 0 | 0 | 1.0622
2370 | 2018-04-09 17:00 | 4 | April | 17 | 99 | 3.6402 | 3.6402 | 3.6402 | 0 | 0 | 0.33712 | 0.70241 | 2.0695 | 3.1091 | 3.9774 | 0 | 0 | 0 | 0 | 0 | 0 | 0 | 0.70241 | 0 | 0 | 2.0695 | 0 | 0 | 1.8626
2371 | 2018-04-09 18:00 | 4 | April | 18 | 99 | 0.026002 | 0.026002 | 0.026002 | 0 | 0 | 4.2559 | 0.70241 | 2.6644 | 7.6227 | 4.2819 | 0 | 0 | 0 | 0 | 0 | 0 | 0 | 0.70241 | 0 | 0 | 2.6644 | 0 | 0 | 2.398
2372 | 2018-04-09 19:00 | 4 | April | 19 | 99 | 0 | 0 | 0 | 0 | 0 | 3.9176 | 0.5874 | 2.5359 | 7.0409 | 3.9176 | 0 | 0 | 0 | 0 | 0 | 0 | 0 | 0.5874 | 0 | 0 | 2.5359 | 0 | 0 | 2.2823
2373 | 2018-04-09 20:00 | 4 | April | 20 | 99 | 0 | 0 | 0 | 0 | 0 | 3.2364 | 0.47239 | 1.8296 | 5.5384 | 3.2364 | 0 | 0 | 0 | 0 | 0 | 0 | 0 | 0.47239 | 0 | 0 | 1.8296 | 0 | 0 | 1.6467
2374 | 2018-04-09 21:00 | 4 | April | 21 | 99 | 0 | 0 | 0 | 0 | 0 | 3.0561 | 0.23853 | 1.4543 | 4.7489 | 3.0561 | 0 | 0 | 0 | 0 | 0 | 0 | 0 | 0.23853 | 0 | 0 | 1.4543 | 0 | 0 | 1.3089
2375 | 2018-04-09 22:00 | 4 | April | 22 | 99 | 0 | 0 | 0 | 0 | 0 | 2.6011 | 0.38474 | 0.9957 | 3.9815 | 2.6011 | 0 | 0.14621 | 0 | 0 | 0 | 0 | 0 | 0.23853 | 0 | 0 | 0.9957 | 0 | 0 | 0.89613
2376 | 2018-04-09 23:00 | 4 | April | 23 | 99 | 0 | 0 | 0 | 0 | 0 | 1.7076 | 1.4602 | 0.63126 | 3.7991 | 1.7076 | 0 | 1.3367 | 0 | 0 | 0 | 0 | 0 | 0.12352 | 0 | 0 | 0.63126 | 0 | 0 | 0.56813
2377 | 2018-04-10 | 4 | April | 0 | 100 | 0 | 0 | 0 | 0 | 0 | 1.9369 | 1.4237 | 0.34706 | 3.7077 | 1.9369 | 0 | 1.3002 | 0 | 0 | 0 | 0 | 0 | 0.12352 | 0 | 0 | 0.34706 | 0 | 0 | 0.31235
2378 | 2018-04-10 01:00 | 4 | April | 1 | 100 | 0 | 0 | 0 | 0 | 0 | 1.482 | 1.6145 | 0.040439 | 3.1369 | 1.482 | 0 | 1.4909 | 0 | 0 | 0 | 0 | 0 | 0.12352 | 0 | 0 | 0.040439 | 0 | 0 | 0.036395
2379 | 2018-04-10 02:00 | 4 | April | 2 | 100 | 0 | 0 | 0 | 0 | 0 | 1.2073 | 1.8086 | 0.042189 | 3.0581 | 1.2073 | 0 | 1.5701 | 0 | 0 | 0 | 0 | 0 | 0.23853 | 0 | 0 | 0.042189 | 0 | 0 | 0.03797
2380 | 2018-04-10 03:00 | 4 | April | 3 | 100 | 0 | 0 | 0 | 0 | 0 | 1.1125 | 1.8508 | 0 | 2.9633 | 1.1125 | 0 | 1.6122 | 0 | 0 | 0 | 0 | 0 | 0.23853 | 0 | 0 | 0 | 0 | 0 | 0
2381 | 2018-04-10 04:00 | 4 | April | 4 | 100 | 0 | 0 | 0 | 0 | 0 | 1.0899 | 2.1059 | 0 | 3.1958 | 1.0899 | 0 | 1.6336 | 0 | 0 | 0 | 0 | 0 | 0.47239 | 0 | 0 | 0 | 0 | 0 | 0
2382 | 2018-04-10 05:00 | 4 | April | 5 | 100 | 0.16901 | 0.16901 | 0.16901 | 0 | 0 | 0.9229 | 2.3186 | 0 | 3.2415 | 1.0919 | 0 | 1.6162 | 0 | 0 | 0 | 0 | 0 | 0.70241 | 0 | 0 | 0 | 0 | 0 | 0
2383 | 2018-04-10 06:00 | 4 | April | 6 | 100 | 6.7995 | 1.1424 | 3.7591 | 0 | 3.0403 | 0 | 0 | 0 | 0 | 1.1424 | 0 | 1.4504 | 0 | 0 | 0 | 0 | 0 | 1.1663 | 0 | 0 | 0 | 0 | 0 | 0
2384 | 2018-04-10 07:00 | 4 | April | 7 | 100 | 11.2848 | 1.551 | 3.6886 | 0 | 7.5962 | 0 | 0 | 0 | 0 | 1.551 | 0 | 0.97128 | 0 | 0 | 0 | 0 | 0 | 1.1663 | 0 | 0 | 0 | 0 | 0 | 0
2385 | 2018-04-10 08:00 | 4 | April | 8 | 100 | 16.0431 | 2.4924 | 4.0813 | 0 | 11.9618 | 0 | 0 | 0 | 0 | 2.4924 | 0 | 0.65643 | 0 | 0 | 0 | 0 | 0 | 0.93243 | 0 | 0 | 0 | 0 | 0 | 0
2386 | 2018-04-10 09:00 | 4 | April | 9 | 100 | 19.9563 | 3.4879 | 4.4933 | 0 | 15.463 | 0 | 0 | 0 | 0 | 3.4879 | 0 | 0.21109 | 0 | 0 | 0 | 0 | 0 | 0.5874 | 0 | 0 | 0.20694 | 0 | 0 | 0.18624
2387 | 2018-04-10 10:00 | 4 | April | 10 | 100 | 22.7515 | 4.0145 | 4.9309 | 0 | 17.8207 | 0 | 0 | 0 | 0 | 4.0145 | 0 | 0 | 0 | 0 | 0 | 0 | 0 | 0.47239 | 0 | 0 | 0.44402 | 0 | 0 | 0.39962
2388 | 2018-04-10 11:00 | 4 | April | 11 | 100 | 24.3766 | 4.4287 | 5.5642 | 0 | 18.8125 | 0 | 0 | 0 | 0 | 4.4287 | 0 | 0 | 0 | 0 | 0 | 0 | 0 | 0.70241 | 0 | 0 | 0.43304 | 0 | 0 | 0.38973
2389 | 2018-04-10 12:00 | 4 | April | 12 | 100 | 23.1286 | 4.4828 | 6.2565 | 0 | 16.872 | 0 | 0 | 0 | 0 | 4.4828 | 0 | 0 | 0 | 0 | 0 | 0 | 0 | 0.93243 | 0 | 0 | 0.84126 | 0 | 0 | 0.75713
2390 | 2018-04-10 13:00 | 4 | April | 13 | 100 | 21.7635 | 3.6754 | 5.3821 | 0 | 16.3814 | 0 | 0 | 0 | 0 | 3.6754 | 0 | 0 | 0 | 0 | 0 | 0 | 0 | 0.5874 | 0 | 0 | 1.1192 | 0 | 0 | 1.0073
2391 | 2018-04-10 14:00 | 4 | April | 14 | 100 | 18.8773 | 3.0082 | 4.3608 | 0 | 14.5165 | 0 | 0 | 0 | 0 | 3.0082 | 0 | 0 | 0 | 0 | 0 | 0 | 0 | 0.35355 | 0 | 0 | 0.99905 | 0 | 0 | 0.89914
2392 | 2018-04-10 15:00 | 4 | April | 15 | 100 | 14.639 | 2.6944 | 3.6512 | 0 | 10.9878 | 0 | 0 | 0 | 0 | 2.6944 | 0 | 0 | 0 | 0 | 0 | 0 | 0 | 0.35355 | 0 | 0 | 0.6033 | 0 | 0 | 0.54297
2393 | 2018-04-10 16:00 | 4 | April | 16 | 100 | 10.6607 | 2.4115 | 4.1792 | 0 | 6.4816 | 0 | 0 | 0 | 0 | 2.4115 | 0 | 0 | 0 | 0 | 0 | 0 | 0 | 0.5874 | 0 | 0 | 1.1803 | 0 | 0 | 1.0622
2394 | 2018-04-10 17:00 | 4 | April | 17 | 100 | 5.9154 | 2.5032 | 5.2752 | 0 | 0.64023 | 0 | 0 | 0 | 0 | 2.5032 | 0 | 0 | 0 | 0 | 0 | 0 | 0 | 0.70241 | 0 | 0 | 2.0695 | 0 | 0 | 1.8626
2395 | 2018-04-10 18:00 | 4 | April | 18 | 100 | 0.039003 | 0.039003 | 0.039003 | 0 | 0 | 2.996 | 0.70241 | 2.6644 | 6.3628 | 3.035 | 0 | 0 | 0 | 0 | 0 | 0 | 0 | 0.70241 | 0 | 0 | 2.6644 | 0 | 0 | 2.398
2396 | 2018-04-10 19:00 | 4 | April | 19 | 100 | 0 | 0 | 0 | 0 | 0 | 3.5167 | 0.5874 | 2.5359 | 6.64 | 3.5167 | 0 | 0 | 0 | 0 | 0 | 0 | 0 | 0.5874 | 0 | 0 | 2.5359 | 0 | 0 | 2.2823
2397 | 2018-04-10 20:00 | 4 | April | 20 | 100 | 0 | 0 | 0 | 0 | 0 | 3.3895 | 0.47239 | 1.8296 | 5.6915 | 3.3895 | 0 | 0 | 0 | 0 | 0 | 0 | 0 | 0.47239 | 0 | 0 | 1.8296 | 0 | 0 | 1.6467
2398 | 2018-04-10 21:00 | 4 | April | 21 | 100 | 0 | 0 | 0 | 0 | 0 | 3.1663 | 0.23853 | 1.4543 | 4.8592 | 3.1663 | 0 | 0 | 0 | 0 | 0 | 0 | 0 | 0.23853 | 0 | 0 | 1.4543 | 0 | 0 | 1.3089
2399 | 2018-04-10 22:00 | 4 | April | 22 | 100 | 0 | 0 | 0 | 0 | 0 | 2.8304 | 0.23853 | 0.9957 | 4.0646 | 2.8304 | 0 | 0 | 0 | 0 | 0 | 0 | 0 | 0.23853 | 0 | 0 | 0.9957 | 0 | 0 | 0.89613
2400 | 2018-04-10 23:00 | 4 | April | 23 | 100 | 0 | 0 | 0 | 0 | 0 | 1.5726 | 0.12352 | 0.63126 | 2.3274 | 1.5726 | 0 | 0 | 0 | 0 | 0 | 0 | 0 | 0.12352 | 0 | 0 | 0.63126 | 0 | 0 | 0.56813
2401 | 2018-04-11 | 4 | April | 0 | 101 | 0 | 0 | 0 | 0 | 0 | 1.2135 | 0.12352 | 0.34706 | 1.6841 | 1.2135 | 0 | 0 | 0 | 0 | 0 | 0 | 0 | 0.12352 | 0 | 0 | 0.34706 | 0 | 0 | 0.31235
2402 | 2018-04-11 01:00 | 4 | April | 1 | 101 | 0 | 0 | 0 | 0 | 0 | 1.1125 | 0.12352 | 0.040439 | 1.2765 | 1.1125 | 0 | 0 | 0 | 0 | 0 | 0 | 0 | 0.12352 | 0 | 0 | 0.040439 | 0 | 0 | 0.036395
2403 | 2018-04-11 02:00 | 4 | April | 2 | 101 | 0 | 0 | 0 | 0 | 0 | 1.0883 | 0.23853 | 0.042189 | 1.369 | 1.0883 | 0 | 0 | 0 | 0 | 0 | 0 | 0 | 0.23853 | 0 | 0 | 0.042189 | 0 | 0 | 0.03797
2404 | 2018-04-11 03:00 | 4 | April | 3 | 101 | 0 | 0 | 0 | 0 | 0 | 1.1079 | 0.23853 | 0 | 1.3464 | 1.1079 | 0 | 0 | 0 | 0 | 0 | 0 | 0 | 0.23853 | 0 | 0 | 0 | 0 | 0 | 0
2405 | 2018-04-11 04:00 | 4 | April | 4 | 101 | 0 | 0 | 0 | 0 | 0 | 1.2846 | 1.2769 | 0 | 2.5615 | 1.2846 | 0 | 0.80449 | 0 | 0 | 0 | 0 | 0 | 0.47239 | 0 | 0 | 0 | 0 | 0 | 0
2406 | 2018-04-11 05:00 | 4 | April | 5 | 101 | 0.19501 | 0.19501 | 0.19501 | 0 | 0 | 1.9202 | 2.1967 | 0 | 4.1169 | 2.1152 | 0 | 1.4943 | 0 | 0 | 0 | 0 | 0 | 0.70241 | 0 | 0 | 0 | 0 | 0 | 0
2407 | 2018-04-11 06:00 | 4 | April | 6 | 101 | 7.9565 | 2.8737 | 4.9394 | 0 | 3.0172 | 0 | 0 | 0 | 0 | 2.8737 | 0 | 0.89941 | 0 | 0 | 0 | 0 | 0 | 1.1663 | 0 | 0 | 0 | 0 | 0 | 0
2408 | 2018-04-11 07:00 | 4 | April | 7 | 101 | 12.0258 | 3.0334 | 4.5477 | 0 | 7.4781 | 0 | 0 | 0 | 0 | 3.0334 | 0 | 0.34801 | 0 | 0 | 0 | 0 | 0 | 1.1663 | 0 | 0 | 0 | 0 | 0 | 0
2409 | 2018-04-11 08:00 | 4 | April | 8 | 101 | 16.0431 | 3.002 | 3.9344 | 0 | 12.1087 | 0 | 0 | 0 | 0 | 3.002 | 0 | 0 | 0 | 0 | 0 | 0 | 0 | 0.93243 | 0 | 0 | 0 | 0 | 0 | 0
2410 | 2018-04-11 09:00 | 4 | April | 9 | 101 | 19.8263 | 2.9216 | 3.7159 | 0 | 16.1104 | 0 | 0 | 0 | 0 | 2.9216 | 0 | 0 | 0 | 0 | 0 | 0 | 0 | 0.5874 | 0 | 0 | 0.20694 | 0 | 0 | 0.18624
2411 | 2018-04-11 10:00 | 4 | April | 10 | 101 | 22.8165 | 2.9463 | 3.8627 | 0 | 18.9538 | 0 | 0 | 0 | 0 | 2.9463 | 0 | 0 | 0 | 0 | 0 | 0 | 0 | 0.47239 | 0 | 0 | 0.44402 | 0 | 0 | 0.39962
2412 | 2018-04-11 11:00 | 4 | April | 11 | 101 | 24.1426 | 3.2833 | 4.4188 | 0 | 19.7239 | 0 | 0 | 0 | 0 | 3.2833 | 0 | 0 | 0 | 0 | 0 | 0 | 0 | 0.70241 | 0 | 0 | 0.43304 | 0 | 0 | 0.38973
2413 | 2018-04-11 12:00 | 4 | April | 12 | 101 | 24.7407 | 3.2019 | 4.9756 | 0 | 19.7651 | 0 | 0 | 0 | 0 | 3.2019 | 0 | 0 | 0 | 0 | 0 | 0 | 0 | 0.93243 | 0 | 0 | 0.84126 | 0 | 0 | 0.75713
2414 | 2018-04-11 13:00 | 4 | April | 13 | 101 | 23.0375 | 2.8129 | 4.5195 | 0 | 18.518 | 0 | 0 | 0 | 0 | 2.8129 | 0 | 0 | 0 | 0 | 0 | 0 | 0 | 0.5874 | 0 | 0 | 1.1192 | 0 | 0 | 1.0073
2415 | 2018-04-11 14:00 | 4 | April | 14 | 101 | 19.4623 | 2.5372 | 3.8898 | 0 | 15.5725 | 0 | 0 | 0 | 0 | 2.5372 | 0 | 0 | 0 | 0 | 0 | 0 | 0 | 0.35355 | 0 | 0 | 0.99905 | 0 | 0 | 0.89914
2416 | 2018-04-11 15:00 | 4 | April | 15 | 101 | 15.7571 | 2.3878 | 3.3446 | 0 | 12.4124 | 0 | 0 | 0 | 0 | 2.3878 | 0 | 0 | 0 | 0 | 0 | 0 | 0 | 0.35355 | 0 | 0 | 0.6033 | 0 | 0 | 0.54297
2417 | 2018-04-11 16:00 | 4 | April | 16 | 101 | 12.4028 | 2.5975 | 4.3652 | 0 | 8.0377 | 0 | 0 | 0 | 0 | 2.5975 | 0 | 0 | 0 | 0 | 0 | 0 | 0 | 0.5874 | 0 | 0 | 1.1803 | 0 | 0 | 1.0622
2418 | 2018-04-11 17:00 | 4 | April | 17 | 101 | 8.1125 | 3.1854 | 5.9574 | 0 | 2.1552 | 0 | 0 | 0 | 0 | 3.1854 | 0 | 0 | 0 | 0 | 0 | 0 | 0 | 0.70241 | 0 | 0 | 2.0695 | 0 | 0 | 1.8626
2419 | 2018-04-11 18:00 | 4 | April | 18 | 101 | 0.091006 | 0.091006 | 0.091006 | 0 | 0 | 3.6524 | 0.70241 | 2.6644 | 7.0192 | 3.7434 | 0 | 0 | 0 | 0 | 0 | 0 | 0 | 0.70241 | 0 | 0 | 2.6644 | 0 | 0 | 2.398
2420 | 2018-04-11 19:00 | 4 | April | 19 | 101 | 0 | 0 | 0 | 0 | 0 | 3.6636 | 0.5874 | 2.5359 | 6.7869 | 3.6636 | 0 | 0 | 0 | 0 | 0 | 0 | 0 | 0.5874 | 0 | 0 | 2.5359 | 0 | 0 | 2.2823
2421 | 2018-04-11 20:00 | 4 | April | 20 | 101 | 0 | 0 | 0 | 0 | 0 | 3.4142 | 0.47239 | 1.8296 | 5.7162 | 3.4142 | 0 | 0 | 0 | 0 | 0 | 0 | 0 | 0.47239 | 0 | 0 | 1.8296 | 0 | 0 | 1.6467
2422 | 2018-04-11 21:00 | 4 | April | 21 | 101 | 0 | 0 | 0 | 0 | 0 | 2.9968 | 0.23853 | 1.4543 | 4.6897 | 2.9968 | 0 | 0 | 0 | 0 | 0 | 0 | 0 | 0.23853 | 0 | 0 | 1.4543 | 0 | 0 | 1.3089
2423 | 2018-04-11 22:00 | 4 | April | 22 | 101 | 0 | 0 | 0 | 0 | 0 | 2.2662 | 0.23853 | 0.9957 | 3.5004 | 2.2662 | 0 | 0 | 0 | 0 | 0 | 0 | 0 | 0.23853 | 0 | 0 | 0.9957 | 0 | 0 | 0.89613
2424 | 2018-04-11 23:00 | 4 | April | 23 | 101 | 0 | 0 | 0 | 0 | 0 | 1.5726 | 0.12352 | 0.63126 | 2.3274 | 1.5726 | 0 | 0 | 0 | 0 | 0 | 0 | 0 | 0.12352 | 0 | 0 | 0.63126 | 0 | 0 | 0.56813
2425 | 2018-04-12 | 4 | April | 0 | 102 | 0 | 0 | 0 | 0 | 0 | 1.2135 | 0.12352 | 0.34706 | 1.6841 | 1.2135 | 0 | 0 | 0 | 0 | 0 | 0 | 0 | 0.12352 | 0 | 0 | 0.34706 | 0 | 0 | 0.31235
2426 | 2018-04-12 01:00 | 4 | April | 1 | 102 | 0 | 0 | 0 | 0 | 0 | 1.1125 | 0.12352 | 0.040439 | 1.2765 | 1.1125 | 0 | 0 | 0 | 0 | 0 | 0 | 0 | 0.12352 | 0 | 0 | 0.040439 | 0 | 0 | 0.036395
2427 | 2018-04-12 02:00 | 4 | April | 2 | 102 | 0 | 0 | 0 | 0 | 0 | 1.0883 | 1.3135 | 0.042189 | 2.444 | 1.0883 | 0 | 1.0749 | 0 | 0 | 0 | 0 | 0 | 0.23853 | 0 | 0 | 0.042189 | 0 | 0 | 0.03797
2428 | 2018-04-12 03:00 | 4 | April | 3 | 102 | 0 | 0 | 0 | 0 | 0 | 1.1079 | 1.7266 | 0 | 2.8345 | 1.1079 | 0 | 1.4881 | 0 | 0 | 0 | 0 | 0 | 0.23853 | 0 | 0 | 0 | 0 | 0 | 0
2429 | 2018-04-12 04:00 | 4 | April | 4 | 102 | 0 | 0 | 0 | 0 | 0 | 1.2846 | 1.9237 | 0 | 3.2083 | 1.2846 | 0 | 1.4513 | 0 | 0 | 0 | 0 | 0 | 0.47239 | 0 | 0 | 0 | 0 | 0 | 0
2430 | 2018-04-12 05:00 | 4 | April | 5 | 102 | 0.11701 | 0.11701 | 0.11701 | 0 | 0 | 1.9982 | 1.8936 | 0 | 3.8918 | 2.1152 | 0 | 1.1912 | 0 | 0 | 0 | 0 | 0 | 0.70241 | 0 | 0 | 0 | 0 | 0 | 0
2431 | 2018-04-12 06:00 | 4 | April | 6 | 102 | 2.5742 | 2.5742 | 2.5742 | 0 | 0 | 0.2995 | 1.7362 | 0 | 2.0357 | 2.8737 | 0 | 0.56989 | 0 | 0 | 0 | 0 | 0 | 1.1663 | 0 | 0 | 0 | 0 | 0 | 0
2432 | 2018-04-12 07:00 | 4 | April | 7 | 102 | 5.4994 | 3.0334 | 4.1997 | 0 | 1.2997 | 0 | 0 | 0 | 0 | 3.0334 | 0 | 0 | 0 | 0 | 0 | 0 | 0 | 1.1663 | 0 | 0 | 0 | 0 | 0 | 0
2433 | 2018-04-12 08:00 | 4 | April | 8 | 102 | 9.2306 | 3.002 | 3.9344 | 0 | 5.2962 | 0 | 0 | 0 | 0 | 3.002 | 0 | 0 | 0 | 0 | 0 | 0 | 0 | 0.93243 | 0 | 0 | 0 | 0 | 0 | 0
2434 | 2018-04-12 09:00 | 4 | April | 9 | 102 | 11.6878 | 2.9216 | 3.7159 | 0 | 7.9718 | 0 | 0 | 0 | 0 | 2.9216 | 0 | 0 | 0 | 0 | 0 | 0 | 0 | 0.5874 | 0 | 0 | 0.20694 | 0 | 0 | 0.18624
2435 | 2018-04-12 10:00 | 4 | April | 10 | 102 | 12.8579 | 2.9463 | 3.8627 | 0 | 8.9951 | 0 | 0 | 0 | 0 | 2.9463 | 0 | 0 | 0 | 0 | 0 | 0 | 0 | 0.47239 | 0 | 0 | 0.44402 | 0 | 0 | 0.39962
2436 | 2018-04-12 11:00 | 4 | April | 11 | 102 | 13.4299 | 3.2833 | 4.4188 | 0 | 9.0111 | 0 | 0 | 0 | 0 | 3.2833 | 0 | 0 | 0 | 0 | 0 | 0 | 0 | 0.70241 | 0 | 0 | 0.43304 | 0 | 0 | 0.38973
2437 | 2018-04-12 12:00 | 4 | April | 12 | 102 | 13.3649 | 3.2019 | 4.9756 | 0 | 8.3893 | 0 | 0 | 0 | 0 | 3.2019 | 0 | 0 | 0 | 0 | 0 | 0 | 0 | 0.93243 | 0 | 0 | 0.84126 | 0 | 0 | 0.75713
2438 | 2018-04-12 13:00 | 4 | April | 13 | 102 | 12.0778 | 2.8129 | 4.5195 | 0 | 7.5583 | 0 | 0 | 0 | 0 | 2.8129 | 0 | 0 | 0 | 0 | 0 | 0 | 0 | 0.5874 | 0 | 0 | 1.1192 | 0 | 0 | 1.0073
2439 | 2018-04-12 14:00 | 4 | April | 14 | 102 | 10.2967 | 2.5372 | 3.8898 | 0 | 6.4069 | 0 | 0 | 0 | 0 | 2.5372 | 0 | 0 | 0 | 0 | 0 | 0 | 0 | 0.35355 | 0 | 0 | 0.99905 | 0 | 0 | 0.89914
2440 | 2018-04-12 15:00 | 4 | April | 15 | 102 | 7.7355 | 2.3878 | 3.3446 | 0 | 4.3909 | 0 | 0 | 0 | 0 | 2.3878 | 0 | 0 | 0 | 0 | 0 | 0 | 0 | 0.35355 | 0 | 0 | 0.6033 | 0 | 0 | 0.54297
2441 | 2018-04-12 16:00 | 4 | April | 16 | 102 | 4.3423 | 2.5975 | 4.3423 | 0 | 0 | 0 | 0 | 0.02287 | 0.02287 | 2.5975 | 0 | 0 | 0 | 0 | 0 | 0 | 0 | 0.5874 | 0 | 0 | 1.1803 | 0 | 0 | 1.0622
2442 | 2018-04-12 17:00 | 4 | April | 17 | 102 | 1.4431 | 1.4431 | 1.4431 | 0 | 0 | 1.7423 | 0.70241 | 2.0695 | 4.5143 | 3.1854 | 0 | 0 | 0 | 0 | 0 | 0 | 0 | 0.70241 | 0 | 0 | 2.0695 | 0 | 0 | 1.8626
2443 | 2018-04-12 18:00 | 4 | April | 18 | 102 | 0.026002 | 0.026002 | 0.026002 | 0 | 0 | 3.7174 | 0.70241 | 2.6644 | 7.0842 | 3.7434 | 0 | 0 | 0 | 0 | 0 | 0 | 0 | 0.70241 | 0 | 0 | 2.6644 | 0 | 0 | 2.398
2444 | 2018-04-12 19:00 | 4 | April | 19 | 102 | 0 | 0 | 0 | 0 | 0 | 3.6636 | 0.5874 | 2.5359 | 6.7869 | 3.6636 | 0 | 0 | 0 | 0 | 0 | 0 | 0 | 0.5874 | 0 | 0 | 2.5359 | 0 | 0 | 2.2823
2445 | 2018-04-12 20:00 | 4 | April | 20 | 102 | 0 | 0 | 0 | 0 | 0 | 3.4142 | 0.47239 | 1.8296 | 5.7162 | 3.4142 | 0 | 0 | 0 | 0 | 0 | 0 | 0 | 0.47239 | 0 | 0 | 1.8296 | 0 | 0 | 1.6467
2446 | 2018-04-12 21:00 | 4 | April | 21 | 102 | 0 | 0 | 0 | 0 | 0 | 2.9968 | 0.23853 | 1.4543 | 4.6897 | 2.9968 | 0 | 0 | 0 | 0 | 0 | 0 | 0 | 0.23853 | 0 | 0 | 1.4543 | 0 | 0 | 1.3089
2447 | 2018-04-12 22:00 | 4 | April | 22 | 102 | 0 | 0 | 0 | 0 | 0 | 2.2662 | 0.23853 | 0.9957 | 3.5004 | 2.2662 | 0 | 0 | 0 | 0 | 0 | 0 | 0 | 0.23853 | 0 | 0 | 0.9957 | 0 | 0 | 0.89613
2448 | 2018-04-12 23:00 | 4 | April | 23 | 102 | 0 | 0 | 0 | 0 | 0 | 1.5726 | 0.12352 | 0.12317 | 1.8193 | 1.5726 | 0 | 0 | 0 | 0 | 0 | 0 | 0 | 0.12352 | 0 | 0 | 0.12317 | 0 | 0 | 0.11085
2449 | 2018-04-13 | 4 | April | 0 | 103 | 0 | 0 | 0 | 0 | 0 | 1.2135 | 0.12352 | 0.091347 | 1.4284 | 1.2135 | 0 | 0 | 0 | 0 | 0 | 0 | 0 | 0.12352 | 0 | 0 | 0.091347 | 0 | 0 | 0.082212
2450 | 2018-04-13 01:00 | 4 | April | 1 | 103 | 0 | 0 | 0 | 0 | 0 | 1.1125 | 0.12352 | 0 | 1.236 | 1.1125 | 0 | 0 | 0 | 0 | 0 | 0 | 0 | 0.12352 | 0 | 0 | 0 | 0 | 0 | 0
2451 | 2018-04-13 02:00 | 4 | April | 2 | 103 | 0 | 0 | 0 | 0 | 0 | 1.0883 | 0.23853 | 0.11659 | 1.4434 | 1.0883 | 0 | 0 | 0 | 0 | 0 | 0 | 0 | 0.23853 | 0 | 0 | 0.11659 | 0 | 0 | 0.10493
2452 | 2018-04-13 03:00 | 4 | April | 3 | 103 | 0 | 0 | 0 | 0 | 0 | 1.1079 | 0.23853 | 0.042301 | 1.3887 | 1.1079 | 0 | 0 | 0 | 0 | 0 | 0 | 0 | 0.23853 | 0 | 0 | 0.042301 | 0 | 0 | 0.038071
2453 | 2018-04-13 04:00 | 4 | April | 4 | 103 | 0 | 0 | 0 | 0 | 0 | 1.2846 | 0.47239 | 0.039756 | 1.7968 | 1.2846 | 0 | 0 | 0 | 0 | 0 | 0 | 0 | 0.47239 | 0 | 0 | 0.039756 | 0 | 0 | 0.035781
2454 | 2018-04-13 05:00 | 4 | April | 5 | 103 | 0.28602 | 0.28602 | 0.28602 | 0 | 0 | 1.8292 | 2.464 | 0 | 4.2932 | 2.1152 | 0 | 1.7616 | 0 | 0 | 0 | 0 | 0 | 0.70241 | 0 | 0 | 0 | 0 | 0 | 0
2455 | 2018-04-13 06:00 | 4 | April | 6 | 103 | 5.4604 | 2.8737 | 5.3844 | 0 | 0.07598 | 0 | 0 | 0 | 0 | 2.8737 | 0 | 1.3444 | 0 | 0 | 0 | 0 | 0 | 1.1663 | 0 | 0 | 0 | 0 | 0 | 0
2456 | 2018-04-13 07:00 | 4 | April | 7 | 103 | 10.6867 | 3.0334 | 4.7876 | 0 | 5.8991 | 0 | 0 | 0 | 0 | 3.0334 | 0 | 0.58789 | 0 | 0 | 0 | 0 | 0 | 1.1663 | 0 | 0 | 0 | 0 | 0 | 0
2457 | 2018-04-13 08:00 | 4 | April | 8 | 103 | 13.7419 | 3.002 | 3.991 | 0 | 9.7509 | 0 | 0 | 0 | 0 | 3.002 | 0 | 0.056618 | 0 | 0 | 0 | 0 | 0 | 0.93243 | 0 | 0 | 0 | 0 | 0 | 0
2458 | 2018-04-13 09:00 | 4 | April | 9 | 103 | 15.25 | 2.9216 | 3.6747 | 0 | 11.5753 | 0 | 0 | 0 | 0 | 2.9216 | 0 | 0 | 0 | 0 | 0 | 0 | 0 | 0.5874 | 0 | 0 | 0.16574 | 0 | 0 | 0.14917
2459 | 2018-04-13 10:00 | 4 | April | 10 | 103 | 18.5782 | 2.9463 | 3.8169 | 0 | 14.7613 | 0 | 0 | 0 | 0 | 2.9463 | 0 | 0 | 0 | 0 | 0 | 0 | 0 | 0.47239 | 0 | 0 | 0.39821 | 0 | 0 | 0.35839
2460 | 2018-04-13 11:00 | 4 | April | 11 | 103 | 20.0343 | 3.2833 | 4.3816 | 0 | 15.6527 | 0 | 0 | 0 | 0 | 3.2833 | 0 | 0 | 0 | 0 | 0 | 0 | 0 | 0.70241 | 0 | 0 | 0.39589 | 0 | 0 | 0.3563
2461 | 2018-04-13 12:00 | 4 | April | 12 | 103 | 20.8404 | 3.2019 | 5.0791 | 0 | 15.7613 | 0 | 0 | 0 | 0 | 3.2019 | 0 | 0 | 0 | 0 | 0 | 0 | 0 | 0.93243 | 0 | 0 | 0.94478 | 0 | 0 | 0.8503
2462 | 2018-04-13 13:00 | 4 | April | 13 | 103 | 16.9661 | 2.8129 | 4.7648 | 0 | 12.2013 | 0 | 0 | 0 | 0 | 2.8129 | 0 | 0 | 0 | 0 | 0 | 0 | 0 | 0.5874 | 0 | 0 | 1.3646 | 0 | 0 | 1.2281
2463 | 2018-04-13 14:00 | 4 | April | 14 | 103 | 15.081 | 2.5372 | 4.0673 | 0 | 11.0137 | 0 | 0 | 0 | 0 | 2.5372 | 0 | 0 | 0 | 0 | 0 | 0 | 0 | 0.35355 | 0 | 0 | 1.1765 | 0 | 0 | 1.0589
2464 | 2018-04-13 15:00 | 4 | April | 15 | 103 | 10.3877 | 2.3878 | 3.7138 | 0 | 6.6739 | 0 | 0 | 0 | 0 | 2.3878 | 0 | 0 | 0 | 0 | 0 | 0 | 0 | 0.35355 | 0 | 0 | 0.97242 | 0 | 0 | 0.87517
2465 | 2018-04-13 16:00 | 4 | April | 16 | 103 | 6.8645 | 2.5975 | 4.6435 | 0 | 2.221 | 0 | 0 | 0 | 0 | 2.5975 | 0 | 0 | 0 | 0 | 0 | 0 | 0 | 0.5874 | 0 | 0 | 1.4586 | 0 | 0 | 1.3127
2466 | 2018-04-13 17:00 | 4 | April | 17 | 103 | 3.0032 | 3.0032 | 3.0032 | 0 | 0 | 0.18221 | 0.70241 | 1.6556 | 2.5402 | 3.1854 | 0 | 0 | 0 | 0 | 0 | 0 | 0 | 0.70241 | 0 | 0 | 1.6556 | 0 | 0 | 1.49
2467 | 2018-04-13 18:00 | 4 | April | 18 | 103 | 0.039003 | 0.039003 | 0.039003 | 0 | 0 | 3.7044 | 0.70241 | 2.1629 | 6.5697 | 3.7434 | 0 | 0 | 0 | 0 | 0 | 0 | 0 | 0.70241 | 0 | 0 | 2.1629 | 0 | 0 | 1.9466
2468 | 2018-04-13 19:00 | 4 | April | 19 | 103 | 0 | 0 | 0 | 0 | 0 | 3.6636 | 0.5874 | 2.087 | 6.338 | 3.6636 | 0 | 0 | 0 | 0 | 0 | 0 | 0 | 0.5874 | 0 | 0 | 2.087 | 0 | 0 | 1.8783
2469 | 2018-04-13 20:00 | 4 | April | 20 | 103 | 0 | 0 | 0 | 0 | 0 | 3.4142 | 0.47239 | 1.7154 | 5.602 | 3.4142 | 0 | 0 | 0 | 0 | 0 | 0 | 0 | 0.47239 | 0 | 0 | 1.7154 | 0 | 0 | 1.5439
2470 | 2018-04-13 21:00 | 4 | April | 21 | 103 | 0 | 0 | 0 | 0 | 0 | 2.9968 | 0.23853 | 1.2558 | 4.4911 | 2.9968 | 0 | 0 | 0 | 0 | 0 | 0 | 0 | 0.23853 | 0 | 0 | 1.2558 | 0 | 0 | 1.1302
2471 | 2018-04-13 22:00 | 4 | April | 22 | 103 | 0 | 0 | 0 | 0 | 0 | 2.2662 | 0.23853 | 0.75773 | 3.2624 | 2.2662 | 0 | 0 | 0 | 0 | 0 | 0 | 0 | 0.23853 | 0 | 0 | 0.75773 | 0 | 0 | 0.68195
2472 | 2018-04-13 23:00 | 4 | April | 23 | 103 | 0 | 0 | 0 | 0 | 0 | 1.5726 | 0.12352 | 0.49733 | 2.1935 | 1.5726 | 0 | 0 | 0 | 0 | 0 | 0 | 0 | 0.12352 | 0 | 0 | 0.49733 | 0 | 0 | 0.4476
2473 | 2018-04-14 | 4 | April | 0 | 104 | 0 | 0 | 0 | 0 | 0 | 1.2135 | 0.12352 | 0 | 1.337 | 1.2135 | 0 | 0 | 0 | 0 | 0 | 0 | 0 | 0.12352 | 0 | 0 | 0 | 0 | 0 | 0
2474 | 2018-04-14 01:00 | 4 | April | 1 | 104 | 0 | 0 | 0 | 0 | 0 | 1.1125 | 0.99937 | 0 | 2.1119 | 1.1125 | 0 | 0.87585 | 0 | 0 | 0 | 0 | 0 | 0.12352 | 0 | 0 | 0 | 0 | 0 | 0
2475 | 2018-04-14 02:00 | 4 | April | 2 | 104 | 0 | 0 | 0 | 0 | 0 | 1.0883 | 2.7153 | 0.085531 | 3.8891 | 1.0883 | 0 | 2.5917 | 0 | 0 | 0 | 0 | 0 | 0.12352 | 0 | 0 | 0.085531 | 0 | 0 | 0.076978
2476 | 2018-04-14 03:00 | 4 | April | 3 | 104 | 0 | 0 | 0 | 0 | 0 | 1.1079 | 2.8287 | 0.025909 | 3.9625 | 1.1079 | 0 | 2.7052 | 0 | 0 | 0 | 0 | 0 | 0.12352 | 0 | 0 | 0.025909 | 0 | 0 | 0.023318
2477 | 2018-04-14 04:00 | 4 | April | 4 | 104 | 0 | 0 | 0 | 0 | 0 | 1.2846 | 2.8658 | 0.055915 | 4.2063 | 1.2846 | 0 | 2.7423 | 0 | 0 | 0 | 0 | 0 | 0.12352 | 0 | 0 | 0.055915 | 0 | 0 | 0.050323
2478 | 2018-04-14 05:00 | 4 | April | 5 | 104 | 0.065004 | 0.065004 | 0.065004 | 0 | 0 | 2.0502 | 2.7609 | 0 | 4.8112 | 2.1152 | 0 | 2.5224 | 0 | 0 | 0 | 0 | 0 | 0.23853 | 0 | 0 | 0 | 0 | 0 | 0
2479 | 2018-04-14 06:00 | 4 | April | 6 | 104 | 2.5222 | 2.5222 | 2.5222 | 0 | 0 | 0.35151 | 2.4356 | 0 | 2.7871 | 2.8737 | 0 | 1.9632 | 0 | 0 | 0 | 0 | 0 | 0.47239 | 0 | 0 | 0 | 0 | 0 | 0
2480 | 2018-04-14 07:00 | 4 | April | 7 | 104 | 3.5622 | 3.0334 | 3.5622 | 0 | 0 | 0 | 1.5293 | 0 | 1.5293 | 3.0334 | 0 | 1.3557 | 0 | 0 | 0 | 0 | 0 | 0.70241 | 0 | 0 | 0 | 0 | 0 | 0
2481 | 2018-04-14 08:00 | 4 | April | 8 | 104 | 4.1733 | 3.002 | 4.1733 | 0 | 0 | 0 | 0.58095 | 0 | 0.58095 | 3.002 | 0 | 1.0498 | 0 | 0 | 0 | 0 | 0 | 0.70241 | 0 | 0 | 0 | 0 | 0 | 0
2482 | 2018-04-14 09:00 | 4 | April | 9 | 104 | 5.8374 | 2.9216 | 4.3709 | 0 | 1.4665 | 0 | 0 | 0 | 0 | 2.9216 | 0 | 0.58883 | 0 | 0 | 0 | 0 | 0 | 0.5874 | 0 | 0 | 0.27308 | 0 | 0 | 0.24577
2483 | 2018-04-14 10:00 | 4 | April | 10 | 104 | 7.4625 | 2.9463 | 4.0657 | 0 | 3.3968 | 0 | 0 | 0 | 0 | 2.9463 | 0 | 0.18695 | 0 | 0 | 0 | 0 | 0 | 0.35738 | 0 | 0 | 0.57504 | 0 | 0 | 0.51754
2484 | 2018-04-14 11:00 | 4 | April | 11 | 104 | 8.6196 | 3.2833 | 4.3652 | 0 | 4.2544 | 0 | 0 | 0 | 0 | 3.2833 | 0 | 0 | 0 | 0 | 0 | 0 | 0 | 0.5874 | 0 | 0 | 0.49448 | 0 | 0 | 0.44503
2485 | 2018-04-14 12:00 | 4 | April | 12 | 104 | 10.0887 | 3.2019 | 4.7072 | 0 | 5.3814 | 0 | 0 | 0 | 0 | 3.2019 | 0 | 0 | 0 | 0 | 0 | 0 | 0 | 0.70241 | 0 | 0 | 0.80292 | 0 | 0 | 0.72263
2486 | 2018-04-14 13:00 | 4 | April | 13 | 104 | 11.5188 | 2.8129 | 4.9436 | 0 | 6.5752 | 0 | 0 | 0 | 0 | 2.8129 | 0 | 0 | 0 | 0 | 0 | 0 | 0 | 0.70241 | 0 | 0 | 1.4283 | 0 | 0 | 1.2855
2487 | 2018-04-14 14:00 | 4 | April | 14 | 104 | 11.6878 | 2.5372 | 4.1515 | 0 | 7.5363 | 0 | 0 | 0 | 0 | 2.5372 | 0 | 0 | 0 | 0 | 0 | 0 | 0 | 0.5874 | 0 | 0 | 1.0268 | 0 | 0 | 0.92416
2488 | 2018-04-14 15:00 | 4 | April | 15 | 104 | 9.3476 | 2.3878 | 3.9426 | 0 | 5.4051 | 0 | 0 | 0 | 0 | 2.3878 | 0 | 0.23554 | 0 | 0 | 0 | 0 | 0 | 0.5874 | 0 | 0 | 0.73184 | 0 | 0 | 0.65866
2489 | 2018-04-14 16:00 | 4 | April | 16 | 104 | 5.8894 | 2.5975 | 5.3856 | 0 | 0.50384 | 0 | 0 | 0 | 0 | 2.5975 | 0 | 0.90379 | 0 | 0 | 0 | 0 | 0 | 1.0513 | 0 | 0 | 0.83299 | 0 | 0 | 0.74969
2490 | 2018-04-14 17:00 | 4 | April | 17 | 104 | 2.1841 | 2.1841 | 2.1841 | 0 | 0 | 1.0013 | 1.9485 | 1.2201 | 4.1699 | 3.1854 | 0 | 1.1311 | 0 | 0 | 0 | 0 | 0 | 0.81742 | 0 | 0 | 1.2201 | 0 | 0 | 1.0981
2491 | 2018-04-14 18:00 | 4 | April | 18 | 104 | 0.091006 | 0.091006 | 0.091006 | 0 | 0 | 3.6524 | 1.4831 | 1.9034 | 7.039 | 3.7434 | 0 | 1.0107 | 0 | 0 | 0 | 0 | 0 | 0.47239 | 0 | 0 | 1.9034 | 0 | 0 | 1.7131
2492 | 2018-04-14 19:00 | 4 | April | 19 | 104 | 0 | 0 | 0 | 0 | 0 | 3.6636 | 1.7009 | 1.7545 | 7.119 | 3.6636 | 0 | 1.2286 | 0 | 0 | 0 | 0 | 0 | 0.47239 | 0 | 0 | 1.7545 | 0 | 0 | 1.579
2493 | 2018-04-14 20:00 | 4 | April | 20 | 104 | 0 | 0 | 0 | 0 | 0 | 3.4142 | 1.8392 | 1.2804 | 6.5338 | 3.4142 | 0 | 1.6007 | 0 | 0 | 0 | 0 | 0 | 0.23853 | 0 | 0 | 1.2804 | 0 | 0 | 1.1523
2494 | 2018-04-14 21:00 | 4 | April | 21 | 104 | 0 | 0 | 0 | 0 | 0 | 2.9968 | 2.1417 | 0.99691 | 6.1355 | 2.9968 | 0 | 1.9032 | 0 | 0 | 0 | 0 | 0 | 0.23853 | 0 | 0 | 0.99691 | 0 | 0 | 0.89722
2495 | 2018-04-14 22:00 | 4 | April | 22 | 104 | 0 | 0 | 0 | 0 | 0 | 2.2662 | 2.7018 | 0.5535 | 5.5214 | 2.2662 | 0 | 2.4632 | 0 | 0 | 0 | 0 | 0 | 0.23853 | 0 | 0 | 0.5535 | 0 | 0 | 0.49815
2496 | 2018-04-14 23:00 | 4 | April | 23 | 104 | 0 | 0 | 0 | 0 | 0 | 1.5726 | 2.8522 | 0.49099 | 4.9159 | 1.5726 | 0 | 2.7287 | 0 | 0 | 0 | 0 | 0 | 0.12352 | 0 | 0 | 0.49099 | 0 | 0 | 0.44189
2497 | 2018-04-15 | 4 | April | 0 | 105 | 0 | 0 | 0 | 0 | 0 | 1.2135 | 2.914 | 0.59399 | 4.7215 | 1.2135 | 0 | 2.7904 | 0 | 0 | 0 | 0 | 0 | 0.12352 | 0 | 0 | 0.59399 | 0 | 0 | 0.53459
2498 | 2018-04-15 01:00 | 4 | April | 1 | 105 | 0 | 0 | 0 | 0 | 0 | 1.1125 | 2.914 | 0.39144 | 4.418 | 1.1125 | 0 | 2.7905 | 0 | 0 | 0 | 0 | 0 | 0.12352 | 0 | 0 | 0.39144 | 0 | 0 | 0.35229
2499 | 2018-04-15 02:00 | 4 | April | 2 | 105 | 0 | 0 | 0 | 0 | 0 | 1.0883 | 2.8912 | 0.014074 | 3.9936 | 1.0883 | 0 | 2.7677 | 0 | 0 | 0 | 0 | 0 | 0.12352 | 0 | 0 | 0.014074 | 0 | 0 | 0.012667
2500 | 2018-04-15 03:00 | 4 | April | 3 | 105 | 0 | 0 | 0 | 0 | 0 | 1.1079 | 2.8704 | 0.026572 | 4.0048 | 1.1079 | 0 | 2.7468 | 0 | 0 | 0 | 0 | 0 | 0.12352 | 0 | 0 | 0.026572 | 0 | 0 | 0.023914
2501 | 2018-04-15 04:00 | 4 | April | 4 | 105 | 0 | 0 | 0 | 0 | 0 | 1.2846 | 2.8028 | 0.02326 | 4.1107 | 1.2846 | 0 | 2.6793 | 0 | 0 | 0 | 0 | 0 | 0.12352 | 0 | 0 | 0.02326 | 0 | 0 | 0.020934
2502 | 2018-04-15 05:00 | 4 | April | 5 | 105 | 0.22101 | 0.22101 | 0.22101 | 0 | 0 | 1.8942 | 2.5218 | 0 | 4.416 | 2.1152 | 0 | 2.3983 | 0 | 0 | 0 | 0 | 0 | 0.12352 | 0 | 0 | 0 | 0 | 0 | 0
2503 | 2018-04-15 06:00 | 4 | April | 6 | 105 | 1.5471 | 1.5471 | 1.5471 | 0 | 0 | 1.3266 | 1.8405 | 0 | 3.167 | 2.8737 | 0 | 1.717 | 0 | 0 | 0 | 0 | 0 | 0.12352 | 0 | 0 | 0 | 0 | 0 | 0
2504 | 2018-04-15 07:00 | 4 | April | 7 | 105 | 6.0454 | 3.0334 | 4.2472 | 0 | 1.7982 | 0 | 0 | 0 | 0 | 3.0334 | 0 | 0.97524 | 0 | 0 | 0 | 0 | 0 | 0.23853 | 0 | 0 | 0 | 0 | 0 | 0
2505 | 2018-04-15 08:00 | 4 | April | 8 | 105 | 10.4137 | 3.002 | 3.8944 | 0 | 6.5193 | 0 | 0 | 0 | 0 | 3.002 | 0 | 0.53505 | 0 | 0 | 0 | 0 | 0 | 0.35738 | 0 | 0 | 0 | 0 | 0 | 0
2506 | 2018-04-15 09:00 | 4 | April | 9 | 105 | 11.7268 | 2.9216 | 4.021 | 0 | 7.7058 | 0 | 0 | 0 | 0 | 2.9216 | 0 | 0.099291 | 0 | 0 | 0 | 0 | 0 | 0.70241 | 0 | 0 | 0.29766 | 0 | 0 | 0.2679
2507 | 2018-04-15 10:00 | 4 | April | 10 | 105 | 20.1384 | 2.9463 | 4.2558 | 0 | 15.8825 | 0 | 0 | 0 | 0 | 2.9463 | 0 | 0 | 0 | 0 | 0 | 0 | 0 | 0.70241 | 0 | 0 | 0.60708 | 0 | 0 | 0.54638
2508 | 2018-04-15 11:00 | 4 | April | 11 | 105 | 17.6032 | 3.2833 | 4.6932 | 0 | 12.91 | 0 | 0 | 0 | 0 | 3.2833 | 0 | 0 | 0 | 0 | 0 | 0 | 0 | 0.93243 | 0 | 0 | 0.47745 | 0 | 0 | 0.4297
2509 | 2018-04-15 12:00 | 4 | April | 12 | 105 | 14.756 | 3.2019 | 4.6464 | 0 | 10.1095 | 0 | 0 | 0 | 0 | 3.2019 | 0 | 0 | 0 | 0 | 0 | 0 | 0 | 0.93243 | 0 | 0 | 0.51211 | 0 | 0 | 0.4609
2510 | 2018-04-15 13:00 | 4 | April | 13 | 105 | 13.5469 | 2.8129 | 4.3357 | 0 | 9.2112 | 0 | 0 | 0 | 0 | 2.8129 | 0 | 0 | 0 | 0 | 0 | 0 | 0 | 0.81742 | 0 | 0 | 0.70537 | 0 | 0 | 0.63484
2511 | 2018-04-15 14:00 | 4 | April | 14 | 105 | 1.6251 | 1.6251 | 1.6251 | 0 | 0 | 0.9121 | 0.5874 | 0.6733 | 2.1728 | 2.5372 | 0 | 0 | 0 | 0 | 0 | 0 | 0 | 0.5874 | 0 | 0 | 0.6733 | 0 | 0 | 0.60597
2512 | 2018-04-15 15:00 | 4 | April | 15 | 105 | 3.0422 | 2.3878 | 3.0422 | 0 | 0 | 0 | 0 | 0.50898 | 0.50898 | 2.3878 | 0 | 0 | 0 | 0 | 0 | 0 | 0 | 0.47239 | 0 | 0 | 0.691 | 0 | 0 | 0.6219
2513 | 2018-04-15 16:00 | 4 | April | 16 | 105 | 1.6251 | 1.6251 | 1.6251 | 0 | 0 | 0.97239 | 0.5874 | 0.81723 | 2.377 | 2.5975 | 0 | 0 | 0 | 0 | 0 | 0 | 0 | 0.5874 | 0 | 0 | 0.81723 | 0 | 0 | 0.73551
2514 | 2018-04-15 17:00 | 4 | April | 17 | 105 | 0.31202 | 0.31202 | 0.31202 | 0 | 0 | 2.8734 | 0.70241 | 1.2113 | 4.7871 | 3.1854 | 0 | 0 | 0 | 0 | 0 | 0 | 0 | 0.70241 | 0 | 0 | 1.2113 | 0 | 0 | 1.0901
2515 | 2018-04-15 18:00 | 4 | April | 18 | 105 | 0.039003 | 0.039003 | 0.039003 | 0 | 0 | 3.7044 | 0.70241 | 1.9407 | 6.3475 | 3.7434 | 0 | 0 | 0 | 0 | 0 | 0 | 0 | 0.70241 | 0 | 0 | 1.9407 | 0 | 0 | 1.7466
2516 | 2018-04-15 19:00 | 4 | April | 19 | 105 | 0 | 0 | 0 | 0 | 0 | 3.6636 | 0.47239 | 2.17 | 6.306 | 3.6636 | 0 | 0 | 0 | 0 | 0 | 0 | 0 | 0.47239 | 0 | 0 | 2.17 | 0 | 0 | 1.953
2517 | 2018-04-15 20:00 | 4 | April | 20 | 105 | 0 | 0 | 0 | 0 | 0 | 3.4142 | 0.47239 | 1.905 | 5.7916 | 3.4142 | 0 | 0 | 0 | 0 | 0 | 0 | 0 | 0.47239 | 0 | 0 | 1.905 | 0 | 0 | 1.7145
2518 | 2018-04-15 21:00 | 4 | April | 21 | 105 | 0 | 0 | 0 | 0 | 0 | 2.9968 | 0.23853 | 1.5578 | 4.7932 | 2.9968 | 0 | 0 | 0 | 0 | 0 | 0 | 0 | 0.23853 | 0 | 0 | 1.5578 | 0 | 0 | 1.402
2519 | 2018-04-15 22:00 | 4 | April | 22 | 105 | 0 | 0 | 0 | 0 | 0 | 2.2662 | 0.23853 | 0.88022 | 3.3849 | 2.2662 | 0 | 0 | 0 | 0 | 0 | 0 | 0 | 0.23853 | 0 | 0 | 0.88022 | 0 | 0 | 0.7922
2520 | 2018-04-15 23:00 | 4 | April | 23 | 105 | 0 | 0 | 0 | 0 | 0 | 1.5726 | 0.12352 | 0.73599 | 2.4322 | 1.5726 | 0 | 0 | 0 | 0 | 0 | 0 | 0 | 0.12352 | 0 | 0 | 0.73599 | 0 | 0 | 0.66239
2521 | 2018-04-16 | 4 | April | 0 | 106 | 0 | 0 | 0 | 0 | 0 | 1.3604 | 0.43345 | 0.37687 | 2.1707 | 1.3604 | 0 | 0.30992 | 0 | 0 | 0 | 0 | 0 | 0.12352 | 0 | 0 | 0.37687 | 0 | 0 | 0.33918
2522 | 2018-04-16 01:00 | 4 | April | 1 | 106 | 0 | 0 | 0 | 0 | 0 | 1.1574 | 2.286 | 0.57442 | 4.0177 | 1.1574 | 0 | 2.1624 | 0 | 0 | 0 | 0 | 0 | 0.12352 | 0 | 0 | 0.57442 | 0 | 0 | 0.51697
2523 | 2018-04-16 02:00 | 4 | April | 2 | 106 | 0 | 0 | 0 | 0 | 0 | 1.1022 | 2.5217 | 0.34995 | 3.9739 | 1.1022 | 0 | 2.2832 | 0 | 0 | 0 | 0 | 0 | 0.23853 | 0 | 0 | 0.34995 | 0 | 0 | 0.31496
2524 | 2018-04-16 03:00 | 4 | April | 3 | 106 | 0 | 0 | 0 | 0 | 0 | 1.0893 | 2.6448 | 0 | 3.7341 | 1.0893 | 0 | 2.4062 | 0 | 0 | 0 | 0 | 0 | 0.23853 | 0 | 0 | 0 | 0 | 0 | 0
2525 | 2018-04-16 04:00 | 4 | April | 4 | 106 | 0 | 0 | 0 | 0 | 0 | 1.1306 | 2.9408 | 0 | 4.0713 | 1.1306 | 0 | 2.4684 | 0 | 0 | 0 | 0 | 0 | 0.47239 | 0 | 0 | 0 | 0 | 0 | 0
2526 | 2018-04-16 05:00 | 4 | April | 5 | 106 | 0.59804 | 0.59804 | 0.59804 | 0 | 0 | 0.80921 | 3.0816 | 0 | 3.8908 | 1.4073 | 0 | 2.3792 | 0 | 0 | 0 | 0 | 0 | 0.70241 | 0 | 0 | 0 | 0 | 0 | 0
2527 | 2018-04-16 06:00 | 4 | April | 6 | 106 | 7.9955 | 2.1219 | 5.023 | 0 | 2.9725 | 0 | 0 | 0 | 0 | 2.1219 | 0 | 1.7348 | 0 | 0 | 0 | 0 | 0 | 1.1663 | 0 | 0 | 0 | 0 | 0 | 0
2528 | 2018-04-16 07:00 | 4 | April | 7 | 106 | 11.9738 | 2.8726 | 5.1944 | 0 | 6.7794 | 0 | 0 | 0 | 0 | 2.8726 | 0 | 1.1554 | 0 | 0 | 0 | 0 | 0 | 1.1663 | 0 | 0 | 0 | 0 | 0 | 0
2529 | 2018-04-16 08:00 | 4 | April | 8 | 106 | 20.0864 | 3.2993 | 4.815 | 0 | 15.2713 | 0 | 0 | 0 | 0 | 3.2993 | 0 | 0.58329 | 0 | 0 | 0 | 0 | 0 | 0.93243 | 0 | 0 | 0 | 0 | 0 | 0
2530 | 2018-04-16 09:00 | 4 | April | 9 | 106 | 18.3572 | 3.5652 | 4.3677 | 0 | 13.9895 | 0 | 0 | 0 | 0 | 3.5652 | 0 | 0.0082071 | 0 | 0 | 0 | 0 | 0 | 0.5874 | 0 | 0 | 0.20694 | 0 | 0 | 0.18624
2531 | 2018-04-16 10:00 | 4 | April | 10 | 106 | 7.7095 | 3.7414 | 4.6578 | 0 | 3.0517 | 0 | 0 | 0 | 0 | 3.7414 | 0 | 0 | 0 | 0 | 0 | 0 | 0 | 0.47239 | 0 | 0 | 0.44402 | 0 | 0 | 0.39962
2532 | 2018-04-16 11:00 | 4 | April | 11 | 106 | 9.2826 | 3.9382 | 5.0737 | 0 | 4.209 | 0 | 0 | 0 | 0 | 3.9382 | 0 | 0 | 0 | 0 | 0 | 0 | 0 | 0.70241 | 0 | 0 | 0.43304 | 0 | 0 | 0.38973
2533 | 2018-04-16 12:00 | 4 | April | 12 | 106 | 10.2447 | 3.8573 | 5.631 | 0 | 4.6137 | 0 | 0 | 0 | 0 | 3.8573 | 0 | 0 | 0 | 0 | 0 | 0 | 0 | 0.93243 | 0 | 0 | 0.84126 | 0 | 0 | 0.75713
2534 | 2018-04-16 13:00 | 4 | April | 13 | 106 | 6.3184 | 3.5239 | 5.2306 | 0 | 1.0879 | 0 | 0 | 0 | 0 | 3.5239 | 0 | 0 | 0 | 0 | 0 | 0 | 0 | 0.5874 | 0 | 0 | 1.1192 | 0 | 0 | 1.0073
2535 | 2018-04-16 14:00 | 4 | April | 14 | 106 | 10.3357 | 3.2642 | 4.6168 | 0 | 5.7189 | 0 | 0 | 0 | 0 | 3.2642 | 0 | 0 | 0 | 0 | 0 | 0 | 0 | 0.35355 | 0 | 0 | 0.99905 | 0 | 0 | 0.89914
2536 | 2018-04-16 15:00 | 4 | April | 15 | 106 | 3.9783 | 3.2199 | 3.9783 | 0 | 0 | 0 | 0 | 0.19851 | 0.19851 | 3.2199 | 0 | 0 | 0 | 0 | 0 | 0 | 0 | 0.35355 | 0 | 0 | 0.6033 | 0 | 0 | 0.54297
2537 | 2018-04-16 16:00 | 4 | April | 16 | 106 | 3.4842 | 3.4842 | 3.4842 | 0 | 0 | 0.00054071 | 0.5874 | 1.1803 | 1.7682 | 3.4848 | 0 | 0 | 0 | 0 | 0 | 0 | 0 | 0.5874 | 0 | 0 | 1.1803 | 0 | 0 | 1.0622
2538 | 2018-04-16 17:00 | 4 | April | 17 | 106 | 0.96206 | 0.96206 | 0.96206 | 0 | 0 | 3.0153 | 0.70241 | 2.0695 | 5.7873 | 3.9774 | 0 | 0 | 0 | 0 | 0 | 0 | 0 | 0.70241 | 0 | 0 | 2.0695 | 0 | 0 | 1.8626
2539 | 2018-04-16 18:00 | 4 | April | 18 | 106 | 0.039003 | 0.039003 | 0.039003 | 0 | 0 | 4.2429 | 0.70241 | 2.6644 | 7.6097 | 4.2819 | 0 | 0 | 0 | 0 | 0 | 0 | 0 | 0.70241 | 0 | 0 | 2.6644 | 0 | 0 | 2.398
2540 | 2018-04-16 19:00 | 4 | April | 19 | 106 | 0 | 0 | 0 | 0 | 0 | 3.9176 | 0.5874 | 2.5359 | 7.0409 | 3.9176 | 0 | 0 | 0 | 0 | 0 | 0 | 0 | 0.5874 | 0 | 0 | 2.5359 | 0 | 0 | 2.2823
2541 | 2018-04-16 20:00 | 4 | April | 20 | 106 | 0 | 0 | 0 | 0 | 0 | 3.2364 | 0.47239 | 1.8296 | 5.5384 | 3.2364 | 0 | 0 | 0 | 0 | 0 | 0 | 0 | 0.47239 | 0 | 0 | 1.8296 | 0 | 0 | 1.6467
2542 | 2018-04-16 21:00 | 4 | April | 21 | 106 | 0 | 0 | 0 | 0 | 0 | 3.0561 | 0.23853 | 1.4543 | 4.7489 | 3.0561 | 0 | 0 | 0 | 0 | 0 | 0 | 0 | 0.23853 | 0 | 0 | 1.4543 | 0 | 0 | 1.3089
2543 | 2018-04-16 22:00 | 4 | April | 22 | 106 | 0 | 0 | 0 | 0 | 0 | 2.6011 | 0.23853 | 0.9957 | 3.8353 | 2.6011 | 0 | 0 | 0 | 0 | 0 | 0 | 0 | 0.23853 | 0 | 0 | 0.9957 | 0 | 0 | 0.89613
2544 | 2018-04-16 23:00 | 4 | April | 23 | 106 | 0 | 0 | 0 | 0 | 0 | 1.7076 | 0.98581 | 0.63126 | 3.3247 | 1.7076 | 0 | 0.86229 | 0 | 0 | 0 | 0 | 0 | 0.12352 | 0 | 0 | 0.63126 | 0 | 0 | 0.56813
2545 | 2018-04-17 | 4 | April | 0 | 107 | 0 | 0 | 0 | 0 | 0 | 1.9369 | 1.8847 | 0.34706 | 4.1687 | 1.9369 | 0 | 1.7611 | 0 | 0 | 0 | 0 | 0 | 0.12352 | 0 | 0 | 0.34706 | 0 | 0 | 0.31235
2546 | 2018-04-17 01:00 | 4 | April | 1 | 107 | 0 | 0 | 0 | 0 | 0 | 1.482 | 2.051 | 0.040439 | 3.5734 | 1.482 | 0 | 1.9275 | 0 | 0 | 0 | 0 | 0 | 0.12352 | 0 | 0 | 0.040439 | 0 | 0 | 0.036395
2547 | 2018-04-17 02:00 | 4 | April | 2 | 107 | 0 | 0 | 0 | 0 | 0 | 1.2073 | 2.2633 | 0.042189 | 3.5129 | 1.2073 | 0 | 2.0248 | 0 | 0 | 0 | 0 | 0 | 0.23853 | 0 | 0 | 0.042189 | 0 | 0 | 0.03797
2548 | 2018-04-17 03:00 | 4 | April | 3 | 107 | 0 | 0 | 0 | 0 | 0 | 1.1125 | 2.3066 | 0 | 3.4191 | 1.1125 | 0 | 2.0681 | 0 | 0 | 0 | 0 | 0 | 0.23853 | 0 | 0 | 0 | 0 | 0 | 0
2549 | 2018-04-17 04:00 | 4 | April | 4 | 107 | 0 | 0 | 0 | 0 | 0 | 1.0899 | 2.5621 | 0 | 3.6519 | 1.0899 | 0 | 2.0897 | 0 | 0 | 0 | 0 | 0 | 0.47239 | 0 | 0 | 0 | 0 | 0 | 0
2550 | 2018-04-17 05:00 | 4 | April | 5 | 107 | 0.16901 | 0.16901 | 0.16901 | 0 | 0 | 0.9229 | 2.7575 | 0 | 3.6804 | 1.0919 | 0 | 2.0551 | 0 | 0 | 0 | 0 | 0 | 0.70241 | 0 | 0 | 0 | 0 | 0 | 0
2551 | 2018-04-17 06:00 | 4 | April | 6 | 107 | 2.4572 | 1.1424 | 2.4572 | 0 | 0 | 0 | 1.5532 | 0 | 1.5532 | 1.1424 | 0 | 1.7017 | 0 | 0 | 0 | 0 | 0 | 1.1663 | 0 | 0 | 0 | 0 | 0 | 0
2552 | 2018-04-17 07:00 | 4 | April | 7 | 107 | 5.0833 | 1.551 | 3.9335 | 0 | 1.1499 | 0 | 0 | 0 | 0 | 1.551 | 0 | 1.2162 | 0 | 0 | 0 | 0 | 0 | 1.1663 | 0 | 0 | 0 | 0 | 0 | 0
2553 | 2018-04-17 08:00 | 4 | April | 8 | 107 | 8.0215 | 2.4924 | 3.8149 | 0 | 4.2066 | 0 | 0 | 0 | 0 | 2.4924 | 0 | 0.3901 | 0 | 0 | 0 | 0 | 0 | 0.93243 | 0 | 0 | 0 | 0 | 0 | 0
2554 | 2018-04-17 09:00 | 4 | April | 9 | 107 | 10.9077 | 3.4879 | 4.2822 | 0 | 6.6255 | 0 | 0 | 0 | 0 | 3.4879 | 0 | 0 | 0 | 0 | 0 | 0 | 0 | 0.5874 | 0 | 0 | 0.20694 | 0 | 0 | 0.18624
2555 | 2018-04-17 10:00 | 4 | April | 10 | 107 | 12.7669 | 4.0145 | 4.9309 | 0 | 7.836 | 0 | 0 | 0 | 0 | 4.0145 | 0 | 0 | 0 | 0 | 0 | 0 | 0 | 0.47239 | 0 | 0 | 0.44402 | 0 | 0 | 0.39962
2556 | 2018-04-17 11:00 | 4 | April | 11 | 107 | 12.9489 | 4.4287 | 5.5642 | 0 | 7.3847 | 0 | 0 | 0 | 0 | 4.4287 | 0 | 0 | 0 | 0 | 0 | 0 | 0 | 0.70241 | 0 | 0 | 0.43304 | 0 | 0 | 0.38973
2557 | 2018-04-17 12:00 | 4 | April | 12 | 107 | 12.6238 | 4.4828 | 6.2565 | 0 | 6.3673 | 0 | 0 | 0 | 0 | 4.4828 | 0 | 0 | 0 | 0 | 0 | 0 | 0 | 0.93243 | 0 | 0 | 0.84126 | 0 | 0 | 0.75713
2558 | 2018-04-17 13:00 | 4 | April | 13 | 107 | 11.4018 | 3.6754 | 5.3821 | 0 | 6.0197 | 0 | 0 | 0 | 0 | 3.6754 | 0 | 0 | 0 | 0 | 0 | 0 | 0 | 0.5874 | 0 | 0 | 1.1192 | 0 | 0 | 1.0073
2559 | 2018-04-17 14:00 | 4 | April | 14 | 107 | 9.4386 | 3.0082 | 4.3608 | 0 | 5.0779 | 0 | 0 | 0 | 0 | 3.0082 | 0 | 0 | 0 | 0 | 0 | 0 | 0 | 0.35355 | 0 | 0 | 0.99905 | 0 | 0 | 0.89914
2560 | 2018-04-17 15:00 | 4 | April | 15 | 107 | 7.1375 | 2.6944 | 3.6512 | 0 | 3.4863 | 0 | 0 | 0 | 0 | 2.6944 | 0 | 0 | 0 | 0 | 0 | 0 | 0 | 0.35355 | 0 | 0 | 0.6033 | 0 | 0 | 0.54297
2561 | 2018-04-17 16:00 | 4 | April | 16 | 107 | 4.3553 | 2.4115 | 4.1792 | 0 | 0.17614 | 0 | 0 | 0 | 0 | 2.4115 | 0 | 0 | 0 | 0 | 0 | 0 | 0 | 0.5874 | 0 | 0 | 1.1803 | 0 | 0 | 1.0622
2562 | 2018-04-17 17:00 | 4 | April | 17 | 107 | 1.7551 | 1.7551 | 1.7551 | 0 | 0 | 0.74809 | 0.70241 | 2.0695 | 3.52 | 2.5032 | 0 | 0 | 0 | 0 | 0 | 0 | 0 | 0.70241 | 0 | 0 | 2.0695 | 0 | 0 | 1.8626
2563 | 2018-04-17 18:00 | 4 | April | 18 | 107 | 0.039003 | 0.039003 | 0.039003 | 0 | 0 | 2.996 | 0.70241 | 2.6644 | 6.3628 | 3.035 | 0 | 0 | 0 | 0 | 0 | 0 | 0 | 0.70241 | 0 | 0 | 2.6644 | 0 | 0 | 2.398
2564 | 2018-04-17 19:00 | 4 | April | 19 | 107 | 0 | 0 | 0 | 0 | 0 | 3.5167 | 0.5874 | 2.5359 | 6.64 | 3.5167 | 0 | 0 | 0 | 0 | 0 | 0 | 0 | 0.5874 | 0 | 0 | 2.5359 | 0 | 0 | 2.2823
2565 | 2018-04-17 20:00 | 4 | April | 20 | 107 | 0 | 0 | 0 | 0 | 0 | 3.3895 | 0.47239 | 1.8296 | 5.6915 | 3.3895 | 0 | 0 | 0 | 0 | 0 | 0 | 0 | 0.47239 | 0 | 0 | 1.8296 | 0 | 0 | 1.6467
2566 | 2018-04-17 21:00 | 4 | April | 21 | 107 | 0 | 0 | 0 | 0 | 0 | 3.1663 | 0.23853 | 1.4543 | 4.8592 | 3.1663 | 0 | 0 | 0 | 0 | 0 | 0 | 0 | 0.23853 | 0 | 0 | 1.4543 | 0 | 0 | 1.3089
2567 | 2018-04-17 22:00 | 4 | April | 22 | 107 | 0 | 0 | 0 | 0 | 0 | 2.8304 | 0.23853 | 0.9957 | 4.0646 | 2.8304 | 0 | 0 | 0 | 0 | 0 | 0 | 0 | 0.23853 | 0 | 0 | 0.9957 | 0 | 0 | 0.89613
2568 | 2018-04-17 23:00 | 4 | April | 23 | 107 | 0 | 0 | 0 | 0 | 0 | 1.5726 | 0.12352 | 0.63126 | 2.3274 | 1.5726 | 0 | 0 | 0 | 0 | 0 | 0 | 0 | 0.12352 | 0 | 0 | 0.63126 | 0 | 0 | 0.56813
2569 | 2018-04-18 | 4 | April | 0 | 108 | 0 | 0 | 0 | 0 | 0 | 1.2135 | 0.12352 | 0.34706 | 1.6841 | 1.2135 | 0 | 0 | 0 | 0 | 0 | 0 | 0 | 0.12352 | 0 | 0 | 0.34706 | 0 | 0 | 0.31235
2570 | 2018-04-18 01:00 | 4 | April | 1 | 108 | 0 | 0 | 0 | 0 | 0 | 1.1125 | 0.12352 | 0.040439 | 1.2765 | 1.1125 | 0 | 0 | 0 | 0 | 0 | 0 | 0 | 0.12352 | 0 | 0 | 0.040439 | 0 | 0 | 0.036395
2571 | 2018-04-18 02:00 | 4 | April | 2 | 108 | 0 | 0 | 0 | 0 | 0 | 1.0883 | 1.0949 | 0.042189 | 2.2254 | 1.0883 | 0 | 0.85636 | 0 | 0 | 0 | 0 | 0 | 0.23853 | 0 | 0 | 0.042189 | 0 | 0 | 0.03797
2572 | 2018-04-18 03:00 | 4 | April | 3 | 108 | 0 | 0 | 0 | 0 | 0 | 1.1079 | 2.7226 | 0 | 3.8305 | 1.1079 | 0 | 2.4841 | 0 | 0 | 0 | 0 | 0 | 0.23853 | 0 | 0 | 0 | 0 | 0 | 0
2573 | 2018-04-18 04:00 | 4 | April | 4 | 108 | 0 | 0 | 0 | 0 | 0 | 1.2846 | 3.0073 | 0 | 4.2919 | 1.2846 | 0 | 2.5349 | 0 | 0 | 0 | 0 | 0 | 0.47239 | 0 | 0 | 0 | 0 | 0 | 0
2574 | 2018-04-18 05:00 | 4 | April | 5 | 108 | 0.49403 | 0.49403 | 0.49403 | 0 | 0 | 1.6212 | 2.9774 | 0 | 4.5985 | 2.1152 | 0 | 2.275 | 0 | 0 | 0 | 0 | 0 | 0.70241 | 0 | 0 | 0 | 0 | 0 | 0
2575 | 2018-04-18 06:00 | 4 | April | 6 | 108 | 8.2556 | 2.8737 | 5.6622 | 0 | 2.5933 | 0 | 0 | 0 | 0 | 2.8737 | 0 | 1.6223 | 0 | 0 | 0 | 0 | 0 | 1.1663 | 0 | 0 | 0 | 0 | 0 | 0
2576 | 2018-04-18 07:00 | 4 | April | 7 | 108 | 12.7409 | 3.0334 | 5.2197 | 0 | 7.5211 | 0 | 0 | 0 | 0 | 3.0334 | 0 | 1.02 | 0 | 0 | 0 | 0 | 0 | 1.1663 | 0 | 0 | 0 | 0 | 0 | 0
2577 | 2018-04-18 08:00 | 4 | April | 8 | 108 | 16.3161 | 3.002 | 4.686 | 0 | 11.6301 | 0 | 0 | 0 | 0 | 3.002 | 0 | 0.75155 | 0 | 0 | 0 | 0 | 0 | 0.93243 | 0 | 0 | 0 | 0 | 0 | 0
2578 | 2018-04-18 09:00 | 4 | April | 9 | 108 | 21.0094 | 2.9216 | 3.9367 | 0 | 17.0727 | 0 | 0 | 0 | 0 | 2.9216 | 0 | 0.22077 | 0 | 0 | 0 | 0 | 0 | 0.5874 | 0 | 0 | 0.20694 | 0 | 0 | 0.18624
2579 | 2018-04-18 10:00 | 4 | April | 10 | 108 | 23.6746 | 2.9463 | 3.8627 | 0 | 19.8119 | 0 | 0 | 0 | 0 | 2.9463 | 0 | 0 | 0 | 0 | 0 | 0 | 0 | 0.47239 | 0 | 0 | 0.44402 | 0 | 0 | 0.39962
2580 | 2018-04-18 11:00 | 4 | April | 11 | 108 | 24.8577 | 3.2833 | 4.4188 | 0 | 20.4389 | 0 | 0 | 0 | 0 | 3.2833 | 0 | 0 | 0 | 0 | 0 | 0 | 0 | 0.70241 | 0 | 0 | 0.43304 | 0 | 0 | 0.38973
2581 | 2018-04-18 12:00 | 4 | April | 12 | 108 | 25.7157 | 3.2019 | 4.9756 | 0 | 20.7401 | 0 | 0 | 0 | 0 | 3.2019 | 0 | 0 | 0 | 0 | 0 | 0 | 0 | 0.93243 | 0 | 0 | 0.84126 | 0 | 0 | 0.75713
2582 | 2018-04-18 13:00 | 4 | April | 13 | 108 | 23.8436 | 2.8129 | 4.5195 | 0 | 19.3241 | 0 | 0 | 0 | 0 | 2.8129 | 0 | 0 | 0 | 0 | 0 | 0 | 0 | 0.5874 | 0 | 0 | 1.1192 | 0 | 0 | 1.0073
2583 | 2018-04-18 14:00 | 4 | April | 14 | 108 | 20.3204 | 2.5372 | 3.8898 | 0 | 16.4306 | 0 | 0 | 0 | 0 | 2.5372 | 0 | 0 | 0 | 0 | 0 | 0 | 0 | 0.35355 | 0 | 0 | 0.99905 | 0 | 0 | 0.89914
2584 | 2018-04-18 15:00 | 4 | April | 15 | 108 | 16.1861 | 2.3878 | 3.3446 | 0 | 12.8415 | 0 | 0 | 0 | 0 | 2.3878 | 0 | 0 | 0 | 0 | 0 | 0 | 0 | 0.35355 | 0 | 0 | 0.6033 | 0 | 0 | 0.54297
2585 | 2018-04-18 16:00 | 4 | April | 16 | 108 | 11.7788 | 2.5975 | 4.3652 | 0 | 7.4136 | 0 | 0 | 0 | 0 | 2.5975 | 0 | 0 | 0 | 0 | 0 | 0 | 0 | 0.5874 | 0 | 0 | 1.1803 | 0 | 0 | 1.0622
2586 | 2018-04-18 17:00 | 4 | April | 17 | 108 | 6.9295 | 3.1854 | 6.1855 | 0 | 0.74395 | 0 | 0 | 0 | 0 | 3.1854 | 0 | 0.22815 | 0 | 0 | 0 | 0 | 0 | 0.70241 | 0 | 0 | 2.0695 | 0 | 0 | 1.8626
2587 | 2018-04-18 18:00 | 4 | April | 18 | 108 | 0.16901 | 0.16901 | 0.16901 | 0 | 0 | 3.5744 | 1.2376 | 2.6644 | 7.4764 | 3.7434 | 0 | 0.53514 | 0 | 0 | 0 | 0 | 0 | 0.70241 | 0 | 0 | 2.6644 | 0 | 0 | 2.398
2588 | 2018-04-18 19:00 | 4 | April | 19 | 108 | 0 | 0 | 0 | 0 | 0 | 3.6636 | 1.3157 | 2.5359 | 7.5152 | 3.6636 | 0 | 0.72831 | 0 | 0 | 0 | 0 | 0 | 0.5874 | 0 | 0 | 2.5359 | 0 | 0 | 2.2823
2589 | 2018-04-18 20:00 | 4 | April | 20 | 108 | 0 | 0 | 0 | 0 | 0 | 3.4142 | 1.5478 | 1.8296 | 6.7916 | 3.4142 | 0 | 1.0754 | 0 | 0 | 0 | 0 | 0 | 0.47239 | 0 | 0 | 1.8296 | 0 | 0 | 1.6467
2590 | 2018-04-18 21:00 | 4 | April | 21 | 108 | 0 | 0 | 0 | 0 | 0 | 2.9968 | 1.5894 | 1.4543 | 6.0406 | 2.9968 | 0 | 1.3509 | 0 | 0 | 0 | 0 | 0 | 0.23853 | 0 | 0 | 1.4543 | 0 | 0 | 1.3089
2591 | 2018-04-18 22:00 | 4 | April | 22 | 108 | 0 | 0 | 0 | 0 | 0 | 2.2662 | 2.1436 | 0.9957 | 5.4055 | 2.2662 | 0 | 1.9051 | 0 | 0 | 0 | 0 | 0 | 0.23853 | 0 | 0 | 0.9957 | 0 | 0 | 0.89613
2592 | 2018-04-18 23:00 | 4 | April | 23 | 108 | 0 | 0 | 0 | 0 | 0 | 1.5726 | 2.4192 | 0.63126 | 4.6231 | 1.5726 | 0 | 2.2956 | 0 | 0 | 0 | 0 | 0 | 0.12352 | 0 | 0 | 0.63126 | 0 | 0 | 0.56813
2593 | 2018-04-19 | 4 | April | 0 | 109 | 0 | 0 | 0 | 0 | 0 | 1.2135 | 2.5281 | 0.34706 | 4.0887 | 1.2135 | 0 | 2.4046 | 0 | 0 | 0 | 0 | 0 | 0.12352 | 0 | 0 | 0.34706 | 0 | 0 | 0.31235
2594 | 2018-04-19 01:00 | 4 | April | 1 | 109 | 0 | 0 | 0 | 0 | 0 | 1.1125 | 2.5288 | 0.040439 | 3.6818 | 1.1125 | 0 | 2.4053 | 0 | 0 | 0 | 0 | 0 | 0.12352 | 0 | 0 | 0.040439 | 0 | 0 | 0.036395
2595 | 2018-04-19 02:00 | 4 | April | 2 | 109 | 0 | 0 | 0 | 0 | 0 | 1.0883 | 2.6361 | 0.042189 | 3.7666 | 1.0883 | 0 | 2.3976 | 0 | 0 | 0 | 0 | 0 | 0.23853 | 0 | 0 | 0.042189 | 0 | 0 | 0.03797
2596 | 2018-04-19 03:00 | 4 | April | 3 | 109 | 0 | 0 | 0 | 0 | 0 | 1.1079 | 2.6151 | 0 | 3.723 | 1.1079 | 0 | 2.3766 | 0 | 0 | 0 | 0 | 0 | 0.23853 | 0 | 0 | 0 | 0 | 0 | 0
2597 | 2018-04-19 04:00 | 4 | April | 4 | 109 | 0 | 0 | 0 | 0 | 0 | 1.2846 | 2.7802 | 0 | 4.0648 | 1.2846 | 0 | 2.3078 | 0 | 0 | 0 | 0 | 0 | 0.47239 | 0 | 0 | 0 | 0 | 0 | 0
2598 | 2018-04-19 05:00 | 4 | April | 5 | 109 | 0.52003 | 0.52003 | 0.52003 | 0 | 0 | 1.5952 | 2.7213 | 0 | 4.3165 | 2.1152 | 0 | 2.0189 | 0 | 0 | 0 | 0 | 0 | 0.70241 | 0 | 0 | 0 | 0 | 0 | 0
2599 | 2018-04-19 06:00 | 4 | April | 6 | 109 | 3.1852 | 2.8737 | 3.1852 | 0 | 0 | 0 | 2.2271 | 0 | 2.2271 | 2.8737 | 0 | 1.3724 | 0 | 0 | 0 | 0 | 0 | 1.1663 | 0 | 0 | 0 | 0 | 0 | 0
2600 | 2018-04-19 07:00 | 4 | April | 7 | 109 | 7.8915 | 3.0334 | 4.9739 | 0 | 2.9176 | 0 | 0 | 0 | 0 | 3.0334 | 0 | 0.77422 | 0 | 0 | 0 | 0 | 0 | 1.1663 | 0 | 0 | 0 | 0 | 0 | 0
2601 | 2018-04-19 08:00 | 4 | April | 8 | 109 | 10.5827 | 3.002 | 4.5878 | 0 | 5.995 | 0 | 0 | 0 | 0 | 3.002 | 0 | 0.65334 | 0 | 0 | 0 | 0 | 0 | 0.93243 | 0 | 0 | 0 | 0 | 0 | 0
2602 | 2018-04-19 09:00 | 4 | April | 9 | 109 | 14.236 | 2.9216 | 3.914 | 0 | 10.3219 | 0 | 0 | 0 | 0 | 2.9216 | 0 | 0.19809 | 0 | 0 | 0 | 0 | 0 | 0.5874 | 0 | 0 | 0.20694 | 0 | 0 | 0.18624
2603 | 2018-04-19 10:00 | 4 | April | 10 | 109 | 23.1026 | 2.9463 | 3.8627 | 0 | 19.2398 | 0 | 0 | 0 | 0 | 2.9463 | 0 | 0 | 0 | 0 | 0 | 0 | 0 | 0.47239 | 0 | 0 | 0.44402 | 0 | 0 | 0.39962
2604 | 2018-04-19 11:00 | 4 | April | 11 | 109 | 22.2965 | 3.2833 | 4.4188 | 0 | 17.8777 | 0 | 0 | 0 | 0 | 3.2833 | 0 | 0 | 0 | 0 | 0 | 0 | 0 | 0.70241 | 0 | 0 | 0.43304 | 0 | 0 | 0.38973
2605 | 2018-04-19 12:00 | 4 | April | 12 | 109 | 24.8317 | 3.2019 | 4.9756 | 0 | 19.8561 | 0 | 0 | 0 | 0 | 3.2019 | 0 | 0 | 0 | 0 | 0 | 0 | 0 | 0.93243 | 0 | 0 | 0.84126 | 0 | 0 | 0.75713
2606 | 2018-04-19 13:00 | 4 | April | 13 | 109 | 20.4374 | 2.8129 | 4.5195 | 0 | 15.9179 | 0 | 0 | 0 | 0 | 2.8129 | 0 | 0 | 0 | 0 | 0 | 0 | 0 | 0.5874 | 0 | 0 | 1.1192 | 0 | 0 | 1.0073
2607 | 2018-04-19 14:00 | 4 | April | 14 | 109 | 16.0301 | 2.5372 | 3.8898 | 0 | 12.1403 | 0 | 0 | 0 | 0 | 2.5372 | 0 | 0 | 0 | 0 | 0 | 0 | 0 | 0.35355 | 0 | 0 | 0.99905 | 0 | 0 | 0.89914
2608 | 2018-04-19 15:00 | 4 | April | 15 | 109 | 16.8101 | 2.3878 | 3.3446 | 0 | 13.4655 | 0 | 0 | 0 | 0 | 2.3878 | 0 | 0 | 0 | 0 | 0 | 0 | 0 | 0.35355 | 0 | 0 | 0.6033 | 0 | 0 | 0.54297
2609 | 2018-04-19 16:00 | 4 | April | 16 | 109 | 14.0929 | 2.5975 | 4.3652 | 0 | 9.7278 | 0 | 0 | 0 | 0 | 2.5975 | 0 | 0 | 0 | 0 | 0 | 0 | 0 | 0.5874 | 0 | 0 | 1.1803 | 0 | 0 | 1.0622
2610 | 2018-04-19 17:00 | 4 | April | 17 | 109 | 9.0356 | 3.1854 | 5.9574 | 0 | 3.0782 | 0 | 0 | 0 | 0 | 3.1854 | 0 | 0 | 0 | 0 | 0 | 0 | 0 | 0.70241 | 0 | 0 | 2.0695 | 0 | 0 | 1.8626
2611 | 2018-04-19 18:00 | 4 | April | 18 | 109 | 0.36402 | 0.36402 | 0.36402 | 0 | 0 | 3.3794 | 0.70241 | 2.6644 | 6.7462 | 3.7434 | 0 | 0 | 0 | 0 | 0 | 0 | 0 | 0.70241 | 0 | 0 | 2.6644 | 0 | 0 | 2.398
2612 | 2018-04-19 19:00 | 4 | April | 19 | 109 | 0 | 0 | 0 | 0 | 0 | 3.6636 | 0.5874 | 2.5359 | 6.7869 | 3.6636 | 0 | 0 | 0 | 0 | 0 | 0 | 0 | 0.5874 | 0 | 0 | 2.5359 | 0 | 0 | 2.2823
2613 | 2018-04-19 20:00 | 4 | April | 20 | 109 | 0 | 0 | 0 | 0 | 0 | 3.4142 | 0.47239 | 1.8296 | 5.7162 | 3.4142 | 0 | 0 | 0 | 0 | 0 | 0 | 0 | 0.47239 | 0 | 0 | 1.8296 | 0 | 0 | 1.6467
2614 | 2018-04-19 21:00 | 4 | April | 21 | 109 | 0 | 0 | 0 | 0 | 0 | 2.9968 | 0.23853 | 1.4543 | 4.6897 | 2.9968 | 0 | 0 | 0 | 0 | 0 | 0 | 0 | 0.23853 | 0 | 0 | 1.4543 | 0 | 0 | 1.3089
2615 | 2018-04-19 22:00 | 4 | April | 22 | 109 | 0 | 0 | 0 | 0 | 0 | 2.2662 | 0.23853 | 0.9957 | 3.5004 | 2.2662 | 0 | 0 | 0 | 0 | 0 | 0 | 0 | 0.23853 | 0 | 0 | 0.9957 | 0 | 0 | 0.89613
2616 | 2018-04-19 23:00 | 4 | April | 23 | 109 | 0 | 0 | 0 | 0 | 0 | 1.5726 | 0.12352 | 0.12317 | 1.8193 | 1.5726 | 0 | 0 | 0 | 0 | 0 | 0 | 0 | 0.12352 | 0 | 0 | 0.12317 | 0 | 0 | 0.11085
2617 | 2018-04-20 | 4 | April | 0 | 110 | 0 | 0 | 0 | 0 | 0 | 1.2135 | 0.62448 | 0.091347 | 1.9293 | 1.2135 | 0 | 0.50096 | 0 | 0 | 0 | 0 | 0 | 0.12352 | 0 | 0 | 0.091347 | 0 | 0 | 0.082212
2618 | 2018-04-20 01:00 | 4 | April | 1 | 110 | 0 | 0 | 0 | 0 | 0 | 1.1125 | 2.3318 | 0 | 3.4444 | 1.1125 | 0 | 2.2083 | 0 | 0 | 0 | 0 | 0 | 0.12352 | 0 | 0 | 0 | 0 | 0 | 0
2619 | 2018-04-20 02:00 | 4 | April | 2 | 110 | 0 | 0 | 0 | 0 | 0 | 1.0883 | 2.5884 | 0.11659 | 3.7933 | 1.0883 | 0 | 2.3498 | 0 | 0 | 0 | 0 | 0 | 0.23853 | 0 | 0 | 0.11659 | 0 | 0 | 0.10493
2620 | 2018-04-20 03:00 | 4 | April | 3 | 110 | 0 | 0 | 0 | 0 | 0 | 1.1079 | 2.7016 | 0.042301 | 3.8518 | 1.1079 | 0 | 2.4631 | 0 | 0 | 0 | 0 | 0 | 0.23853 | 0 | 0 | 0.042301 | 0 | 0 | 0.038071
2621 | 2018-04-20 04:00 | 4 | April | 4 | 110 | 0 | 0 | 0 | 0 | 0 | 1.2846 | 2.9708 | 0.039756 | 4.2952 | 1.2846 | 0 | 2.4984 | 0 | 0 | 0 | 0 | 0 | 0.47239 | 0 | 0 | 0.039756 | 0 | 0 | 0.035781
2622 | 2018-04-20 05:00 | 4 | April | 5 | 110 | 0.79305 | 0.79305 | 0.79305 | 0 | 0 | 1.3222 | 2.9231 | 0 | 4.2453 | 2.1152 | 0 | 2.2207 | 0 | 0 | 0 | 0 | 0 | 0.70241 | 0 | 0 | 0 | 0 | 0 | 0
2623 | 2018-04-20 06:00 | 4 | April | 6 | 110 | 3.1722 | 2.8737 | 3.1722 | 0 | 0 | 0 | 2.5671 | 0 | 2.5671 | 2.8737 | 0 | 1.6994 | 0 | 0 | 0 | 0 | 0 | 1.1663 | 0 | 0 | 0 | 0 | 0 | 0
2624 | 2018-04-20 07:00 | 4 | April | 7 | 110 | 4.7713 | 3.0334 | 4.7713 | 0 | 0 | 0 | 1.0361 | 0 | 1.0361 | 3.0334 | 0 | 1.6077 | 0 | 0 | 0 | 0 | 0 | 1.1663 | 0 | 0 | 0 | 0 | 0 | 0
2625 | 2018-04-20 08:00 | 4 | April | 8 | 110 | 7.1505 | 3.002 | 5.3651 | 0 | 1.7854 | 0 | 0 | 0 | 0 | 3.002 | 0 | 1.4307 | 0 | 0 | 0 | 0 | 0 | 0.93243 | 0 | 0 | 0 | 0 | 0 | 0
2626 | 2018-04-20 09:00 | 4 | April | 9 | 110 | 8.2556 | 2.9216 | 4.9067 | 0 | 3.3488 | 0 | 0 | 0 | 0 | 2.9216 | 0 | 1.232 | 0 | 0 | 0 | 0 | 0 | 0.5874 | 0 | 0 | 0.16574 | 0 | 0 | 0.14917
2627 | 2018-04-20 10:00 | 4 | April | 10 | 110 | 9.1656 | 2.9463 | 4.3298 | 0 | 4.8359 | 0 | 0 | 0 | 0 | 2.9463 | 0 | 0.51283 | 0 | 0 | 0 | 0 | 0 | 0.47239 | 0 | 0 | 0.39821 | 0 | 0 | 0.35839
2628 | 2018-04-20 11:00 | 4 | April | 11 | 110 | 10.9077 | 3.2833 | 4.6957 | 0 | 6.212 | 0 | 0 | 0 | 0 | 3.2833 | 0 | 0.3141 | 0 | 0 | 0 | 0 | 0 | 0.70241 | 0 | 0 | 0.39589 | 0 | 0 | 0.3563
2629 | 2018-04-20 12:00 | 4 | April | 12 | 110 | 15.7441 | 3.2019 | 5.0791 | 0 | 10.6649 | 0 | 0 | 0 | 0 | 3.2019 | 0 | 0 | 0 | 0 | 0 | 0 | 0 | 0.93243 | 0 | 0 | 0.94478 | 0 | 0 | 0.8503
2630 | 2018-04-20 13:00 | 4 | April | 13 | 110 | 14.145 | 2.8129 | 4.7648 | 0 | 9.3801 | 0 | 0 | 0 | 0 | 2.8129 | 0 | 0 | 0 | 0 | 0 | 0 | 0 | 0.5874 | 0 | 0 | 1.3646 | 0 | 0 | 1.2281
2631 | 2018-04-20 14:00 | 4 | April | 14 | 110 | 11.9478 | 2.5372 | 4.1161 | 0 | 7.8317 | 0 | 0 | 0 | 0 | 2.5372 | 0 | 0.048819 | 0 | 0 | 0 | 0 | 0 | 0.35355 | 0 | 0 | 1.1765 | 0 | 0 | 1.0589
2632 | 2018-04-20 15:00 | 4 | April | 15 | 110 | 7.6315 | 2.3878 | 3.9573 | 0 | 3.6743 | 0 | 0 | 0 | 0 | 2.3878 | 0 | 0.2435 | 0 | 0 | 0 | 0 | 0 | 0.35355 | 0 | 0 | 0.97242 | 0 | 0 | 0.87517
2633 | 2018-04-20 16:00 | 4 | April | 16 | 110 | 5.2394 | 2.5975 | 5.1141 | 0 | 0.12526 | 0 | 0 | 0 | 0 | 2.5975 | 0 | 0.47061 | 0 | 0 | 0 | 0 | 0 | 0.5874 | 0 | 0 | 1.4586 | 0 | 0 | 1.3127
2634 | 2018-04-20 17:00 | 4 | April | 17 | 110 | 2.1061 | 2.1061 | 2.1061 | 0 | 0 | 1.0793 | 1.2689 | 1.6556 | 4.0037 | 3.1854 | 0 | 0.56648 | 0 | 0 | 0 | 0 | 0 | 0.70241 | 0 | 0 | 1.6556 | 0 | 0 | 1.49
2635 | 2018-04-20 18:00 | 4 | April | 18 | 110 | 0.039003 | 0.039003 | 0.039003 | 0 | 0 | 3.7044 | 1.0728 | 2.1629 | 6.9401 | 3.7434 | 0 | 0.37038 | 0 | 0 | 0 | 0 | 0 | 0.70241 | 0 | 0 | 2.1629 | 0 | 0 | 1.9466
2636 | 2018-04-20 19:00 | 4 | April | 19 | 110 | 0 | 0 | 0 | 0 | 0 | 3.6636 | 1.1775 | 2.087 | 6.9281 | 3.6636 | 0 | 0.59012 | 0 | 0 | 0 | 0 | 0 | 0.5874 | 0 | 0 | 2.087 | 0 | 0 | 1.8783
2637 | 2018-04-20 20:00 | 4 | April | 20 | 110 | 0 | 0 | 0 | 0 | 0 | 3.4142 | 1.4418 | 1.7154 | 6.5714 | 3.4142 | 0 | 0.96941 | 0 | 0 | 0 | 0 | 0 | 0.47239 | 0 | 0 | 1.7154 | 0 | 0 | 1.5439
2638 | 2018-04-20 21:00 | 4 | April | 21 | 110 | 0 | 0 | 0 | 0 | 0 | 2.9968 | 1.4998 | 1.2558 | 5.7524 | 2.9968 | 0 | 1.2613 | 0 | 0 | 0 | 0 | 0 | 0.23853 | 0 | 0 | 1.2558 | 0 | 0 | 1.1302
2639 | 2018-04-20 22:00 | 4 | April | 22 | 110 | 0 | 0 | 0 | 0 | 0 | 2.2662 | 2.0585 | 0.75773 | 5.0824 | 2.2662 | 0 | 1.82 | 0 | 0 | 0 | 0 | 0 | 0.23853 | 0 | 0 | 0.75773 | 0 | 0 | 0.68195
2640 | 2018-04-20 23:00 | 4 | April | 23 | 110 | 0 | 0 | 0 | 0 | 0 | 1.5726 | 2.3667 | 0.49733 | 4.4367 | 1.5726 | 0 | 2.2432 | 0 | 0 | 0 | 0 | 0 | 0.12352 | 0 | 0 | 0.49733 | 0 | 0 | 0.4476
2641 | 2018-04-21 | 4 | April | 0 | 111 | 0 | 0 | 0 | 0 | 0 | 1.2135 | 2.5366 | 0 | 3.7501 | 1.2135 | 0 | 2.413 | 0 | 0 | 0 | 0 | 0 | 0.12352 | 0 | 0 | 0 | 0 | 0 | 0
2642 | 2018-04-21 01:00 | 4 | April | 1 | 111 | 0 | 0 | 0 | 0 | 0 | 1.1125 | 2.642 | 0 | 3.7546 | 1.1125 | 0 | 2.5185 | 0 | 0 | 0 | 0 | 0 | 0.12352 | 0 | 0 | 0 | 0 | 0 | 0
2643 | 2018-04-21 02:00 | 4 | April | 2 | 111 | 0 | 0 | 0 | 0 | 0 | 1.0883 | 2.6941 | 0.085531 | 3.8679 | 1.0883 | 0 | 2.5706 | 0 | 0 | 0 | 0 | 0 | 0.12352 | 0 | 0 | 0.085531 | 0 | 0 | 0.076978
2644 | 2018-04-21 03:00 | 4 | April | 3 | 111 | 0 | 0 | 0 | 0 | 0 | 1.1079 | 2.7178 | 0.025909 | 3.8516 | 1.1079 | 0 | 2.5943 | 0 | 0 | 0 | 0 | 0 | 0.12352 | 0 | 0 | 0.025909 | 0 | 0 | 0.023318
2645 | 2018-04-21 04:00 | 4 | April | 4 | 111 | 0 | 0 | 0 | 0 | 0 | 1.2846 | 2.6932 | 0.055915 | 4.0337 | 1.2846 | 0 | 2.5696 | 0 | 0 | 0 | 0 | 0 | 0.12352 | 0 | 0 | 0.055915 | 0 | 0 | 0.050323
2646 | 2018-04-21 05:00 | 4 | April | 5 | 111 | 3.0292 | 2.1152 | 3.0292 | 0 | 0 | 0 | 1.6363 | 0 | 1.6363 | 2.1152 | 0 | 2.3118 | 0 | 0 | 0 | 0 | 0 | 0.23853 | 0 | 0 | 0 | 0 | 0 | 0
2647 | 2018-04-21 06:00 | 4 | April | 6 | 111 | 8.2296 | 2.8737 | 5.2785 | 0 | 2.9511 | 0 | 0 | 0 | 0 | 2.8737 | 0 | 1.9324 | 0 | 0 | 0 | 0 | 0 | 0.47239 | 0 | 0 | 0 | 0 | 0 | 0
2648 | 2018-04-21 07:00 | 4 | April | 7 | 111 | 13.0919 | 3.0334 | 5.6922 | 0 | 7.3996 | 0 | 0 | 0 | 0 | 3.0334 | 0 | 1.9564 | 0 | 0 | 0 | 0 | 0 | 0.70241 | 0 | 0 | 0 | 0 | 0 | 0
2649 | 2018-04-21 08:00 | 4 | April | 8 | 111 | 17.0831 | 3.002 | 5.6144 | 0 | 11.4687 | 0 | 0 | 0 | 0 | 3.002 | 0 | 1.91 | 0 | 0 | 0 | 0 | 0 | 0.70241 | 0 | 0 | 0 | 0 | 0 | 0
2650 | 2018-04-21 09:00 | 4 | April | 9 | 111 | 20.3724 | 2.9216 | 5.3371 | 0 | 15.0353 | 0 | 0 | 0 | 0 | 2.9216 | 0 | 1.555 | 0 | 0 | 0 | 0 | 0 | 0.5874 | 0 | 0 | 0.27308 | 0 | 0 | 0.24577
2651 | 2018-04-21 10:00 | 4 | April | 10 | 111 | 23.4796 | 2.9463 | 5.0619 | 0 | 18.4177 | 0 | 0 | 0 | 0 | 2.9463 | 0 | 1.1831 | 0 | 0 | 0 | 0 | 0 | 0.35738 | 0 | 0 | 0.57504 | 0 | 0 | 0.51754
2652 | 2018-04-21 11:00 | 4 | April | 11 | 111 | 24.8577 | 3.2833 | 5.3244 | 0 | 19.5333 | 0 | 0 | 0 | 0 | 3.2833 | 0 | 0.9592 | 0 | 0 | 0 | 0 | 0 | 0.5874 | 0 | 0 | 0.49448 | 0 | 0 | 0.44503
2653 | 2018-04-21 12:00 | 4 | April | 12 | 111 | 25.1827 | 3.2019 | 5.1591 | 0 | 20.0236 | 0 | 0 | 0 | 0 | 3.2019 | 0 | 0.4519 | 0 | 0 | 0 | 0 | 0 | 0.70241 | 0 | 0 | 0.80292 | 0 | 0 | 0.72263
2654 | 2018-04-21 13:00 | 4 | April | 13 | 111 | 23.7136 | 2.8129 | 5.7596 | 0 | 17.954 | 0 | 0 | 0 | 0 | 2.8129 | 0 | 0.81601 | 0 | 0 | 0 | 0 | 0 | 0.70241 | 0 | 0 | 1.4283 | 0 | 0 | 1.2855
2655 | 2018-04-21 14:00 | 4 | April | 14 | 111 | 21.1004 | 2.5372 | 4.8342 | 0 | 16.2663 | 0 | 0 | 0 | 0 | 2.5372 | 0 | 0.6827 | 0 | 0 | 0 | 0 | 0 | 0.5874 | 0 | 0 | 1.0268 | 0 | 0 | 0.92416
2656 | 2018-04-21 15:00 | 4 | April | 15 | 111 | 16.1341 | 2.3878 | 4.8125 | 0 | 11.3216 | 0 | 0 | 0 | 0 | 2.3878 | 0 | 1.1054 | 0 | 0 | 0 | 0 | 0 | 0.5874 | 0 | 0 | 0.73184 | 0 | 0 | 0.65866
2657 | 2018-04-21 16:00 | 4 | April | 16 | 111 | 11.3888 | 2.5975 | 5.4771 | 0 | 5.9117 | 0 | 0 | 0 | 0 | 2.5975 | 0 | 0.99533 | 0 | 0 | 0 | 0 | 0 | 1.0513 | 0 | 0 | 0.83299 | 0 | 0 | 0.74969
2658 | 2018-04-21 17:00 | 4 | April | 17 | 111 | 7.4365 | 3.1854 | 6.1854 | 0 | 1.2511 | 0 | 0 | 0 | 0 | 3.1854 | 0 | 0.96245 | 0 | 0 | 0 | 0 | 0 | 0.81742 | 0 | 0 | 1.2201 | 0 | 0 | 1.0981
2659 | 2018-04-21 18:00 | 4 | April | 18 | 111 | 0.28602 | 0.28602 | 0.28602 | 0 | 0 | 3.4574 | 1.2697 | 1.9034 | 6.6305 | 3.7434 | 0 | 0.79729 | 0 | 0 | 0 | 0 | 0 | 0.47239 | 0 | 0 | 1.9034 | 0 | 0 | 1.7131
2660 | 2018-04-21 19:00 | 4 | April | 19 | 111 | 0 | 0 | 0 | 0 | 0 | 3.6636 | 1.2172 | 1.7545 | 6.6352 | 3.6636 | 0 | 0.7448 | 0 | 0 | 0 | 0 | 0 | 0.47239 | 0 | 0 | 1.7545 | 0 | 0 | 1.579
2661 | 2018-04-21 20:00 | 4 | April | 20 | 111 | 0 | 0 | 0 | 0 | 0 | 3.4142 | 1.1251 | 1.2804 | 5.8197 | 3.4142 | 0 | 0.88661 | 0 | 0 | 0 | 0 | 0 | 0.23853 | 0 | 0 | 1.2804 | 0 | 0 | 1.1523
2662 | 2018-04-21 21:00 | 4 | April | 21 | 111 | 0 | 0 | 0 | 0 | 0 | 2.9968 | 1.194 | 0.99691 | 5.1877 | 2.9968 | 0 | 0.95543 | 0 | 0 | 0 | 0 | 0 | 0.23853 | 0 | 0 | 0.99691 | 0 | 0 | 0.89722
2663 | 2018-04-21 22:00 | 4 | April | 22 | 111 | 0 | 0 | 0 | 0 | 0 | 2.2662 | 1.561 | 0.5535 | 4.3807 | 2.2662 | 0 | 1.3225 | 0 | 0 | 0 | 0 | 0 | 0.23853 | 0 | 0 | 0.5535 | 0 | 0 | 0.49815
2664 | 2018-04-21 23:00 | 4 | April | 23 | 111 | 0 | 0 | 0 | 0 | 0 | 1.5726 | 1.6767 | 0.49099 | 3.7404 | 1.5726 | 0 | 1.5532 | 0 | 0 | 0 | 0 | 0 | 0.12352 | 0 | 0 | 0.49099 | 0 | 0 | 0.44189
2665 | 2018-04-22 | 4 | April | 0 | 112 | 0 | 0 | 0 | 0 | 0 | 1.2135 | 1.7428 | 0.59399 | 3.5503 | 1.2135 | 0 | 1.6192 | 0 | 0 | 0 | 0 | 0 | 0.12352 | 0 | 0 | 0.59399 | 0 | 0 | 0.53459
2666 | 2018-04-22 01:00 | 4 | April | 1 | 112 | 0 | 0 | 0 | 0 | 0 | 1.1125 | 1.7291 | 0.39144 | 3.233 | 1.1125 | 0 | 1.6055 | 0 | 0 | 0 | 0 | 0 | 0.12352 | 0 | 0 | 0.39144 | 0 | 0 | 0.35229
2667 | 2018-04-22 02:00 | 4 | April | 2 | 112 | 0 | 0 | 0 | 0 | 0 | 1.0883 | 1.7364 | 0.014074 | 2.8388 | 1.0883 | 0 | 1.6129 | 0 | 0 | 0 | 0 | 0 | 0.12352 | 0 | 0 | 0.014074 | 0 | 0 | 0.012667
2668 | 2018-04-22 03:00 | 4 | April | 3 | 112 | 0 | 0 | 0 | 0 | 0 | 1.1079 | 1.7303 | 0.026572 | 2.8647 | 1.1079 | 0 | 1.6067 | 0 | 0 | 0 | 0 | 0 | 0.12352 | 0 | 0 | 0.026572 | 0 | 0 | 0.023914
2669 | 2018-04-22 04:00 | 4 | April | 4 | 112 | 0 | 0 | 0 | 0 | 0 | 1.2846 | 1.7202 | 0.02326 | 3.0281 | 1.2846 | 0 | 1.5967 | 0 | 0 | 0 | 0 | 0 | 0.12352 | 0 | 0 | 0.02326 | 0 | 0 | 0.020934
2670 | 2018-04-22 05:00 | 4 | April | 5 | 112 | 2.7042 | 2.1152 | 2.7042 | 0 | 0 | 0 | 0.74633 | 0 | 0.74633 | 2.1152 | 0 | 1.2118 | 0 | 0 | 0 | 0 | 0 | 0.12352 | 0 | 0 | 0 | 0 | 0 | 0
2671 | 2018-04-22 06:00 | 4 | April | 6 | 112 | 8.7496 | 2.8737 | 3.5623 | 0 | 5.1873 | 0 | 0 | 0 | 0 | 2.8737 | 0 | 0.56506 | 0 | 0 | 0 | 0 | 0 | 0.12352 | 0 | 0 | 0 | 0 | 0 | 0
2672 | 2018-04-22 07:00 | 4 | April | 7 | 112 | 10.9077 | 3.0334 | 3.8471 | 0 | 7.0606 | 0 | 0 | 0 | 0 | 3.0334 | 0 | 0.57518 | 0 | 0 | 0 | 0 | 0 | 0.23853 | 0 | 0 | 0 | 0 | 0 | 0
2673 | 2018-04-22 08:00 | 4 | April | 8 | 112 | 16.5761 | 3.002 | 3.5127 | 0 | 13.0634 | 0 | 0 | 0 | 0 | 3.002 | 0 | 0.15333 | 0 | 0 | 0 | 0 | 0 | 0.35738 | 0 | 0 | 0 | 0 | 0 | 0
2674 | 2018-04-22 09:00 | 4 | April | 9 | 112 | 19.7353 | 2.9216 | 3.9217 | 0 | 15.8137 | 0 | 0 | 0 | 0 | 2.9216 | 0 | 0 | 0 | 0 | 0 | 0 | 0 | 0.70241 | 0 | 0 | 0.29766 | 0 | 0 | 0.2679
2675 | 2018-04-22 10:00 | 4 | April | 10 | 112 | 21.9455 | 2.9463 | 4.2558 | 0 | 17.6896 | 0 | 0 | 0 | 0 | 2.9463 | 0 | 0 | 0 | 0 | 0 | 0 | 0 | 0.70241 | 0 | 0 | 0.60708 | 0 | 0 | 0.54638
2676 | 2018-04-22 11:00 | 4 | April | 11 | 112 | 16.4591 | 3.2833 | 4.6932 | 0 | 11.7659 | 0 | 0 | 0 | 0 | 3.2833 | 0 | 0 | 0 | 0 | 0 | 0 | 0 | 0.93243 | 0 | 0 | 0.47745 | 0 | 0 | 0.4297
2677 | 2018-04-22 12:00 | 4 | April | 12 | 112 | 21.9195 | 3.2019 | 4.6464 | 0 | 17.273 | 0 | 0 | 0 | 0 | 3.2019 | 0 | 0 | 0 | 0 | 0 | 0 | 0 | 0.93243 | 0 | 0 | 0.51211 | 0 | 0 | 0.4609
2678 | 2018-04-22 13:00 | 4 | April | 13 | 112 | 19.9953 | 2.8129 | 4.3357 | 0 | 15.6597 | 0 | 0 | 0 | 0 | 2.8129 | 0 | 0 | 0 | 0 | 0 | 0 | 0 | 0.81742 | 0 | 0 | 0.70537 | 0 | 0 | 0.63484
2679 | 2018-04-22 14:00 | 4 | April | 14 | 112 | 16.8231 | 2.5372 | 3.7979 | 0 | 13.0252 | 0 | 0 | 0 | 0 | 2.5372 | 0 | 0 | 0 | 0 | 0 | 0 | 0 | 0.5874 | 0 | 0 | 0.6733 | 0 | 0 | 0.60597
2680 | 2018-04-22 15:00 | 4 | April | 15 | 112 | 12.1168 | 2.3878 | 3.5512 | 0 | 8.5656 | 0 | 0 | 0 | 0 | 2.3878 | 0 | 0 | 0 | 0 | 0 | 0 | 0 | 0.47239 | 0 | 0 | 0.691 | 0 | 0 | 0.6219
2681 | 2018-04-22 16:00 | 4 | April | 16 | 112 | 11.1417 | 2.5975 | 4.0021 | 0 | 7.1396 | 0 | 0 | 0 | 0 | 2.5975 | 0 | 0 | 0 | 0 | 0 | 0 | 0 | 0.5874 | 0 | 0 | 0.81723 | 0 | 0 | 0.73551
2682 | 2018-04-22 17:00 | 4 | April | 17 | 112 | 8.6456 | 3.1854 | 5.0991 | 0 | 3.5465 | 0 | 0 | 0 | 0 | 3.1854 | 0 | 0 | 0 | 0 | 0 | 0 | 0 | 0.70241 | 0 | 0 | 1.2113 | 0 | 0 | 1.0901
2683 | 2018-04-22 18:00 | 4 | April | 18 | 112 | 0.41603 | 0.41603 | 0.41603 | 0 | 0 | 3.3274 | 0.70241 | 1.9407 | 5.9705 | 3.7434 | 0 | 0 | 0 | 0 | 0 | 0 | 0 | 0.70241 | 0 | 0 | 1.9407 | 0 | 0 | 1.7466
2684 | 2018-04-22 19:00 | 4 | April | 19 | 112 | 0 | 0 | 0 | 0 | 0 | 3.6636 | 0.47239 | 2.17 | 6.306 | 3.6636 | 0 | 0 | 0 | 0 | 0 | 0 | 0 | 0.47239 | 0 | 0 | 2.17 | 0 | 0 | 1.953
2685 | 2018-04-22 20:00 | 4 | April | 20 | 112 | 0 | 0 | 0 | 0 | 0 | 3.4142 | 0.47239 | 1.905 | 5.7916 | 3.4142 | 0 | 0 | 0 | 0 | 0 | 0 | 0 | 0.47239 | 0 | 0 | 1.905 | 0 | 0 | 1.7145
2686 | 2018-04-22 21:00 | 4 | April | 21 | 112 | 0 | 0 | 0 | 0 | 0 | 2.9968 | 0.23853 | 1.5578 | 4.7932 | 2.9968 | 0 | 0 | 0 | 0 | 0 | 0 | 0 | 0.23853 | 0 | 0 | 1.5578 | 0 | 0 | 1.402
2687 | 2018-04-22 22:00 | 4 | April | 22 | 112 | 0 | 0 | 0 | 0 | 0 | 2.2662 | 0.23853 | 0.88022 | 3.3849 | 2.2662 | 0 | 0 | 0 | 0 | 0 | 0 | 0 | 0.23853 | 0 | 0 | 0.88022 | 0 | 0 | 0.7922
2688 | 2018-04-22 23:00 | 4 | April | 23 | 112 | 0 | 0 | 0 | 0 | 0 | 1.5726 | 0.12352 | 0.73599 | 2.4322 | 1.5726 | 0 | 0 | 0 | 0 | 0 | 0 | 0 | 0.12352 | 0 | 0 | 0.73599 | 0 | 0 | 0.66239
2689 | 2018-04-23 | 4 | April | 0 | 113 | 0 | 0 | 0 | 0 | 0 | 1.3604 | 0.12352 | 0.37687 | 1.8608 | 1.3604 | 0 | 0 | 0 | 0 | 0 | 0 | 0 | 0.12352 | 0 | 0 | 0.37687 | 0 | 0 | 0.33918
2690 | 2018-04-23 01:00 | 4 | April | 1 | 113 | 0 | 0 | 0 | 0 | 0 | 1.1574 | 0.45641 | 0.57442 | 2.1882 | 1.1574 | 0 | 0.33289 | 0 | 0 | 0 | 0 | 0 | 0.12352 | 0 | 0 | 0.57442 | 0 | 0 | 0.51697
2691 | 2018-04-23 02:00 | 4 | April | 2 | 113 | 0 | 0 | 0 | 0 | 0 | 1.1022 | 1.4712 | 0.34995 | 2.9234 | 1.1022 | 0 | 1.2327 | 0 | 0 | 0 | 0 | 0 | 0.23853 | 0 | 0 | 0.34995 | 0 | 0 | 0.31496
2692 | 2018-04-23 03:00 | 4 | April | 3 | 113 | 0 | 0 | 0 | 0 | 0 | 1.0893 | 1.5198 | 0 | 2.6092 | 1.0893 | 0 | 1.2813 | 0 | 0 | 0 | 0 | 0 | 0.23853 | 0 | 0 | 0 | 0 | 0 | 0
2693 | 2018-04-23 04:00 | 4 | April | 4 | 113 | 0 | 0 | 0 | 0 | 0 | 1.1306 | 1.7706 | 0 | 2.9011 | 1.1306 | 0 | 1.2982 | 0 | 0 | 0 | 0 | 0 | 0.47239 | 0 | 0 | 0 | 0 | 0 | 0
2694 | 2018-04-23 05:00 | 4 | April | 5 | 113 | 1.9761 | 1.4073 | 1.9761 | 0 | 0 | 0 | 1.3243 | 0 | 1.3243 | 1.4073 | 0 | 1.1908 | 0 | 0 | 0 | 0 | 0 | 0.70241 | 0 | 0 | 0 | 0 | 0 | 0
2695 | 2018-04-23 06:00 | 4 | April | 6 | 113 | 6.0714 | 2.1219 | 3.9828 | 0 | 2.0887 | 0 | 0 | 0 | 0 | 2.1219 | 0 | 0.69455 | 0 | 0 | 0 | 0 | 0 | 1.1663 | 0 | 0 | 0 | 0 | 0 | 0
2696 | 2018-04-23 07:00 | 4 | April | 7 | 113 | 9.1526 | 2.8726 | 4.0389 | 0 | 5.1137 | 0 | 0 | 0 | 0 | 2.8726 | 0 | 0 | 0 | 0 | 0 | 0 | 0 | 1.1663 | 0 | 0 | 0 | 0 | 0 | 0
2697 | 2018-04-23 08:00 | 4 | April | 8 | 113 | 12.2078 | 3.2993 | 4.2317 | 0 | 7.9761 | 0 | 0 | 0 | 0 | 3.2993 | 0 | 0 | 0 | 0 | 0 | 0 | 0 | 0.93243 | 0 | 0 | 0 | 0 | 0 | 0
2698 | 2018-04-23 09:00 | 4 | April | 9 | 113 | 17.3042 | 3.5652 | 4.3595 | 0 | 12.9447 | 0 | 0 | 0 | 0 | 3.5652 | 0 | 0 | 0 | 0 | 0 | 0 | 0 | 0.5874 | 0 | 0 | 0.20694 | 0 | 0 | 0.18624
2699 | 2018-04-23 10:00 | 4 | April | 10 | 113 | 18.8383 | 3.7414 | 4.6578 | 0 | 14.1805 | 0 | 0 | 0 | 0 | 3.7414 | 0 | 0 | 0 | 0 | 0 | 0 | 0 | 0.47239 | 0 | 0 | 0.44402 | 0 | 0 | 0.39962
2700 | 2018-04-23 11:00 | 4 | April | 11 | 113 | 18.9293 | 3.9382 | 5.0737 | 0 | 13.8556 | 0 | 0 | 0 | 0 | 3.9382 | 0 | 0 | 0 | 0 | 0 | 0 | 0 | 0.70241 | 0 | 0 | 0.43304 | 0 | 0 | 0.38973
2701 | 2018-04-23 12:00 | 4 | April | 12 | 113 | 16.8881 | 3.8573 | 5.631 | 0 | 11.2571 | 0 | 0 | 0 | 0 | 3.8573 | 0 | 0 | 0 | 0 | 0 | 0 | 0 | 0.93243 | 0 | 0 | 0.84126 | 0 | 0 | 0.75713
2702 | 2018-04-23 13:00 | 4 | April | 13 | 113 | 17.3432 | 3.5239 | 5.2306 | 0 | 12.1126 | 0 | 0 | 0 | 0 | 3.5239 | 0 | 0 | 0 | 0 | 0 | 0 | 0 | 0.5874 | 0 | 0 | 1.1192 | 0 | 0 | 1.0073
2703 | 2018-04-23 14:00 | 4 | April | 14 | 113 | 13.5989 | 3.2642 | 4.6168 | 0 | 8.9821 | 0 | 0 | 0 | 0 | 3.2642 | 0 | 0 | 0 | 0 | 0 | 0 | 0 | 0.35355 | 0 | 0 | 0.99905 | 0 | 0 | 0.89914
2704 | 2018-04-23 15:00 | 4 | April | 15 | 113 | 10.0367 | 3.2199 | 4.1768 | 0 | 5.8599 | 0 | 0 | 0 | 0 | 3.2199 | 0 | 0 | 0 | 0 | 0 | 0 | 0 | 0.35355 | 0 | 0 | 0.6033 | 0 | 0 | 0.54297
2705 | 2018-04-23 16:00 | 4 | April | 16 | 113 | 5.5124 | 3.4848 | 5.2524 | 0 | 0.25993 | 0 | 0 | 0 | 0 | 3.4848 | 0 | 0 | 0 | 0 | 0 | 0 | 0 | 0.5874 | 0 | 0 | 1.1803 | 0 | 0 | 1.0622
2706 | 2018-04-23 17:00 | 4 | April | 17 | 113 | 2.3922 | 2.3922 | 2.3922 | 0 | 0 | 1.5852 | 0.70241 | 2.0695 | 4.3572 | 3.9774 | 0 | 0 | 0 | 0 | 0 | 0 | 0 | 0.70241 | 0 | 0 | 2.0695 | 0 | 0 | 1.8626
2707 | 2018-04-23 18:00 | 4 | April | 18 | 113 | 0.065004 | 0.065004 | 0.065004 | 0 | 0 | 4.2169 | 0.70241 | 2.6644 | 7.5837 | 4.2819 | 0 | 0 | 0 | 0 | 0 | 0 | 0 | 0.70241 | 0 | 0 | 2.6644 | 0 | 0 | 2.398
2708 | 2018-04-23 19:00 | 4 | April | 19 | 113 | 0 | 0 | 0 | 0 | 0 | 3.9176 | 0.5874 | 2.5359 | 7.0409 | 3.9176 | 0 | 0 | 0 | 0 | 0 | 0 | 0 | 0.5874 | 0 | 0 | 2.5359 | 0 | 0 | 2.2823
2709 | 2018-04-23 20:00 | 4 | April | 20 | 113 | 0 | 0 | 0 | 0 | 0 | 3.2364 | 0.47239 | 1.8296 | 5.5384 | 3.2364 | 0 | 0 | 0 | 0 | 0 | 0 | 0 | 0.47239 | 0 | 0 | 1.8296 | 0 | 0 | 1.6467
2710 | 2018-04-23 21:00 | 4 | April | 21 | 113 | 0 | 0 | 0 | 0 | 0 | 3.0561 | 0.23853 | 1.4543 | 4.7489 | 3.0561 | 0 | 0 | 0 | 0 | 0 | 0 | 0 | 0.23853 | 0 | 0 | 1.4543 | 0 | 0 | 1.3089
2711 | 2018-04-23 22:00 | 4 | April | 22 | 113 | 0 | 0 | 0 | 0 | 0 | 2.6011 | 0.23853 | 0.9957 | 3.8353 | 2.6011 | 0 | 0 | 0 | 0 | 0 | 0 | 0 | 0.23853 | 0 | 0 | 0.9957 | 0 | 0 | 0.89613
2712 | 2018-04-23 23:00 | 4 | April | 23 | 113 | 0 | 0 | 0 | 0 | 0 | 1.7076 | 0.12352 | 0.63126 | 2.4624 | 1.7076 | 0 | 0 | 0 | 0 | 0 | 0 | 0 | 0.12352 | 0 | 0 | 0.63126 | 0 | 0 | 0.56813
2713 | 2018-04-24 | 4 | April | 0 | 114 | 0 | 0 | 0 | 0 | 0 | 1.9369 | 0.12352 | 0.34706 | 2.4075 | 1.9369 | 0 | 0 | 0 | 0 | 0 | 0 | 0 | 0.12352 | 0 | 0 | 0.34706 | 0 | 0 | 0.31235
2714 | 2018-04-24 01:00 | 4 | April | 1 | 114 | 0 | 0 | 0 | 0 | 0 | 1.482 | 0.12352 | 0.040439 | 1.6459 | 1.482 | 0 | 0 | 0 | 0 | 0 | 0 | 0 | 0.12352 | 0 | 0 | 0.040439 | 0 | 0 | 0.036395
2715 | 2018-04-24 02:00 | 4 | April | 2 | 114 | 0 | 0 | 0 | 0 | 0 | 1.2073 | 0.23853 | 0.042189 | 1.4881 | 1.2073 | 0 | 0 | 0 | 0 | 0 | 0 | 0 | 0.23853 | 0 | 0 | 0.042189 | 0 | 0 | 0.03797
2716 | 2018-04-24 03:00 | 4 | April | 3 | 114 | 0 | 0 | 0 | 0 | 0 | 1.1125 | 0.23853 | 0 | 1.3511 | 1.1125 | 0 | 0 | 0 | 0 | 0 | 0 | 0 | 0.23853 | 0 | 0 | 0 | 0 | 0 | 0
2717 | 2018-04-24 04:00 | 4 | April | 4 | 114 | 0 | 0 | 0 | 0 | 0 | 1.0899 | 0.47239 | 0 | 1.5622 | 1.0899 | 0 | 0 | 0 | 0 | 0 | 0 | 0 | 0.47239 | 0 | 0 | 0 | 0 | 0 | 0
2718 | 2018-04-24 05:00 | 4 | April | 5 | 114 | 4.2513 | 1.0919 | 1.7943 | 0 | 2.457 | 0 | 0 | 0 | 0 | 1.0919 | 0 | 0 | 0 | 0 | 0 | 0 | 0 | 0.70241 | 0 | 0 | 0 | 0 | 0 | 0
2719 | 2018-04-24 06:00 | 4 | April | 6 | 114 | 10.6477 | 1.1424 | 2.3087 | 0 | 8.339 | 0 | 0 | 0 | 0 | 1.1424 | 0 | 0 | 0 | 0 | 0 | 0 | 0 | 1.1663 | 0 | 0 | 0 | 0 | 0 | 0
2720 | 2018-04-24 07:00 | 4 | April | 7 | 114 | 15.029 | 1.551 | 2.7173 | 0 | 12.3117 | 0 | 0 | 0 | 0 | 1.551 | 0 | 0 | 0 | 0 | 0 | 0 | 0 | 1.1663 | 0 | 0 | 0 | 0 | 0 | 0
2721 | 2018-04-24 08:00 | 4 | April | 8 | 114 | 19.3453 | 2.4924 | 3.4248 | 0 | 15.9205 | 0 | 0 | 0 | 0 | 2.4924 | 0 | 0 | 0 | 0 | 0 | 0 | 0 | 0.93243 | 0 | 0 | 0 | 0 | 0 | 0
2722 | 2018-04-24 09:00 | 4 | April | 9 | 114 | 23.5966 | 3.4879 | 4.2822 | 0 | 19.3144 | 0 | 0 | 0 | 0 | 3.4879 | 0 | 0 | 0 | 0 | 0 | 0 | 0 | 0.5874 | 0 | 0 | 0.20694 | 0 | 0 | 0.18624
2723 | 2018-04-24 10:00 | 4 | April | 10 | 114 | 26.7298 | 4.0145 | 4.9309 | 0 | 21.7989 | 0 | 0 | 0 | 0 | 4.0145 | 0 | 0 | 0 | 0 | 0 | 0 | 0 | 0.47239 | 0 | 0 | 0.44402 | 0 | 0 | 0.39962
2724 | 2018-04-24 11:00 | 4 | April | 11 | 114 | 28.3289 | 4.4287 | 5.5642 | 0 | 22.7647 | 0 | 0 | 0 | 0 | 4.4287 | 0 | 0 | 0 | 0 | 0 | 0 | 0 | 0.70241 | 0 | 0 | 0.43304 | 0 | 0 | 0.38973
2725 | 2018-04-24 12:00 | 4 | April | 12 | 114 | 27.9259 | 4.4828 | 6.2565 | 0 | 21.6694 | 0 | 0 | 0 | 0 | 4.4828 | 0 | 0 | 0 | 0 | 0 | 0 | 0 | 0.93243 | 0 | 0 | 0.84126 | 0 | 0 | 0.75713
2726 | 2018-04-24 13:00 | 4 | April | 13 | 114 | 25.8067 | 3.6754 | 5.3821 | 0 | 20.4247 | 0 | 0 | 0 | 0 | 3.6754 | 0 | 0 | 0 | 0 | 0 | 0 | 0 | 0.5874 | 0 | 0 | 1.1192 | 0 | 0 | 1.0073
2727 | 2018-04-24 14:00 | 4 | April | 14 | 114 | 22.0365 | 3.0082 | 4.3608 | 0 | 17.6757 | 0 | 0 | 0 | 0 | 3.0082 | 0 | 0 | 0 | 0 | 0 | 0 | 0 | 0.35355 | 0 | 0 | 0.99905 | 0 | 0 | 0.89914
2728 | 2018-04-24 15:00 | 4 | April | 15 | 114 | 17.3302 | 2.6944 | 3.6512 | 0 | 13.679 | 0 | 0 | 0 | 0 | 2.6944 | 0 | 0 | 0 | 0 | 0 | 0 | 0 | 0.35355 | 0 | 0 | 0.6033 | 0 | 0 | 0.54297
2729 | 2018-04-24 16:00 | 4 | April | 16 | 114 | 13.0919 | 2.4115 | 4.1792 | 0 | 8.9127 | 0 | 0 | 0 | 0 | 2.4115 | 0 | 0 | 0 | 0 | 0 | 0 | 0 | 0.5874 | 0 | 0 | 1.1803 | 0 | 0 | 1.0622
2730 | 2018-04-24 17:00 | 4 | April | 17 | 114 | 8.6456 | 2.5032 | 5.2752 | 0 | 3.3704 | 0 | 0 | 0 | 0 | 2.5032 | 0 | 0 | 0 | 0 | 0 | 0 | 0 | 0.70241 | 0 | 0 | 2.0695 | 0 | 0 | 1.8626
2731 | 2018-04-24 18:00 | 4 | April | 18 | 114 | 0.27302 | 0.27302 | 0.27302 | 0 | 0 | 2.7619 | 0.70241 | 2.6644 | 6.1287 | 3.035 | 0 | 0 | 0 | 0 | 0 | 0 | 0 | 0.70241 | 0 | 0 | 2.6644 | 0 | 0 | 2.398
2732 | 2018-04-24 19:00 | 4 | April | 19 | 114 | 0 | 0 | 0 | 0 | 0 | 3.5167 | 0.5874 | 2.5359 | 6.64 | 3.5167 | 0 | 0 | 0 | 0 | 0 | 0 | 0 | 0.5874 | 0 | 0 | 2.5359 | 0 | 0 | 2.2823
2733 | 2018-04-24 20:00 | 4 | April | 20 | 114 | 0 | 0 | 0 | 0 | 0 | 3.3895 | 0.47239 | 1.8296 | 5.6915 | 3.3895 | 0 | 0 | 0 | 0 | 0 | 0 | 0 | 0.47239 | 0 | 0 | 1.8296 | 0 | 0 | 1.6467
2734 | 2018-04-24 21:00 | 4 | April | 21 | 114 | 0 | 0 | 0 | 0 | 0 | 3.1663 | 0.23853 | 1.4543 | 4.8592 | 3.1663 | 0 | 0 | 0 | 0 | 0 | 0 | 0 | 0.23853 | 0 | 0 | 1.4543 | 0 | 0 | 1.3089
2735 | 2018-04-24 22:00 | 4 | April | 22 | 114 | 0 | 0 | 0 | 0 | 0 | 2.8304 | 0.23853 | 0.9957 | 4.0646 | 2.8304 | 0 | 0 | 0 | 0 | 0 | 0 | 0 | 0.23853 | 0 | 0 | 0.9957 | 0 | 0 | 0.89613
2736 | 2018-04-24 23:00 | 4 | April | 23 | 114 | 0 | 0 | 0 | 0 | 0 | 1.5726 | 0.12352 | 0.63126 | 2.3274 | 1.5726 | 0 | 0 | 0 | 0 | 0 | 0 | 0 | 0.12352 | 0 | 0 | 0.63126 | 0 | 0 | 0.56813
2737 | 2018-04-25 | 4 | April | 0 | 115 | 0 | 0 | 0 | 0 | 0 | 1.2135 | 0.12352 | 0.34706 | 1.6841 | 1.2135 | 0 | 0 | 0 | 0 | 0 | 0 | 0 | 0.12352 | 0 | 0 | 0.34706 | 0 | 0 | 0.31235
2738 | 2018-04-25 01:00 | 4 | April | 1 | 115 | 0 | 0 | 0 | 0 | 0 | 1.1125 | 0.12352 | 0.040439 | 1.2765 | 1.1125 | 0 | 0 | 0 | 0 | 0 | 0 | 0 | 0.12352 | 0 | 0 | 0.040439 | 0 | 0 | 0.036395
2739 | 2018-04-25 02:00 | 4 | April | 2 | 115 | 0 | 0 | 0 | 0 | 0 | 1.0883 | 0.23853 | 0.042189 | 1.369 | 1.0883 | 0 | 0 | 0 | 0 | 0 | 0 | 0 | 0.23853 | 0 | 0 | 0.042189 | 0 | 0 | 0.03797
2740 | 2018-04-25 03:00 | 4 | April | 3 | 115 | 0 | 0 | 0 | 0 | 0 | 1.1079 | 0.23853 | 0 | 1.3464 | 1.1079 | 0 | 0 | 0 | 0 | 0 | 0 | 0 | 0.23853 | 0 | 0 | 0 | 0 | 0 | 0
2741 | 2018-04-25 04:00 | 4 | April | 4 | 115 | 0 | 0 | 0 | 0 | 0 | 1.2846 | 0.47239 | 0 | 1.757 | 1.2846 | 0 | 0 | 0 | 0 | 0 | 0 | 0 | 0.47239 | 0 | 0 | 0 | 0 | 0 | 0
2742 | 2018-04-25 05:00 | 4 | April | 5 | 115 | 5.0573 | 2.1152 | 2.8176 | 0 | 2.2397 | 0 | 0 | 0 | 0 | 2.1152 | 0 | 0 | 0 | 0 | 0 | 0 | 0 | 0.70241 | 0 | 0 | 0 | 0 | 0 | 0
2743 | 2018-04-25 06:00 | 4 | April | 6 | 115 | 11.5838 | 2.8737 | 4.04 | 0 | 7.5438 | 0 | 0 | 0 | 0 | 2.8737 | 0 | 0 | 0 | 0 | 0 | 0 | 0 | 1.1663 | 0 | 0 | 0 | 0 | 0 | 0
2744 | 2018-04-25 07:00 | 4 | April | 7 | 115 | 15.549 | 3.0334 | 4.1997 | 0 | 11.3493 | 0 | 0 | 0 | 0 | 3.0334 | 0 | 0 | 0 | 0 | 0 | 0 | 0 | 1.1663 | 0 | 0 | 0 | 0 | 0 | 0
2745 | 2018-04-25 08:00 | 4 | April | 8 | 115 | 19.9173 | 3.002 | 3.9344 | 0 | 15.9829 | 0 | 0 | 0 | 0 | 3.002 | 0 | 0 | 0 | 0 | 0 | 0 | 0 | 0.93243 | 0 | 0 | 0 | 0 | 0 | 0
2746 | 2018-04-25 09:00 | 4 | April | 9 | 115 | 24.2596 | 2.9216 | 3.7159 | 0 | 20.5437 | 0 | 0 | 0 | 0 | 2.9216 | 0 | 0 | 0 | 0 | 0 | 0 | 0 | 0.5874 | 0 | 0 | 0.20694 | 0 | 0 | 0.18624
2747 | 2018-04-25 10:00 | 4 | April | 10 | 115 | 27.2238 | 2.9463 | 3.8627 | 0 | 23.3611 | 0 | 0 | 0 | 0 | 2.9463 | 0 | 0 | 0 | 0 | 0 | 0 | 0 | 0.47239 | 0 | 0 | 0.44402 | 0 | 0 | 0.39962
2748 | 2018-04-25 11:00 | 4 | April | 11 | 115 | 28.5759 | 3.2833 | 4.4188 | 0 | 24.1572 | 0 | 0 | 0 | 0 | 3.2833 | 0 | 0 | 0 | 0 | 0 | 0 | 0 | 0.70241 | 0 | 0 | 0.43304 | 0 | 0 | 0.38973
2749 | 2018-04-25 12:00 | 4 | April | 12 | 115 | 28.3419 | 3.2019 | 4.9756 | 0 | 23.3663 | 0 | 0 | 0 | 0 | 3.2019 | 0 | 0 | 0 | 0 | 0 | 0 | 0 | 0.93243 | 0 | 0 | 0.84126 | 0 | 0 | 0.75713
2750 | 2018-04-25 13:00 | 4 | April | 13 | 115 | 26.2748 | 2.8129 | 4.5195 | 0 | 21.7553 | 0 | 0 | 0 | 0 | 2.8129 | 0 | 0 | 0 | 0 | 0 | 0 | 0 | 0.5874 | 0 | 0 | 1.1192 | 0 | 0 | 1.0073
2751 | 2018-04-25 14:00 | 4 | April | 14 | 115 | 22.7385 | 2.5372 | 3.8898 | 0 | 18.8487 | 0 | 0 | 0 | 0 | 2.5372 | 0 | 0 | 0 | 0 | 0 | 0 | 0 | 0.35355 | 0 | 0 | 0.99905 | 0 | 0 | 0.89914
2752 | 2018-04-25 15:00 | 4 | April | 15 | 115 | 18.1232 | 2.3878 | 3.3446 | 0 | 14.7786 | 0 | 0 | 0 | 0 | 2.3878 | 0 | 0 | 0 | 0 | 0 | 0 | 0 | 0.35355 | 0 | 0 | 0.6033 | 0 | 0 | 0.54297
2753 | 2018-04-25 16:00 | 4 | April | 16 | 115 | 14.0539 | 2.5975 | 4.3652 | 0 | 9.6888 | 0 | 0 | 0 | 0 | 2.5975 | 0 | 0 | 0 | 0 | 0 | 0 | 0 | 0.5874 | 0 | 0 | 1.1803 | 0 | 0 | 1.0622
2754 | 2018-04-25 17:00 | 4 | April | 17 | 115 | 10.0367 | 3.1854 | 5.9574 | 0 | 4.0793 | 0 | 0 | 0 | 0 | 3.1854 | 0 | 0 | 0 | 0 | 0 | 0 | 0 | 0.70241 | 0 | 0 | 2.0695 | 0 | 0 | 1.8626
2755 | 2018-04-25 18:00 | 4 | April | 18 | 115 | 0.33802 | 0.33802 | 0.33802 | 0 | 0 | 3.4054 | 0.70241 | 2.6644 | 6.7722 | 3.7434 | 0 | 0 | 0 | 0 | 0 | 0 | 0 | 0.70241 | 0 | 0 | 2.6644 | 0 | 0 | 2.398
2756 | 2018-04-25 19:00 | 4 | April | 19 | 115 | 0 | 0 | 0 | 0 | 0 | 3.6636 | 0.5874 | 2.5359 | 6.7869 | 3.6636 | 0 | 0 | 0 | 0 | 0 | 0 | 0 | 0.5874 | 0 | 0 | 2.5359 | 0 | 0 | 2.2823
2757 | 2018-04-25 20:00 | 4 | April | 20 | 115 | 0 | 0 | 0 | 0 | 0 | 3.4142 | 0.47239 | 1.8296 | 5.7162 | 3.4142 | 0 | 0 | 0 | 0 | 0 | 0 | 0 | 0.47239 | 0 | 0 | 1.8296 | 0 | 0 | 1.6467
2758 | 2018-04-25 21:00 | 4 | April | 21 | 115 | 0 | 0 | 0 | 0 | 0 | 2.9968 | 0.23853 | 1.4543 | 4.6897 | 2.9968 | 0 | 0 | 0 | 0 | 0 | 0 | 0 | 0.23853 | 0 | 0 | 1.4543 | 0 | 0 | 1.3089
2759 | 2018-04-25 22:00 | 4 | April | 22 | 115 | 0 | 0 | 0 | 0 | 0 | 2.2662 | 0.23853 | 0.9957 | 3.5004 | 2.2662 | 0 | 0 | 0 | 0 | 0 | 0 | 0 | 0.23853 | 0 | 0 | 0.9957 | 0 | 0 | 0.89613
2760 | 2018-04-25 23:00 | 4 | April | 23 | 115 | 0 | 0 | 0 | 0 | 0 | 1.5726 | 0.12352 | 0.63126 | 2.3274 | 1.5726 | 0 | 0 | 0 | 0 | 0 | 0 | 0 | 0.12352 | 0 | 0 | 0.63126 | 0 | 0 | 0.56813
2761 | 2018-04-26 | 4 | April | 0 | 116 | 0 | 0 | 0 | 0 | 0 | 1.2135 | 0.12352 | 0.34706 | 1.6841 | 1.2135 | 0 | 0 | 0 | 0 | 0 | 0 | 0 | 0.12352 | 0 | 0 | 0.34706 | 0 | 0 | 0.31235
2762 | 2018-04-26 01:00 | 4 | April | 1 | 116 | 0 | 0 | 0 | 0 | 0 | 1.1125 | 0.12352 | 0.040439 | 1.2765 | 1.1125 | 0 | 0 | 0 | 0 | 0 | 0 | 0 | 0.12352 | 0 | 0 | 0.040439 | 0 | 0 | 0.036395
2763 | 2018-04-26 02:00 | 4 | April | 2 | 116 | 0 | 0 | 0 | 0 | 0 | 1.0883 | 0.23853 | 0.042189 | 1.369 | 1.0883 | 0 | 0 | 0 | 0 | 0 | 0 | 0 | 0.23853 | 0 | 0 | 0.042189 | 0 | 0 | 0.03797
2764 | 2018-04-26 03:00 | 4 | April | 3 | 116 | 0 | 0 | 0 | 0 | 0 | 1.1079 | 0.23853 | 0 | 1.3464 | 1.1079 | 0 | 0 | 0 | 0 | 0 | 0 | 0 | 0.23853 | 0 | 0 | 0 | 0 | 0 | 0
2765 | 2018-04-26 04:00 | 4 | April | 4 | 116 | 0 | 0 | 0 | 0 | 0 | 1.2846 | 0.47239 | 0 | 1.757 | 1.2846 | 0 | 0 | 0 | 0 | 0 | 0 | 0 | 0.47239 | 0 | 0 | 0 | 0 | 0 | 0
2766 | 2018-04-26 05:00 | 4 | April | 5 | 116 | 4.8883 | 2.1152 | 2.8176 | 0 | 2.0707 | 0 | 0 | 0 | 0 | 2.1152 | 0 | 0 | 0 | 0 | 0 | 0 | 0 | 0.70241 | 0 | 0 | 0 | 0 | 0 | 0
2767 | 2018-04-26 06:00 | 4 | April | 6 | 116 | 10.8687 | 2.8737 | 4.04 | 0 | 6.8288 | 0 | 0 | 0 | 0 | 2.8737 | 0 | 0 | 0 | 0 | 0 | 0 | 0 | 1.1663 | 0 | 0 | 0 | 0 | 0 | 0
2768 | 2018-04-26 07:00 | 4 | April | 7 | 116 | 15.042 | 3.0334 | 4.1997 | 0 | 10.8423 | 0 | 0 | 0 | 0 | 3.0334 | 0 | 0 | 0 | 0 | 0 | 0 | 0 | 1.1663 | 0 | 0 | 0 | 0 | 0 | 0
2769 | 2018-04-26 08:00 | 4 | April | 8 | 116 | 19.5013 | 3.002 | 3.9344 | 0 | 15.5669 | 0 | 0 | 0 | 0 | 3.002 | 0 | 0 | 0 | 0 | 0 | 0 | 0 | 0.93243 | 0 | 0 | 0 | 0 | 0 | 0
2770 | 2018-04-26 09:00 | 4 | April | 9 | 116 | 23.8306 | 2.9216 | 3.7159 | 0 | 20.1147 | 0 | 0 | 0 | 0 | 2.9216 | 0 | 0 | 0 | 0 | 0 | 0 | 0 | 0.5874 | 0 | 0 | 0.20694 | 0 | 0 | 0.18624
2771 | 2018-04-26 10:00 | 4 | April | 10 | 116 | 26.9638 | 2.9463 | 3.8627 | 0 | 23.1011 | 0 | 0 | 0 | 0 | 2.9463 | 0 | 0 | 0 | 0 | 0 | 0 | 0 | 0.47239 | 0 | 0 | 0.44402 | 0 | 0 | 0.39962
2772 | 2018-04-26 11:00 | 4 | April | 11 | 116 | 28.1599 | 3.2833 | 4.4188 | 0 | 23.7411 | 0 | 0 | 0 | 0 | 3.2833 | 0 | 0 | 0 | 0 | 0 | 0 | 0 | 0.70241 | 0 | 0 | 0.43304 | 0 | 0 | 0.38973
2773 | 2018-04-26 12:00 | 4 | April | 12 | 116 | 27.4058 | 3.2019 | 4.9756 | 0 | 22.4303 | 0 | 0 | 0 | 0 | 3.2019 | 0 | 0 | 0 | 0 | 0 | 0 | 0 | 0.93243 | 0 | 0 | 0.84126 | 0 | 0 | 0.75713
2774 | 2018-04-26 13:00 | 4 | April | 13 | 116 | 25.1567 | 2.8129 | 4.5195 | 0 | 20.6372 | 0 | 0 | 0 | 0 | 2.8129 | 0 | 0 | 0 | 0 | 0 | 0 | 0 | 0.5874 | 0 | 0 | 1.1192 | 0 | 0 | 1.0073
2775 | 2018-04-26 14:00 | 4 | April | 14 | 116 | 21.2954 | 2.5372 | 3.8898 | 0 | 17.4056 | 0 | 0 | 0 | 0 | 2.5372 | 0 | 0 | 0 | 0 | 0 | 0 | 0 | 0.35355 | 0 | 0 | 0.99905 | 0 | 0 | 0.89914
2776 | 2018-04-26 15:00 | 4 | April | 15 | 116 | 16.5761 | 2.3878 | 3.3446 | 0 | 13.2315 | 0 | 0 | 0 | 0 | 2.3878 | 0 | 0 | 0 | 0 | 0 | 0 | 0 | 0.35355 | 0 | 0 | 0.6033 | 0 | 0 | 0.54297
2777 | 2018-04-26 16:00 | 4 | April | 16 | 116 | 12.3508 | 2.5975 | 4.3652 | 0 | 7.9857 | 0 | 0 | 0 | 0 | 2.5975 | 0 | 0 | 0 | 0 | 0 | 0 | 0 | 0.5874 | 0 | 0 | 1.1803 | 0 | 0 | 1.0622
2778 | 2018-04-26 17:00 | 4 | April | 17 | 116 | 7.9305 | 3.1854 | 5.9574 | 0 | 1.9732 | 0 | 0 | 0 | 0 | 3.1854 | 0 | 0 | 0 | 0 | 0 | 0 | 0 | 0.70241 | 0 | 0 | 2.0695 | 0 | 0 | 1.8626
2779 | 2018-04-26 18:00 | 4 | April | 18 | 116 | 0.31202 | 0.31202 | 0.31202 | 0 | 0 | 3.4314 | 0.70241 | 2.6644 | 6.7982 | 3.7434 | 0 | 0 | 0 | 0 | 0 | 0 | 0 | 0.70241 | 0 | 0 | 2.6644 | 0 | 0 | 2.398
2780 | 2018-04-26 19:00 | 4 | April | 19 | 116 | 0 | 0 | 0 | 0 | 0 | 3.6636 | 0.5874 | 2.5359 | 6.7869 | 3.6636 | 0 | 0 | 0 | 0 | 0 | 0 | 0 | 0.5874 | 0 | 0 | 2.5359 | 0 | 0 | 2.2823
2781 | 2018-04-26 20:00 | 4 | April | 20 | 116 | 0 | 0 | 0 | 0 | 0 | 3.4142 | 0.47239 | 1.8296 | 5.7162 | 3.4142 | 0 | 0 | 0 | 0 | 0 | 0 | 0 | 0.47239 | 0 | 0 | 1.8296 | 0 | 0 | 1.6467
2782 | 2018-04-26 21:00 | 4 | April | 21 | 116 | 0 | 0 | 0 | 0 | 0 | 2.9968 | 0.23853 | 1.4543 | 4.6897 | 2.9968 | 0 | 0 | 0 | 0 | 0 | 0 | 0 | 0.23853 | 0 | 0 | 1.4543 | 0 | 0 | 1.3089
2783 | 2018-04-26 22:00 | 4 | April | 22 | 116 | 0 | 0 | 0 | 0 | 0 | 2.2662 | 0.23853 | 0.9957 | 3.5004 | 2.2662 | 0 | 0 | 0 | 0 | 0 | 0 | 0 | 0.23853 | 0 | 0 | 0.9957 | 0 | 0 | 0.89613
2784 | 2018-04-26 23:00 | 4 | April | 23 | 116 | 0 | 0 | 0 | 0 | 0 | 1.5726 | 0.12352 | 0.12317 | 1.8193 | 1.5726 | 0 | 0 | 0 | 0 | 0 | 0 | 0 | 0.12352 | 0 | 0 | 0.12317 | 0 | 0 | 0.11085
2785 | 2018-04-27 | 4 | April | 0 | 117 | 0 | 0 | 0 | 0 | 0 | 1.2135 | 0.12352 | 0.091347 | 1.4284 | 1.2135 | 0 | 0 | 0 | 0 | 0 | 0 | 0 | 0.12352 | 0 | 0 | 0.091347 | 0 | 0 | 0.082212
2786 | 2018-04-27 01:00 | 4 | April | 1 | 117 | 0 | 0 | 0 | 0 | 0 | 1.1125 | 0.12352 | 0 | 1.236 | 1.1125 | 0 | 0 | 0 | 0 | 0 | 0 | 0 | 0.12352 | 0 | 0 | 0 | 0 | 0 | 0
2787 | 2018-04-27 02:00 | 4 | April | 2 | 117 | 0 | 0 | 0 | 0 | 0 | 1.0883 | 0.23853 | 0.11659 | 1.4434 | 1.0883 | 0 | 0 | 0 | 0 | 0 | 0 | 0 | 0.23853 | 0 | 0 | 0.11659 | 0 | 0 | 0.10493
2788 | 2018-04-27 03:00 | 4 | April | 3 | 117 | 0 | 0 | 0 | 0 | 0 | 1.1079 | 0.23853 | 0.042301 | 1.3887 | 1.1079 | 0 | 0 | 0 | 0 | 0 | 0 | 0 | 0.23853 | 0 | 0 | 0.042301 | 0 | 0 | 0.038071
2789 | 2018-04-27 04:00 | 4 | April | 4 | 117 | 0 | 0 | 0 | 0 | 0 | 1.2846 | 0.47239 | 0.039756 | 1.7968 | 1.2846 | 0 | 0 | 0 | 0 | 0 | 0 | 0 | 0.47239 | 0 | 0 | 0.039756 | 0 | 0 | 0.035781
2790 | 2018-04-27 05:00 | 4 | April | 5 | 117 | 4.3683 | 2.1152 | 2.8176 | 0 | 1.5507 | 0 | 0 | 0 | 0 | 2.1152 | 0 | 0 | 0 | 0 | 0 | 0 | 0 | 0.70241 | 0 | 0 | 0 | 0 | 0 | 0
2791 | 2018-04-27 06:00 | 4 | April | 6 | 117 | 10.0107 | 2.8737 | 4.04 | 0 | 5.9707 | 0 | 0 | 0 | 0 | 2.8737 | 0 | 0 | 0 | 0 | 0 | 0 | 0 | 1.1663 | 0 | 0 | 0 | 0 | 0 | 0
2792 | 2018-04-27 07:00 | 4 | April | 7 | 117 | 14.366 | 3.0334 | 4.1997 | 0 | 10.1663 | 0 | 0 | 0 | 0 | 3.0334 | 0 | 0 | 0 | 0 | 0 | 0 | 0 | 1.1663 | 0 | 0 | 0 | 0 | 0 | 0
2793 | 2018-04-27 08:00 | 4 | April | 8 | 117 | 18.9163 | 3.002 | 3.9344 | 0 | 14.9819 | 0 | 0 | 0 | 0 | 3.002 | 0 | 0 | 0 | 0 | 0 | 0 | 0 | 0.93243 | 0 | 0 | 0 | 0 | 0 | 0
2794 | 2018-04-27 09:00 | 4 | April | 9 | 117 | 23.3496 | 2.9216 | 3.6747 | 0 | 19.6748 | 0 | 0 | 0 | 0 | 2.9216 | 0 | 0 | 0 | 0 | 0 | 0 | 0 | 0.5874 | 0 | 0 | 0.16574 | 0 | 0 | 0.14917
2795 | 2018-04-27 10:00 | 4 | April | 10 | 117 | 26.3398 | 2.9463 | 3.8169 | 0 | 22.5228 | 0 | 0 | 0 | 0 | 2.9463 | 0 | 0 | 0 | 0 | 0 | 0 | 0 | 0.47239 | 0 | 0 | 0.39821 | 0 | 0 | 0.35839
2796 | 2018-04-27 11:00 | 4 | April | 11 | 117 | 27.9129 | 3.2833 | 4.3816 | 0 | 23.5313 | 0 | 0 | 0 | 0 | 3.2833 | 0 | 0 | 0 | 0 | 0 | 0 | 0 | 0.70241 | 0 | 0 | 0.39589 | 0 | 0 | 0.3563
2797 | 2018-04-27 12:00 | 4 | April | 12 | 117 | 27.5489 | 3.2019 | 5.0791 | 0 | 22.4697 | 0 | 0 | 0 | 0 | 3.2019 | 0 | 0 | 0 | 0 | 0 | 0 | 0 | 0.93243 | 0 | 0 | 0.94478 | 0 | 0 | 0.8503
2798 | 2018-04-27 13:00 | 4 | April | 13 | 117 | 25.6117 | 2.8129 | 4.7648 | 0 | 20.8469 | 0 | 0 | 0 | 0 | 2.8129 | 0 | 0 | 0 | 0 | 0 | 0 | 0 | 0.5874 | 0 | 0 | 1.3646 | 0 | 0 | 1.2281
2799 | 2018-04-27 14:00 | 4 | April | 14 | 117 | 21.5815 | 2.5372 | 4.0673 | 0 | 17.5142 | 0 | 0 | 0 | 0 | 2.5372 | 0 | 0 | 0 | 0 | 0 | 0 | 0 | 0.35355 | 0 | 0 | 1.1765 | 0 | 0 | 1.0589
2800 | 2018-04-27 15:00 | 4 | April | 15 | 117 | 16.7711 | 2.3878 | 3.7138 | 0 | 13.0574 | 0 | 0 | 0 | 0 | 2.3878 | 0 | 0 | 0 | 0 | 0 | 0 | 0 | 0.35355 | 0 | 0 | 0.97242 | 0 | 0 | 0.87517
2801 | 2018-04-27 16:00 | 4 | April | 16 | 117 | 12.6629 | 2.5975 | 4.6435 | 0 | 8.0194 | 0 | 0 | 0 | 0 | 2.5975 | 0 | 0 | 0 | 0 | 0 | 0 | 0 | 0.5874 | 0 | 0 | 1.4586 | 0 | 0 | 1.3127
2802 | 2018-04-27 17:00 | 4 | April | 17 | 117 | 8.3336 | 3.1854 | 5.5434 | 0 | 2.7902 | 0 | 0 | 0 | 0 | 3.1854 | 0 | 0 | 0 | 0 | 0 | 0 | 0 | 0.70241 | 0 | 0 | 1.6556 | 0 | 0 | 1.49
2803 | 2018-04-27 18:00 | 4 | April | 18 | 117 | 0.39003 | 0.39003 | 0.39003 | 0 | 0 | 3.3534 | 0.70241 | 2.1629 | 6.2187 | 3.7434 | 0 | 0 | 0 | 0 | 0 | 0 | 0 | 0.70241 | 0 | 0 | 2.1629 | 0 | 0 | 1.9466
2804 | 2018-04-27 19:00 | 4 | April | 19 | 117 | 0 | 0 | 0 | 0 | 0 | 3.6636 | 0.5874 | 2.087 | 6.338 | 3.6636 | 0 | 0 | 0 | 0 | 0 | 0 | 0 | 0.5874 | 0 | 0 | 2.087 | 0 | 0 | 1.8783
2805 | 2018-04-27 20:00 | 4 | April | 20 | 117 | 0 | 0 | 0 | 0 | 0 | 3.4142 | 0.47239 | 1.7154 | 5.602 | 3.4142 | 0 | 0 | 0 | 0 | 0 | 0 | 0 | 0.47239 | 0 | 0 | 1.7154 | 0 | 0 | 1.5439
2806 | 2018-04-27 21:00 | 4 | April | 21 | 117 | 0 | 0 | 0 | 0 | 0 | 2.9968 | 0.23853 | 1.2558 | 4.4911 | 2.9968 | 0 | 0 | 0 | 0 | 0 | 0 | 0 | 0.23853 | 0 | 0 | 1.2558 | 0 | 0 | 1.1302
2807 | 2018-04-27 22:00 | 4 | April | 22 | 117 | 0 | 0 | 0 | 0 | 0 | 2.2662 | 0.23853 | 0.75773 | 3.2624 | 2.2662 | 0 | 0 | 0 | 0 | 0 | 0 | 0 | 0.23853 | 0 | 0 | 0.75773 | 0 | 0 | 0.68195
2808 | 2018-04-27 23:00 | 4 | April | 23 | 117 | 0 | 0 | 0 | 0 | 0 | 1.5726 | 0.12352 | 0.49733 | 2.1935 | 1.5726 | 0 | 0 | 0 | 0 | 0 | 0 | 0 | 0.12352 | 0 | 0 | 0.49733 | 0 | 0 | 0.4476
2809 | 2018-04-28 | 4 | April | 0 | 118 | 0 | 0 | 0 | 0 | 0 | 1.2135 | 0.12352 | 0 | 1.337 | 1.2135 | 0 | 0 | 0 | 0 | 0 | 0 | 0 | 0.12352 | 0 | 0 | 0 | 0 | 0 | 0
2810 | 2018-04-28 01:00 | 4 | April | 1 | 118 | 0 | 0 | 0 | 0 | 0 | 1.1125 | 0.12352 | 0 | 1.236 | 1.1125 | 0 | 0 | 0 | 0 | 0 | 0 | 0 | 0.12352 | 0 | 0 | 0 | 0 | 0 | 0
2811 | 2018-04-28 02:00 | 4 | April | 2 | 118 | 0 | 0 | 0 | 0 | 0 | 1.0883 | 0.12352 | 0.085531 | 1.2974 | 1.0883 | 0 | 0 | 0 | 0 | 0 | 0 | 0 | 0.12352 | 0 | 0 | 0.085531 | 0 | 0 | 0.076978
2812 | 2018-04-28 03:00 | 4 | April | 3 | 118 | 0 | 0 | 0 | 0 | 0 | 1.1079 | 0.12352 | 0.025909 | 1.2573 | 1.1079 | 0 | 0 | 0 | 0 | 0 | 0 | 0 | 0.12352 | 0 | 0 | 0.025909 | 0 | 0 | 0.023318
2813 | 2018-04-28 04:00 | 4 | April | 4 | 118 | 0 | 0 | 0 | 0 | 0 | 1.2846 | 0.12352 | 0.055915 | 1.4641 | 1.2846 | 0 | 0 | 0 | 0 | 0 | 0 | 0 | 0.12352 | 0 | 0 | 0.055915 | 0 | 0 | 0.050323
2814 | 2018-04-28 05:00 | 4 | April | 5 | 118 | 4.3683 | 2.1152 | 2.3538 | 0 | 2.0145 | 0 | 0 | 0 | 0 | 2.1152 | 0 | 0 | 0 | 0 | 0 | 0 | 0 | 0.23853 | 0 | 0 | 0 | 0 | 0 | 0
2815 | 2018-04-28 06:00 | 4 | April | 6 | 118 | 9.5946 | 2.8737 | 3.3461 | 0 | 6.2486 | 0 | 0 | 0 | 0 | 2.8737 | 0 | 0 | 0 | 0 | 0 | 0 | 0 | 0.47239 | 0 | 0 | 0 | 0 | 0 | 0
2816 | 2018-04-28 07:00 | 4 | April | 7 | 118 | 13.7289 | 3.0334 | 3.7358 | 0 | 9.9931 | 0 | 0 | 0 | 0 | 3.0334 | 0 | 0 | 0 | 0 | 0 | 0 | 0 | 0.70241 | 0 | 0 | 0 | 0 | 0 | 0
2817 | 2018-04-28 08:00 | 4 | April | 8 | 118 | 18.6953 | 3.002 | 3.7044 | 0 | 14.9909 | 0 | 0 | 0 | 0 | 3.002 | 0 | 0 | 0 | 0 | 0 | 0 | 0 | 0.70241 | 0 | 0 | 0 | 0 | 0 | 0
2818 | 2018-04-28 09:00 | 4 | April | 9 | 118 | 23.1286 | 2.9216 | 3.7821 | 0 | 19.3465 | 0 | 0 | 0 | 0 | 2.9216 | 0 | 0 | 0 | 0 | 0 | 0 | 0 | 0.5874 | 0 | 0 | 0.27308 | 0 | 0 | 0.24577
2819 | 2018-04-28 10:00 | 4 | April | 10 | 118 | 26.4698 | 2.9463 | 3.8788 | 0 | 22.591 | 0 | 0 | 0 | 0 | 2.9463 | 0 | 0 | 0 | 0 | 0 | 0 | 0 | 0.35738 | 0 | 0 | 0.57504 | 0 | 0 | 0.51754
2820 | 2018-04-28 11:00 | 4 | April | 11 | 118 | 27.8999 | 3.2833 | 4.3652 | 0 | 23.5347 | 0 | 0 | 0 | 0 | 3.2833 | 0 | 0 | 0 | 0 | 0 | 0 | 0 | 0.5874 | 0 | 0 | 0.49448 | 0 | 0 | 0.44503
2821 | 2018-04-28 12:00 | 4 | April | 12 | 118 | 27.7959 | 3.2019 | 4.7072 | 0 | 23.0886 | 0 | 0 | 0 | 0 | 3.2019 | 0 | 0 | 0 | 0 | 0 | 0 | 0 | 0.70241 | 0 | 0 | 0.80292 | 0 | 0 | 0.72263
2822 | 2018-04-28 13:00 | 4 | April | 13 | 118 | 25.6897 | 2.8129 | 4.9436 | 0 | 20.7461 | 0 | 0 | 0 | 0 | 2.8129 | 0 | 0 | 0 | 0 | 0 | 0 | 0 | 0.70241 | 0 | 0 | 1.4283 | 0 | 0 | 1.2855
2823 | 2018-04-28 14:00 | 4 | April | 14 | 118 | 21.8805 | 2.5372 | 4.1515 | 0 | 17.729 | 0 | 0 | 0 | 0 | 2.5372 | 0 | 0 | 0 | 0 | 0 | 0 | 0 | 0.5874 | 0 | 0 | 1.0268 | 0 | 0 | 0.92416
2824 | 2018-04-28 15:00 | 4 | April | 15 | 118 | 17.2522 | 2.3878 | 3.707 | 0 | 13.5451 | 0 | 0 | 0 | 0 | 2.3878 | 0 | 0 | 0 | 0 | 0 | 0 | 0 | 0.5874 | 0 | 0 | 0.73184 | 0 | 0 | 0.65866
2825 | 2018-04-28 16:00 | 4 | April | 16 | 118 | 12.8969 | 2.5975 | 4.4818 | 0 | 8.4151 | 0 | 0 | 0 | 0 | 2.5975 | 0 | 0 | 0 | 0 | 0 | 0 | 0 | 1.0513 | 0 | 0 | 0.83299 | 0 | 0 | 0.74969
2826 | 2018-04-28 17:00 | 4 | April | 17 | 118 | 8.5416 | 3.1854 | 5.223 | 0 | 3.3186 | 0 | 0 | 0 | 0 | 3.1854 | 0 | 0 | 0 | 0 | 0 | 0 | 0 | 0.81742 | 0 | 0 | 1.2201 | 0 | 0 | 1.0981
2827 | 2018-04-28 18:00 | 4 | April | 18 | 118 | 0.49403 | 0.49403 | 0.49403 | 0 | 0 | 3.2494 | 0.47239 | 1.9034 | 5.6252 | 3.7434 | 0 | 0 | 0 | 0 | 0 | 0 | 0 | 0.47239 | 0 | 0 | 1.9034 | 0 | 0 | 1.7131
2828 | 2018-04-28 19:00 | 4 | April | 19 | 118 | 0 | 0 | 0 | 0 | 0 | 3.6636 | 0.47239 | 1.7545 | 5.8904 | 3.6636 | 0 | 0 | 0 | 0 | 0 | 0 | 0 | 0.47239 | 0 | 0 | 1.7545 | 0 | 0 | 1.579
2829 | 2018-04-28 20:00 | 4 | April | 20 | 118 | 0 | 0 | 0 | 0 | 0 | 3.4142 | 0.23853 | 1.2804 | 4.9331 | 3.4142 | 0 | 0 | 0 | 0 | 0 | 0 | 0 | 0.23853 | 0 | 0 | 1.2804 | 0 | 0 | 1.1523
2830 | 2018-04-28 21:00 | 4 | April | 21 | 118 | 0 | 0 | 0 | 0 | 0 | 2.9968 | 0.23853 | 0.99691 | 4.2323 | 2.9968 | 0 | 0 | 0 | 0 | 0 | 0 | 0 | 0.23853 | 0 | 0 | 0.99691 | 0 | 0 | 0.89722
2831 | 2018-04-28 22:00 | 4 | April | 22 | 118 | 0 | 0 | 0 | 0 | 0 | 2.2662 | 0.23853 | 0.5535 | 3.0582 | 2.2662 | 0 | 0 | 0 | 0 | 0 | 0 | 0 | 0.23853 | 0 | 0 | 0.5535 | 0 | 0 | 0.49815
2832 | 2018-04-28 23:00 | 4 | April | 23 | 118 | 0 | 0 | 0 | 0 | 0 | 1.5726 | 0.12352 | 0.49099 | 2.1872 | 1.5726 | 0 | 0 | 0 | 0 | 0 | 0 | 0 | 0.12352 | 0 | 0 | 0.49099 | 0 | 0 | 0.44189
2833 | 2018-04-29 | 4 | April | 0 | 119 | 0 | 0 | 0 | 0 | 0 | 1.2135 | 0.12352 | 0.59399 | 1.931 | 1.2135 | 0 | 0 | 0 | 0 | 0 | 0 | 0 | 0.12352 | 0 | 0 | 0.59399 | 0 | 0 | 0.53459
2834 | 2018-04-29 01:00 | 4 | April | 1 | 119 | 0 | 0 | 0 | 0 | 0 | 1.1125 | 0.12352 | 0.39144 | 1.6275 | 1.1125 | 0 | 0 | 0 | 0 | 0 | 0 | 0 | 0.12352 | 0 | 0 | 0.39144 | 0 | 0 | 0.35229
2835 | 2018-04-29 02:00 | 4 | April | 2 | 119 | 0 | 0 | 0 | 0 | 0 | 1.0883 | 0.12352 | 0.014074 | 1.2259 | 1.0883 | 0 | 0 | 0 | 0 | 0 | 0 | 0 | 0.12352 | 0 | 0 | 0.014074 | 0 | 0 | 0.012667
2836 | 2018-04-29 03:00 | 4 | April | 3 | 119 | 0 | 0 | 0 | 0 | 0 | 1.1079 | 0.12352 | 0.026572 | 1.258 | 1.1079 | 0 | 0 | 0 | 0 | 0 | 0 | 0 | 0.12352 | 0 | 0 | 0.026572 | 0 | 0 | 0.023914
2837 | 2018-04-29 04:00 | 4 | April | 4 | 119 | 0 | 0 | 0 | 0 | 0 | 1.2846 | 0.12352 | 0.02326 | 1.4314 | 1.2846 | 0 | 0 | 0 | 0 | 0 | 0 | 0 | 0.12352 | 0 | 0 | 0.02326 | 0 | 0 | 0.020934
2838 | 2018-04-29 05:00 | 4 | April | 5 | 119 | 4.2383 | 2.1152 | 2.2387 | 0 | 1.9995 | 0 | 0 | 0 | 0 | 2.1152 | 0 | 0 | 0 | 0 | 0 | 0 | 0 | 0.12352 | 0 | 0 | 0 | 0 | 0 | 0
2839 | 2018-04-29 06:00 | 4 | April | 6 | 119 | 9.5036 | 2.8737 | 2.9972 | 0 | 6.5064 | 0 | 0 | 0 | 0 | 2.8737 | 0 | 0 | 0 | 0 | 0 | 0 | 0 | 0.12352 | 0 | 0 | 0 | 0 | 0 | 0
2840 | 2018-04-29 07:00 | 4 | April | 7 | 119 | 13.8199 | 3.0334 | 3.2719 | 0 | 10.548 | 0 | 0 | 0 | 0 | 3.0334 | 0 | 0 | 0 | 0 | 0 | 0 | 0 | 0.23853 | 0 | 0 | 0 | 0 | 0 | 0
2841 | 2018-04-29 08:00 | 4 | April | 8 | 119 | 18.7083 | 3.002 | 3.3594 | 0 | 15.3489 | 0 | 0 | 0 | 0 | 3.002 | 0 | 0 | 0 | 0 | 0 | 0 | 0 | 0.35738 | 0 | 0 | 0 | 0 | 0 | 0
2842 | 2018-04-29 09:00 | 4 | April | 9 | 119 | 22.8425 | 2.9216 | 3.9217 | 0 | 18.9209 | 0 | 0 | 0 | 0 | 2.9216 | 0 | 0 | 0 | 0 | 0 | 0 | 0 | 0.70241 | 0 | 0 | 0.29766 | 0 | 0 | 0.2679
2843 | 2018-04-29 10:00 | 4 | April | 10 | 119 | 26.0408 | 2.9463 | 4.2558 | 0 | 21.7849 | 0 | 0 | 0 | 0 | 2.9463 | 0 | 0 | 0 | 0 | 0 | 0 | 0 | 0.70241 | 0 | 0 | 0.60708 | 0 | 0 | 0.54638
2844 | 2018-04-29 11:00 | 4 | April | 11 | 119 | 27.8739 | 3.2833 | 4.6932 | 0 | 23.1807 | 0 | 0 | 0 | 0 | 3.2833 | 0 | 0 | 0 | 0 | 0 | 0 | 0 | 0.93243 | 0 | 0 | 0.47745 | 0 | 0 | 0.4297
2845 | 2018-04-29 12:00 | 4 | April | 12 | 119 | 27.4188 | 3.2019 | 4.6464 | 0 | 22.7724 | 0 | 0 | 0 | 0 | 3.2019 | 0 | 0 | 0 | 0 | 0 | 0 | 0 | 0.93243 | 0 | 0 | 0.51211 | 0 | 0 | 0.4609
2846 | 2018-04-29 13:00 | 4 | April | 13 | 119 | 25.1567 | 2.8129 | 4.3357 | 0 | 20.821 | 0 | 0 | 0 | 0 | 2.8129 | 0 | 0 | 0 | 0 | 0 | 0 | 0 | 0.81742 | 0 | 0 | 0.70537 | 0 | 0 | 0.63484
2847 | 2018-04-29 14:00 | 4 | April | 14 | 119 | 21.7895 | 2.5372 | 3.7979 | 0 | 17.9916 | 0 | 0 | 0 | 0 | 2.5372 | 0 | 0 | 0 | 0 | 0 | 0 | 0 | 0.5874 | 0 | 0 | 0.6733 | 0 | 0 | 0.60597
2848 | 2018-04-29 15:00 | 4 | April | 15 | 119 | 17.0701 | 2.3878 | 3.5512 | 0 | 13.519 | 0 | 0 | 0 | 0 | 2.3878 | 0 | 0 | 0 | 0 | 0 | 0 | 0 | 0.47239 | 0 | 0 | 0.691 | 0 | 0 | 0.6219
2849 | 2018-04-29 16:00 | 4 | April | 16 | 119 | 13.0529 | 2.5975 | 4.0021 | 0 | 9.0507 | 0 | 0 | 0 | 0 | 2.5975 | 0 | 0 | 0 | 0 | 0 | 0 | 0 | 0.5874 | 0 | 0 | 0.81723 | 0 | 0 | 0.73551
2850 | 2018-04-29 17:00 | 4 | April | 17 | 119 | 8.5936 | 3.1854 | 5.0991 | 0 | 3.4945 | 0 | 0 | 0 | 0 | 3.1854 | 0 | 0 | 0 | 0 | 0 | 0 | 0 | 0.70241 | 0 | 0 | 1.2113 | 0 | 0 | 1.0901
2851 | 2018-04-29 18:00 | 4 | April | 18 | 119 | 0.53304 | 0.53304 | 0.53304 | 0 | 0 | 3.2104 | 0.70241 | 1.9407 | 5.8535 | 3.7434 | 0 | 0 | 0 | 0 | 0 | 0 | 0 | 0.70241 | 0 | 0 | 1.9407 | 0 | 0 | 1.7466
2852 | 2018-04-29 19:00 | 4 | April | 19 | 119 | 0 | 0 | 0 | 0 | 0 | 3.6636 | 0.47239 | 2.17 | 6.306 | 3.6636 | 0 | 0 | 0 | 0 | 0 | 0 | 0 | 0.47239 | 0 | 0 | 2.17 | 0 | 0 | 1.953
2853 | 2018-04-29 20:00 | 4 | April | 20 | 119 | 0 | 0 | 0 | 0 | 0 | 3.4142 | 0.47239 | 1.905 | 5.7916 | 3.4142 | 0 | 0 | 0 | 0 | 0 | 0 | 0 | 0.47239 | 0 | 0 | 1.905 | 0 | 0 | 1.7145
2854 | 2018-04-29 21:00 | 4 | April | 21 | 119 | 0 | 0 | 0 | 0 | 0 | 2.9968 | 0.23853 | 1.5578 | 4.7932 | 2.9968 | 0 | 0 | 0 | 0 | 0 | 0 | 0 | 0.23853 | 0 | 0 | 1.5578 | 0 | 0 | 1.402
2855 | 2018-04-29 22:00 | 4 | April | 22 | 119 | 0 | 0 | 0 | 0 | 0 | 2.2662 | 0.23853 | 0.88022 | 3.3849 | 2.2662 | 0 | 0 | 0 | 0 | 0 | 0 | 0 | 0.23853 | 0 | 0 | 0.88022 | 0 | 0 | 0.7922
2856 | 2018-04-29 23:00 | 4 | April | 23 | 119 | 0 | 0 | 0 | 0 | 0 | 1.5726 | 0.12352 | 0.73599 | 2.4322 | 1.5726 | 0 | 0 | 0 | 0 | 0 | 0 | 0 | 0.12352 | 0 | 0 | 0.73599 | 0 | 0 | 0.66239
2857 | 2018-04-30 | 4 | April | 0 | 120 | 0 | 0 | 0 | 0 | 0 | 1.3604 | 0.12352 | 0.37687 | 1.8608 | 1.3604 | 0 | 0 | 0 | 0 | 0 | 0 | 0 | 0.12352 | 0 | 0 | 0.37687 | 0 | 0 | 0.33918
2858 | 2018-04-30 01:00 | 4 | April | 1 | 120 | 0 | 0 | 0 | 0 | 0 | 1.1574 | 0.12352 | 0.57442 | 1.8553 | 1.1574 | 0 | 0 | 0 | 0 | 0 | 0 | 0 | 0.12352 | 0 | 0 | 0.57442 | 0 | 0 | 0.51697
2859 | 2018-04-30 02:00 | 4 | April | 2 | 120 | 0 | 0 | 0 | 0 | 0 | 1.1022 | 0.23853 | 0.34995 | 1.6907 | 1.1022 | 0 | 0 | 0 | 0 | 0 | 0 | 0 | 0.23853 | 0 | 0 | 0.34995 | 0 | 0 | 0.31496
2860 | 2018-04-30 03:00 | 4 | April | 3 | 120 | 0 | 0 | 0 | 0 | 0 | 1.0893 | 0.23853 | 0 | 1.3279 | 1.0893 | 0 | 0 | 0 | 0 | 0 | 0 | 0 | 0.23853 | 0 | 0 | 0 | 0 | 0 | 0
2861 | 2018-04-30 04:00 | 4 | April | 4 | 120 | 0.026002 | 0.026002 | 0.026002 | 0 | 0 | 1.1046 | 0.47239 | 0 | 1.5769 | 1.1306 | 0 | 0 | 0 | 0 | 0 | 0 | 0 | 0.47239 | 0 | 0 | 0 | 0 | 0 | 0
2862 | 2018-04-30 05:00 | 4 | April | 5 | 120 | 4.9143 | 1.4073 | 2.1097 | 0 | 2.8047 | 0 | 0 | 0 | 0 | 1.4073 | 0 | 0 | 0 | 0 | 0 | 0 | 0 | 0.70241 | 0 | 0 | 0 | 0 | 0 | 0
2863 | 2018-04-30 06:00 | 4 | April | 6 | 120 | 10.7127 | 2.1219 | 3.2882 | 0 | 7.4245 | 0 | 0 | 0 | 0 | 2.1219 | 0 | 0 | 0 | 0 | 0 | 0 | 0 | 1.1663 | 0 | 0 | 0 | 0 | 0 | 0
2864 | 2018-04-30 07:00 | 4 | April | 7 | 120 | 15.029 | 2.8726 | 4.0389 | 0 | 10.9901 | 0 | 0 | 0 | 0 | 2.8726 | 0 | 0 | 0 | 0 | 0 | 0 | 0 | 1.1663 | 0 | 0 | 0 | 0 | 0 | 0
2865 | 2018-04-30 08:00 | 4 | April | 8 | 120 | 19.2803 | 3.2993 | 4.2317 | 0 | 15.0486 | 0 | 0 | 0 | 0 | 3.2993 | 0 | 0 | 0 | 0 | 0 | 0 | 0 | 0.93243 | 0 | 0 | 0 | 0 | 0 | 0
2866 | 2018-04-30 09:00 | 4 | April | 9 | 120 | 23.6876 | 3.5652 | 4.3595 | 0 | 19.3281 | 0 | 0 | 0 | 0 | 3.5652 | 0 | 0 | 0 | 0 | 0 | 0 | 0 | 0.5874 | 0 | 0 | 0.20694 | 0 | 0 | 0.18624
2867 | 2018-04-30 10:00 | 4 | April | 10 | 120 | 27.4578 | 3.7414 | 4.6578 | 0 | 22.8001 | 0 | 0 | 0 | 0 | 3.7414 | 0 | 0 | 0 | 0 | 0 | 0 | 0 | 0.47239 | 0 | 0 | 0.44402 | 0 | 0 | 0.39962
2868 | 2018-04-30 11:00 | 4 | April | 11 | 120 | 28.9269 | 3.9382 | 5.0737 | 0 | 23.8533 | 0 | 0 | 0 | 0 | 3.9382 | 0 | 0 | 0 | 0 | 0 | 0 | 0 | 0.70241 | 0 | 0 | 0.43304 | 0 | 0 | 0.38973
2869 | 2018-04-30 12:00 | 4 | April | 12 | 120 | 28.5759 | 3.8573 | 5.631 | 0 | 22.9449 | 0 | 0 | 0 | 0 | 3.8573 | 0 | 0 | 0 | 0 | 0 | 0 | 0 | 0.93243 | 0 | 0 | 0.84126 | 0 | 0 | 0.75713
2870 | 2018-04-30 13:00 | 4 | April | 13 | 120 | 26.7558 | 3.5239 | 5.2306 | 0 | 21.5252 | 0 | 0 | 0 | 0 | 3.5239 | 0 | 0 | 0 | 0 | 0 | 0 | 0 | 0.5874 | 0 | 0 | 1.1192 | 0 | 0 | 1.0073
2871 | 2018-04-30 14:00 | 4 | April | 14 | 120 | 23.0245 | 3.2642 | 4.6168 | 0 | 18.4077 | 0 | 0 | 0 | 0 | 3.2642 | 0 | 0 | 0 | 0 | 0 | 0 | 0 | 0.35355 | 0 | 0 | 0.99905 | 0 | 0 | 0.89914
2872 | 2018-04-30 15:00 | 4 | April | 15 | 120 | 17.9022 | 3.2199 | 4.1768 | 0 | 13.7254 | 0 | 0 | 0 | 0 | 3.2199 | 0 | 0 | 0 | 0 | 0 | 0 | 0 | 0.35355 | 0 | 0 | 0.6033 | 0 | 0 | 0.54297
2873 | 2018-04-30 16:00 | 4 | April | 16 | 120 | 13.6769 | 3.4848 | 5.2524 | 0 | 8.4245 | 0 | 0 | 0 | 0 | 3.4848 | 0 | 0 | 0 | 0 | 0 | 0 | 0 | 0.5874 | 0 | 0 | 1.1803 | 0 | 0 | 1.0622
2874 | 2018-04-30 17:00 | 4 | April | 17 | 120 | 9.4906 | 3.9774 | 6.7493 | 0 | 2.7413 | 0 | 0 | 0 | 0 | 3.9774 | 0 | 0 | 0 | 0 | 0 | 0 | 0 | 0.70241 | 0 | 0 | 2.0695 | 0 | 0 | 1.8626
2875 | 2018-04-30 18:00 | 4 | April | 18 | 120 | 0.55904 | 0.55904 | 0.55904 | 0 | 0 | 3.7228 | 0.70241 | 2.6644 | 7.0896 | 4.2819 | 0 | 0 | 0 | 0 | 0 | 0 | 0 | 0.70241 | 0 | 0 | 2.6644 | 0 | 0 | 2.398
2876 | 2018-04-30 19:00 | 4 | April | 19 | 120 | 0 | 0 | 0 | 0 | 0 | 3.9176 | 0.5874 | 2.5359 | 7.0409 | 3.9176 | 0 | 0 | 0 | 0 | 0 | 0 | 0 | 0.5874 | 0 | 0 | 2.5359 | 0 | 0 | 2.2823
2877 | 2018-04-30 20:00 | 4 | April | 20 | 120 | 0 | 0 | 0 | 0 | 0 | 3.2364 | 0.47239 | 1.8296 | 5.5384 | 3.2364 | 0 | 0 | 0 | 0 | 0 | 0 | 0 | 0.47239 | 0 | 0 | 1.8296 | 0 | 0 | 1.6467
2878 | 2018-04-30 21:00 | 4 | April | 21 | 120 | 0 | 0 | 0 | 0 | 0 | 3.0561 | 0.23853 | 1.4543 | 4.7489 | 3.0561 | 0 | 0 | 0 | 0 | 0 | 0 | 0 | 0.23853 | 0 | 0 | 1.4543 | 0 | 0 | 1.3089
2879 | 2018-04-30 22:00 | 4 | April | 22 | 120 | 0 | 0 | 0 | 0 | 0 | 2.6011 | 0.23853 | 0.9957 | 3.8353 | 2.6011 | 0 | 0 | 0 | 0 | 0 | 0 | 0 | 0.23853 | 0 | 0 | 0.9957 | 0 | 0 | 0.89613
2880 | 2018-04-30 23:00 | 4 | April | 23 | 120 | 0 | 0 | 0 | 0 | 0 | 1.7076 | 0.12352 | 0.63126 | 2.4624 | 1.7076 | 0 | 0 | 0 | 0 | 0 | 0 | 0 | 0.12352 | 0 | 0 | 0.63126 | 0 | 0 | 0.56813
2881 | 2018-05-01 | 5 | Mai | 0 | 121 | 0 | 0 | 0 | 0 | 0 | 1.9369 | 0.12352 | 0.34706 | 2.4075 | 1.9369 | 0 | 0 | 0 | 0 | 0 | 0 | 0 | 0.12352 | 0 | 0 | 0.34706 | 0 | 0 | 0.31235
2882 | 2018-05-01 01:00 | 5 | Mai | 1 | 121 | 0 | 0 | 0 | 0 | 0 | 1.482 | 0.12352 | 0.040439 | 1.6459 | 1.482 | 0 | 0 | 0 | 0 | 0 | 0 | 0 | 0.12352 | 0 | 0 | 0.040439 | 0 | 0 | 0.036395
2883 | 2018-05-01 02:00 | 5 | Mai | 2 | 121 | 0 | 0 | 0 | 0 | 0 | 1.2073 | 0.23853 | 0.042189 | 1.4881 | 1.2073 | 0 | 0 | 0 | 0 | 0 | 0 | 0 | 0.23853 | 0 | 0 | 0.042189 | 0 | 0 | 0.03797
2884 | 2018-05-01 03:00 | 5 | Mai | 3 | 121 | 0 | 0 | 0 | 0 | 0 | 1.1125 | 0.23853 | 0 | 1.3511 | 1.1125 | 0 | 0 | 0 | 0 | 0 | 0 | 0 | 0.23853 | 0 | 0 | 0 | 0 | 0 | 0
2885 | 2018-05-01 04:00 | 5 | Mai | 4 | 121 | 0.026002 | 0.026002 | 0.026002 | 0 | 0 | 1.0639 | 0.47239 | 0 | 1.5362 | 1.0899 | 0 | 0 | 0 | 0 | 0 | 0 | 0 | 0.47239 | 0 | 0 | 0 | 0 | 0 | 0
2886 | 2018-05-01 05:00 | 5 | Mai | 5 | 121 | 4.7063 | 1.0919 | 1.7943 | 0 | 2.912 | 0 | 0 | 0 | 0 | 1.0919 | 0 | 0 | 0 | 0 | 0 | 0 | 0 | 0.70241 | 0 | 0 | 0 | 0 | 0 | 0
2887 | 2018-05-01 06:00 | 5 | Mai | 6 | 121 | 9.6857 | 1.1424 | 2.3087 | 0 | 7.377 | 0 | 0 | 0 | 0 | 1.1424 | 0 | 0 | 0 | 0 | 0 | 0 | 0 | 1.1663 | 0 | 0 | 0 | 0 | 0 | 0
2888 | 2018-05-01 07:00 | 5 | Mai | 7 | 121 | 13.9499 | 1.551 | 2.7173 | 0 | 11.2326 | 0 | 0 | 0 | 0 | 1.551 | 0 | 0 | 0 | 0 | 0 | 0 | 0 | 1.1663 | 0 | 0 | 0 | 0 | 0 | 0
2889 | 2018-05-01 08:00 | 5 | Mai | 8 | 121 | 18.5913 | 2.4924 | 3.4248 | 0 | 15.1664 | 0 | 0 | 0 | 0 | 2.4924 | 0 | 0 | 0 | 0 | 0 | 0 | 0 | 0.93243 | 0 | 0 | 0 | 0 | 0 | 0
2890 | 2018-05-01 09:00 | 5 | Mai | 9 | 121 | 23.1546 | 3.4879 | 4.2822 | 0 | 18.8724 | 0 | 0 | 0 | 0 | 3.4879 | 0 | 0 | 0 | 0 | 0 | 0 | 0 | 0.5874 | 0 | 0 | 0.20694 | 0 | 0 | 0.18624
2891 | 2018-05-01 10:00 | 5 | Mai | 10 | 121 | 25.4817 | 4.0145 | 4.9309 | 0 | 20.5508 | 0 | 0 | 0 | 0 | 4.0145 | 0 | 0 | 0 | 0 | 0 | 0 | 0 | 0.47239 | 0 | 0 | 0.44402 | 0 | 0 | 0.39962
2892 | 2018-05-01 11:00 | 5 | Mai | 11 | 121 | 26.2878 | 4.4287 | 5.5642 | 0 | 20.7236 | 0 | 0 | 0 | 0 | 4.4287 | 0 | 0 | 0 | 0 | 0 | 0 | 0 | 0.70241 | 0 | 0 | 0.43304 | 0 | 0 | 0.38973
2893 | 2018-05-01 12:00 | 5 | Mai | 12 | 121 | 26.2228 | 4.4828 | 6.2565 | 0 | 19.9662 | 0 | 0 | 0 | 0 | 4.4828 | 0 | 0 | 0 | 0 | 0 | 0 | 0 | 0.93243 | 0 | 0 | 0.84126 | 0 | 0 | 0.75713
2894 | 2018-05-01 13:00 | 5 | Mai | 13 | 121 | 24.4806 | 3.6754 | 5.3821 | 0 | 19.0986 | 0 | 0 | 0 | 0 | 3.6754 | 0 | 0 | 0 | 0 | 0 | 0 | 0 | 0.5874 | 0 | 0 | 1.1192 | 0 | 0 | 1.0073
2895 | 2018-05-01 14:00 | 5 | Mai | 14 | 121 | 21.7635 | 3.0082 | 4.3608 | 0 | 17.4027 | 0 | 0 | 0 | 0 | 3.0082 | 0 | 0 | 0 | 0 | 0 | 0 | 0 | 0.35355 | 0 | 0 | 0.99905 | 0 | 0 | 0.89914
2896 | 2018-05-01 15:00 | 5 | Mai | 15 | 121 | 16.4721 | 2.6944 | 3.6512 | 0 | 12.8209 | 0 | 0 | 0 | 0 | 2.6944 | 0 | 0 | 0 | 0 | 0 | 0 | 0 | 0.35355 | 0 | 0 | 0.6033 | 0 | 0 | 0.54297
2897 | 2018-05-01 16:00 | 5 | Mai | 16 | 121 | 12.0388 | 2.4115 | 4.1792 | 0 | 7.8597 | 0 | 0 | 0 | 0 | 2.4115 | 0 | 0 | 0 | 0 | 0 | 0 | 0 | 0.5874 | 0 | 0 | 1.1803 | 0 | 0 | 1.0622
2898 | 2018-05-01 17:00 | 5 | Mai | 17 | 121 | 7.7225 | 2.5032 | 5.2752 | 0 | 2.4474 | 0 | 0 | 0 | 0 | 2.5032 | 0 | 0 | 0 | 0 | 0 | 0 | 0 | 0.70241 | 0 | 0 | 2.0695 | 0 | 0 | 1.8626
2899 | 2018-05-01 18:00 | 5 | Mai | 18 | 121 | 0.54604 | 0.54604 | 0.54604 | 0 | 0 | 2.4889 | 0.70241 | 2.6644 | 5.8557 | 3.035 | 0 | 0 | 0 | 0 | 0 | 0 | 0 | 0.70241 | 0 | 0 | 2.6644 | 0 | 0 | 2.398
2900 | 2018-05-01 19:00 | 5 | Mai | 19 | 121 | 0 | 0 | 0 | 0 | 0 | 3.5167 | 0.5874 | 2.5359 | 6.64 | 3.5167 | 0 | 0 | 0 | 0 | 0 | 0 | 0 | 0.5874 | 0 | 0 | 2.5359 | 0 | 0 | 2.2823
2901 | 2018-05-01 20:00 | 5 | Mai | 20 | 121 | 0 | 0 | 0 | 0 | 0 | 3.3895 | 0.47239 | 1.8296 | 5.6915 | 3.3895 | 0 | 0 | 0 | 0 | 0 | 0 | 0 | 0.47239 | 0 | 0 | 1.8296 | 0 | 0 | 1.6467
2902 | 2018-05-01 21:00 | 5 | Mai | 21 | 121 | 0 | 0 | 0 | 0 | 0 | 3.1663 | 0.23853 | 1.4543 | 4.8592 | 3.1663 | 0 | 0 | 0 | 0 | 0 | 0 | 0 | 0.23853 | 0 | 0 | 1.4543 | 0 | 0 | 1.3089
2903 | 2018-05-01 22:00 | 5 | Mai | 22 | 121 | 0 | 0 | 0 | 0 | 0 | 2.8304 | 0.23853 | 0.9957 | 4.0646 | 2.8304 | 0 | 0 | 0 | 0 | 0 | 0 | 0 | 0.23853 | 0 | 0 | 0.9957 | 0 | 0 | 0.89613
2904 | 2018-05-01 23:00 | 5 | Mai | 23 | 121 | 0 | 0 | 0 | 0 | 0 | 1.5726 | 0.12352 | 0.63126 | 2.3274 | 1.5726 | 0 | 0 | 0 | 0 | 0 | 0 | 0 | 0.12352 | 0 | 0 | 0.63126 | 0 | 0 | 0.56813
2905 | 2018-05-02 | 5 | Mai | 0 | 122 | 0 | 0 | 0 | 0 | 0 | 1.2135 | 0.12352 | 0.34706 | 1.6841 | 1.2135 | 0 | 0 | 0 | 0 | 0 | 0 | 0 | 0.12352 | 0 | 0 | 0.34706 | 0 | 0 | 0.31235
2906 | 2018-05-02 01:00 | 5 | Mai | 1 | 122 | 0 | 0 | 0 | 0 | 0 | 1.1125 | 0.12352 | 0.040439 | 1.2765 | 1.1125 | 0 | 0 | 0 | 0 | 0 | 0 | 0 | 0.12352 | 0 | 0 | 0.040439 | 0 | 0 | 0.036395
2907 | 2018-05-02 02:00 | 5 | Mai | 2 | 122 | 0 | 0 | 0 | 0 | 0 | 1.0883 | 0.23853 | 0.042189 | 1.369 | 1.0883 | 0 | 0 | 0 | 0 | 0 | 0 | 0 | 0.23853 | 0 | 0 | 0.042189 | 0 | 0 | 0.03797
2908 | 2018-05-02 03:00 | 5 | Mai | 3 | 122 | 0 | 0 | 0 | 0 | 0 | 1.1079 | 0.23853 | 0 | 1.3464 | 1.1079 | 0 | 0 | 0 | 0 | 0 | 0 | 0 | 0.23853 | 0 | 0 | 0 | 0 | 0 | 0
2909 | 2018-05-02 04:00 | 5 | Mai | 4 | 122 | 0.026002 | 0.026002 | 0.026002 | 0 | 0 | 1.2586 | 0.47239 | 0 | 1.731 | 1.2846 | 0 | 0 | 0 | 0 | 0 | 0 | 0 | 0.47239 | 0 | 0 | 0 | 0 | 0 | 0
2910 | 2018-05-02 05:00 | 5 | Mai | 5 | 122 | 5.3044 | 2.1152 | 2.8176 | 0 | 2.4867 | 0 | 0 | 0 | 0 | 2.1152 | 0 | 0 | 0 | 0 | 0 | 0 | 0 | 0.70241 | 0 | 0 | 0 | 0 | 0 | 0
2911 | 2018-05-02 06:00 | 5 | Mai | 6 | 122 | 10.5957 | 2.8737 | 4.04 | 0 | 6.5557 | 0 | 0 | 0 | 0 | 2.8737 | 0 | 0 | 0 | 0 | 0 | 0 | 0 | 1.1663 | 0 | 0 | 0 | 0 | 0 | 0
2912 | 2018-05-02 07:00 | 5 | Mai | 7 | 122 | 15.107 | 3.0334 | 4.1997 | 0 | 10.9073 | 0 | 0 | 0 | 0 | 3.0334 | 0 | 0 | 0 | 0 | 0 | 0 | 0 | 1.1663 | 0 | 0 | 0 | 0 | 0 | 0
2913 | 2018-05-02 08:00 | 5 | Mai | 8 | 122 | 19.4233 | 3.002 | 3.9344 | 0 | 15.4889 | 0 | 0 | 0 | 0 | 3.002 | 0 | 0 | 0 | 0 | 0 | 0 | 0 | 0.93243 | 0 | 0 | 0 | 0 | 0 | 0
2914 | 2018-05-02 09:00 | 5 | Mai | 9 | 122 | 23.6226 | 2.9216 | 3.7159 | 0 | 19.9067 | 0 | 0 | 0 | 0 | 2.9216 | 0 | 0 | 0 | 0 | 0 | 0 | 0 | 0.5874 | 0 | 0 | 0.20694 | 0 | 0 | 0.18624
2915 | 2018-05-02 10:00 | 5 | Mai | 10 | 122 | 26.8338 | 2.9463 | 3.8627 | 0 | 22.9711 | 0 | 0 | 0 | 0 | 2.9463 | 0 | 0 | 0 | 0 | 0 | 0 | 0 | 0.47239 | 0 | 0 | 0.44402 | 0 | 0 | 0.39962
2916 | 2018-05-02 11:00 | 5 | Mai | 11 | 122 | 28.2769 | 3.2833 | 4.4188 | 0 | 23.8581 | 0 | 0 | 0 | 0 | 3.2833 | 0 | 0 | 0 | 0 | 0 | 0 | 0 | 0.70241 | 0 | 0 | 0.43304 | 0 | 0 | 0.38973
2917 | 2018-05-02 12:00 | 5 | Mai | 12 | 122 | 27.9779 | 3.2019 | 4.9756 | 0 | 23.0023 | 0 | 0 | 0 | 0 | 3.2019 | 0 | 0 | 0 | 0 | 0 | 0 | 0 | 0.93243 | 0 | 0 | 0.84126 | 0 | 0 | 0.75713
2918 | 2018-05-02 13:00 | 5 | Mai | 13 | 122 | 25.7807 | 2.8129 | 4.5195 | 0 | 21.2612 | 0 | 0 | 0 | 0 | 2.8129 | 0 | 0 | 0 | 0 | 0 | 0 | 0 | 0.5874 | 0 | 0 | 1.1192 | 0 | 0 | 1.0073
2919 | 2018-05-02 14:00 | 5 | Mai | 14 | 122 | 21.9975 | 2.5372 | 3.8898 | 0 | 18.1077 | 0 | 0 | 0 | 0 | 2.5372 | 0 | 0 | 0 | 0 | 0 | 0 | 0 | 0.35355 | 0 | 0 | 0.99905 | 0 | 0 | 0.89914
2920 | 2018-05-02 15:00 | 5 | Mai | 15 | 122 | 17.4212 | 2.3878 | 3.3446 | 0 | 14.0765 | 0 | 0 | 0 | 0 | 2.3878 | 0 | 0 | 0 | 0 | 0 | 0 | 0 | 0.35355 | 0 | 0 | 0.6033 | 0 | 0 | 0.54297
2921 | 2018-05-02 16:00 | 5 | Mai | 16 | 122 | 13.1309 | 2.5975 | 4.3652 | 0 | 8.7657 | 0 | 0 | 0 | 0 | 2.5975 | 0 | 0 | 0 | 0 | 0 | 0 | 0 | 0.5874 | 0 | 0 | 1.1803 | 0 | 0 | 1.0622
2922 | 2018-05-02 17:00 | 5 | Mai | 17 | 122 | 8.9186 | 3.1854 | 5.9574 | 0 | 2.9612 | 0 | 0 | 0 | 0 | 3.1854 | 0 | 0 | 0 | 0 | 0 | 0 | 0 | 0.70241 | 0 | 0 | 2.0695 | 0 | 0 | 1.8626
2923 | 2018-05-02 18:00 | 5 | Mai | 18 | 122 | 0.65004 | 0.65004 | 0.65004 | 0 | 0 | 3.0934 | 0.70241 | 2.6644 | 6.4602 | 3.7434 | 0 | 0 | 0 | 0 | 0 | 0 | 0 | 0.70241 | 0 | 0 | 2.6644 | 0 | 0 | 2.398
2924 | 2018-05-02 19:00 | 5 | Mai | 19 | 122 | 0 | 0 | 0 | 0 | 0 | 3.6636 | 0.5874 | 2.5359 | 6.7869 | 3.6636 | 0 | 0 | 0 | 0 | 0 | 0 | 0 | 0.5874 | 0 | 0 | 2.5359 | 0 | 0 | 2.2823
2925 | 2018-05-02 20:00 | 5 | Mai | 20 | 122 | 0 | 0 | 0 | 0 | 0 | 3.4142 | 0.47239 | 1.8296 | 5.7162 | 3.4142 | 0 | 0 | 0 | 0 | 0 | 0 | 0 | 0.47239 | 0 | 0 | 1.8296 | 0 | 0 | 1.6467
2926 | 2018-05-02 21:00 | 5 | Mai | 21 | 122 | 0 | 0 | 0 | 0 | 0 | 2.9968 | 0.23853 | 1.4543 | 4.6897 | 2.9968 | 0 | 0 | 0 | 0 | 0 | 0 | 0 | 0.23853 | 0 | 0 | 1.4543 | 0 | 0 | 1.3089
2927 | 2018-05-02 22:00 | 5 | Mai | 22 | 122 | 0 | 0 | 0 | 0 | 0 | 2.2662 | 0.23853 | 0.9957 | 3.5004 | 2.2662 | 0 | 0 | 0 | 0 | 0 | 0 | 0 | 0.23853 | 0 | 0 | 0.9957 | 0 | 0 | 0.89613
2928 | 2018-05-02 23:00 | 5 | Mai | 23 | 122 | 0 | 0 | 0 | 0 | 0 | 1.5726 | 0.12352 | 0.63126 | 2.3274 | 1.5726 | 0 | 0 | 0 | 0 | 0 | 0 | 0 | 0.12352 | 0 | 0 | 0.63126 | 0 | 0 | 0.56813
2929 | 2018-05-03 | 5 | Mai | 0 | 123 | 0 | 0 | 0 | 0 | 0 | 1.2135 | 0.12352 | 0.34706 | 1.6841 | 1.2135 | 0 | 0 | 0 | 0 | 0 | 0 | 0 | 0.12352 | 0 | 0 | 0.34706 | 0 | 0 | 0.31235
2930 | 2018-05-03 01:00 | 5 | Mai | 1 | 123 | 0 | 0 | 0 | 0 | 0 | 1.1125 | 0.12352 | 0.040439 | 1.2765 | 1.1125 | 0 | 0 | 0 | 0 | 0 | 0 | 0 | 0.12352 | 0 | 0 | 0.040439 | 0 | 0 | 0.036395
2931 | 2018-05-03 02:00 | 5 | Mai | 2 | 123 | 0 | 0 | 0 | 0 | 0 | 1.0883 | 0.23853 | 0.042189 | 1.369 | 1.0883 | 0 | 0 | 0 | 0 | 0 | 0 | 0 | 0.23853 | 0 | 0 | 0.042189 | 0 | 0 | 0.03797
2932 | 2018-05-03 03:00 | 5 | Mai | 3 | 123 | 0 | 0 | 0 | 0 | 0 | 1.1079 | 0.23853 | 0 | 1.3464 | 1.1079 | 0 | 0 | 0 | 0 | 0 | 0 | 0 | 0.23853 | 0 | 0 | 0 | 0 | 0 | 0
2933 | 2018-05-03 04:00 | 5 | Mai | 4 | 123 | 0.026002 | 0.026002 | 0.026002 | 0 | 0 | 1.2586 | 0.47239 | 0 | 1.731 | 1.2846 | 0 | 0 | 0 | 0 | 0 | 0 | 0 | 0.47239 | 0 | 0 | 0 | 0 | 0 | 0
2934 | 2018-05-03 05:00 | 5 | Mai | 5 | 123 | 1.9241 | 1.9241 | 1.9241 | 0 | 0 | 0.19109 | 0.70241 | 0 | 0.8935 | 2.1152 | 0 | 0 | 0 | 0 | 0 | 0 | 0 | 0.70241 | 0 | 0 | 0 | 0 | 0 | 0
2935 | 2018-05-03 06:00 | 5 | Mai | 6 | 123 | 8.1906 | 2.8737 | 4.04 | 0 | 4.1506 | 0 | 0 | 0 | 0 | 2.8737 | 0 | 0 | 0 | 0 | 0 | 0 | 0 | 1.1663 | 0 | 0 | 0 | 0 | 0 | 0
2936 | 2018-05-03 07:00 | 5 | Mai | 7 | 123 | 8.8926 | 3.0334 | 4.1997 | 0 | 4.6929 | 0 | 0 | 0 | 0 | 3.0334 | 0 | 0 | 0 | 0 | 0 | 0 | 0 | 1.1663 | 0 | 0 | 0 | 0 | 0 | 0
2937 | 2018-05-03 08:00 | 5 | Mai | 8 | 123 | 11.4278 | 3.002 | 3.9344 | 0 | 7.4934 | 0 | 0 | 0 | 0 | 3.002 | 0 | 0 | 0 | 0 | 0 | 0 | 0 | 0.93243 | 0 | 0 | 0 | 0 | 0 | 0
2938 | 2018-05-03 09:00 | 5 | Mai | 9 | 123 | 17.5512 | 2.9216 | 3.7159 | 0 | 13.8352 | 0 | 0 | 0 | 0 | 2.9216 | 0 | 0 | 0 | 0 | 0 | 0 | 0 | 0.5874 | 0 | 0 | 0.20694 | 0 | 0 | 0.18624
2939 | 2018-05-03 10:00 | 5 | Mai | 10 | 123 | 19.4233 | 2.9463 | 3.8627 | 0 | 15.5606 | 0 | 0 | 0 | 0 | 2.9463 | 0 | 0 | 0 | 0 | 0 | 0 | 0 | 0.47239 | 0 | 0 | 0.44402 | 0 | 0 | 0.39962
2940 | 2018-05-03 11:00 | 5 | Mai | 11 | 123 | 12.9489 | 3.2833 | 4.4188 | 0 | 8.5301 | 0 | 0 | 0 | 0 | 3.2833 | 0 | 0 | 0 | 0 | 0 | 0 | 0 | 0.70241 | 0 | 0 | 0.43304 | 0 | 0 | 0.38973
2941 | 2018-05-03 12:00 | 5 | Mai | 12 | 123 | 14.691 | 3.2019 | 4.9756 | 0 | 9.7154 | 0 | 0 | 0 | 0 | 3.2019 | 0 | 0 | 0 | 0 | 0 | 0 | 0 | 0.93243 | 0 | 0 | 0.84126 | 0 | 0 | 0.75713
2942 | 2018-05-03 13:00 | 5 | Mai | 13 | 123 | 12.6108 | 2.8129 | 4.5195 | 0 | 8.0913 | 0 | 0 | 0 | 0 | 2.8129 | 0 | 0 | 0 | 0 | 0 | 0 | 0 | 0.5874 | 0 | 0 | 1.1192 | 0 | 0 | 1.0073
2943 | 2018-05-03 14:00 | 5 | Mai | 14 | 123 | 6.9295 | 2.5372 | 3.8898 | 0 | 3.0397 | 0 | 0 | 0 | 0 | 2.5372 | 0 | 0 | 0 | 0 | 0 | 0 | 0 | 0.35355 | 0 | 0 | 0.99905 | 0 | 0 | 0.89914
2944 | 2018-05-03 15:00 | 5 | Mai | 15 | 123 | 7.1115 | 2.3878 | 3.3446 | 0 | 3.7668 | 0 | 0 | 0 | 0 | 2.3878 | 0 | 0 | 0 | 0 | 0 | 0 | 0 | 0.35355 | 0 | 0 | 0.6033 | 0 | 0 | 0.54297
2945 | 2018-05-03 16:00 | 5 | Mai | 16 | 123 | 5.6034 | 2.5975 | 4.3652 | 0 | 1.2382 | 0 | 0 | 0 | 0 | 2.5975 | 0 | 0 | 0 | 0 | 0 | 0 | 0 | 0.5874 | 0 | 0 | 1.1803 | 0 | 0 | 1.0622
2946 | 2018-05-03 17:00 | 5 | Mai | 17 | 123 | 0.46803 | 0.46803 | 0.46803 | 0 | 0 | 2.7174 | 0.70241 | 2.0695 | 5.4893 | 3.1854 | 0 | 0 | 0 | 0 | 0 | 0 | 0 | 0.70241 | 0 | 0 | 2.0695 | 0 | 0 | 1.8626
2947 | 2018-05-03 18:00 | 5 | Mai | 18 | 123 | 0.63704 | 0.63704 | 0.63704 | 0 | 0 | 3.1064 | 0.70241 | 2.6644 | 6.4732 | 3.7434 | 0 | 0 | 0 | 0 | 0 | 0 | 0 | 0.70241 | 0 | 0 | 2.6644 | 0 | 0 | 2.398
2948 | 2018-05-03 19:00 | 5 | Mai | 19 | 123 | 0 | 0 | 0 | 0 | 0 | 3.6636 | 0.5874 | 2.5359 | 6.7869 | 3.6636 | 0 | 0 | 0 | 0 | 0 | 0 | 0 | 0.5874 | 0 | 0 | 2.5359 | 0 | 0 | 2.2823
2949 | 2018-05-03 20:00 | 5 | Mai | 20 | 123 | 0 | 0 | 0 | 0 | 0 | 3.4142 | 0.47239 | 1.8296 | 5.7162 | 3.4142 | 0 | 0 | 0 | 0 | 0 | 0 | 0 | 0.47239 | 0 | 0 | 1.8296 | 0 | 0 | 1.6467
2950 | 2018-05-03 21:00 | 5 | Mai | 21 | 123 | 0 | 0 | 0 | 0 | 0 | 2.9968 | 0.23853 | 1.4543 | 4.6897 | 2.9968 | 0 | 0 | 0 | 0 | 0 | 0 | 0 | 0.23853 | 0 | 0 | 1.4543 | 0 | 0 | 1.3089
2951 | 2018-05-03 22:00 | 5 | Mai | 22 | 123 | 0 | 0 | 0 | 0 | 0 | 2.2662 | 0.23853 | 0.9957 | 3.5004 | 2.2662 | 0 | 0 | 0 | 0 | 0 | 0 | 0 | 0.23853 | 0 | 0 | 0.9957 | 0 | 0 | 0.89613
2952 | 2018-05-03 23:00 | 5 | Mai | 23 | 123 | 0 | 0 | 0 | 0 | 0 | 1.5726 | 0.12352 | 0.12317 | 1.8193 | 1.5726 | 0 | 0 | 0 | 0 | 0 | 0 | 0 | 0.12352 | 0 | 0 | 0.12317 | 0 | 0 | 0.11085
2953 | 2018-05-04 | 5 | Mai | 0 | 124 | 0 | 0 | 0 | 0 | 0 | 1.2135 | 0.12352 | 0.091347 | 1.4284 | 1.2135 | 0 | 0 | 0 | 0 | 0 | 0 | 0 | 0.12352 | 0 | 0 | 0.091347 | 0 | 0 | 0.082212
2954 | 2018-05-04 01:00 | 5 | Mai | 1 | 124 | 0 | 0 | 0 | 0 | 0 | 1.1125 | 0.12352 | 0 | 1.236 | 1.1125 | 0 | 0 | 0 | 0 | 0 | 0 | 0 | 0.12352 | 0 | 0 | 0 | 0 | 0 | 0
2955 | 2018-05-04 02:00 | 5 | Mai | 2 | 124 | 0 | 0 | 0 | 0 | 0 | 1.0883 | 0.23853 | 0.11659 | 1.4434 | 1.0883 | 0 | 0 | 0 | 0 | 0 | 0 | 0 | 0.23853 | 0 | 0 | 0.11659 | 0 | 0 | 0.10493
2956 | 2018-05-04 03:00 | 5 | Mai | 3 | 124 | 0 | 0 | 0 | 0 | 0 | 1.1079 | 0.23853 | 0.042301 | 1.3887 | 1.1079 | 0 | 0 | 0 | 0 | 0 | 0 | 0 | 0.23853 | 0 | 0 | 0.042301 | 0 | 0 | 0.038071
2957 | 2018-05-04 04:00 | 5 | Mai | 4 | 124 | 0.026002 | 0.026002 | 0.026002 | 0 | 0 | 1.2586 | 0.47239 | 0.039756 | 1.7708 | 1.2846 | 0 | 0 | 0 | 0 | 0 | 0 | 0 | 0.47239 | 0 | 0 | 0.039756 | 0 | 0 | 0.035781
2958 | 2018-05-04 05:00 | 5 | Mai | 5 | 124 | 0.87106 | 0.87106 | 0.87106 | 0 | 0 | 1.2442 | 0.70241 | 0 | 1.9466 | 2.1152 | 0 | 0 | 0 | 0 | 0 | 0 | 0 | 0.70241 | 0 | 0 | 0 | 0 | 0 | 0
2959 | 2018-05-04 06:00 | 5 | Mai | 6 | 124 | 3.1462 | 2.8737 | 3.1462 | 0 | 0 | 0 | 0.89376 | 0 | 0.89376 | 2.8737 | 0 | 0 | 0 | 0 | 0 | 0 | 0 | 1.1663 | 0 | 0 | 0 | 0 | 0 | 0
2960 | 2018-05-04 07:00 | 5 | Mai | 7 | 124 | 6.7735 | 3.0334 | 4.1997 | 0 | 2.5738 | 0 | 0 | 0 | 0 | 3.0334 | 0 | 0 | 0 | 0 | 0 | 0 | 0 | 1.1663 | 0 | 0 | 0 | 0 | 0 | 0
2961 | 2018-05-04 08:00 | 5 | Mai | 8 | 124 | 8.4116 | 3.002 | 3.9344 | 0 | 4.4772 | 0 | 0 | 0 | 0 | 3.002 | 0 | 0 | 0 | 0 | 0 | 0 | 0 | 0.93243 | 0 | 0 | 0 | 0 | 0 | 0
2962 | 2018-05-04 09:00 | 5 | Mai | 9 | 124 | 11.6748 | 2.9216 | 3.6747 | 0 | 8 | 0 | 0 | 0 | 0 | 2.9216 | 0 | 0 | 0 | 0 | 0 | 0 | 0 | 0.5874 | 0 | 0 | 0.16574 | 0 | 0 | 0.14917
2963 | 2018-05-04 10:00 | 5 | Mai | 10 | 124 | 14.171 | 2.9463 | 3.8169 | 0 | 10.354 | 0 | 0 | 0 | 0 | 2.9463 | 0 | 0 | 0 | 0 | 0 | 0 | 0 | 0.47239 | 0 | 0 | 0.39821 | 0 | 0 | 0.35839
2964 | 2018-05-04 11:00 | 5 | Mai | 11 | 124 | 8.6066 | 3.2833 | 4.3816 | 0 | 4.225 | 0 | 0 | 0 | 0 | 3.2833 | 0 | 0 | 0 | 0 | 0 | 0 | 0 | 0.70241 | 0 | 0 | 0.39589 | 0 | 0 | 0.3563
2965 | 2018-05-04 12:00 | 5 | Mai | 12 | 124 | 4.7973 | 3.2019 | 4.7973 | 0 | 0 | 0 | 0 | 0.28179 | 0.28179 | 3.2019 | 0 | 0 | 0 | 0 | 0 | 0 | 0 | 0.93243 | 0 | 0 | 0.94478 | 0 | 0 | 0.8503
2966 | 2018-05-04 13:00 | 5 | Mai | 13 | 124 | 4.4853 | 2.8129 | 4.4853 | 0 | 0 | 0 | 0 | 0.27954 | 0.27954 | 2.8129 | 0 | 0 | 0 | 0 | 0 | 0 | 0 | 0.5874 | 0 | 0 | 1.3646 | 0 | 0 | 1.2281
2967 | 2018-05-04 14:00 | 5 | Mai | 14 | 124 | 4.9923 | 2.5372 | 4.0673 | 0 | 0.92505 | 0 | 0 | 0 | 0 | 2.5372 | 0 | 0 | 0 | 0 | 0 | 0 | 0 | 0.35355 | 0 | 0 | 1.1765 | 0 | 0 | 1.0589
2968 | 2018-05-04 15:00 | 5 | Mai | 15 | 124 | 2.2882 | 2.2882 | 2.2882 | 0 | 0 | 0.099635 | 0.35355 | 0.97242 | 1.4256 | 2.3878 | 0 | 0 | 0 | 0 | 0 | 0 | 0 | 0.35355 | 0 | 0 | 0.97242 | 0 | 0 | 0.87517
2969 | 2018-05-04 16:00 | 5 | Mai | 16 | 124 | 2.2231 | 2.2231 | 2.2231 | 0 | 0 | 0.37435 | 0.5874 | 1.4586 | 2.4203 | 2.5975 | 0 | 0 | 0 | 0 | 0 | 0 | 0 | 0.5874 | 0 | 0 | 1.4586 | 0 | 0 | 1.3127
2970 | 2018-05-04 17:00 | 5 | Mai | 17 | 124 | 1.5861 | 1.5861 | 1.5861 | 0 | 0 | 1.5993 | 0.70241 | 1.6556 | 3.9573 | 3.1854 | 0 | 0 | 0 | 0 | 0 | 0 | 0 | 0.70241 | 0 | 0 | 1.6556 | 0 | 0 | 1.49
2971 | 2018-05-04 18:00 | 5 | Mai | 18 | 124 | 0.36402 | 0.36402 | 0.36402 | 0 | 0 | 3.3794 | 0.70241 | 2.1629 | 6.2447 | 3.7434 | 0 | 0 | 0 | 0 | 0 | 0 | 0 | 0.70241 | 0 | 0 | 2.1629 | 0 | 0 | 1.9466
2972 | 2018-05-04 19:00 | 5 | Mai | 19 | 124 | 0 | 0 | 0 | 0 | 0 | 3.6636 | 0.5874 | 2.087 | 6.338 | 3.6636 | 0 | 0 | 0 | 0 | 0 | 0 | 0 | 0.5874 | 0 | 0 | 2.087 | 0 | 0 | 1.8783
2973 | 2018-05-04 20:00 | 5 | Mai | 20 | 124 | 0 | 0 | 0 | 0 | 0 | 3.4142 | 0.47239 | 1.7154 | 5.602 | 3.4142 | 0 | 0 | 0 | 0 | 0 | 0 | 0 | 0.47239 | 0 | 0 | 1.7154 | 0 | 0 | 1.5439
2974 | 2018-05-04 21:00 | 5 | Mai | 21 | 124 | 0 | 0 | 0 | 0 | 0 | 2.9968 | 0.23853 | 1.2558 | 4.4911 | 2.9968 | 0 | 0 | 0 | 0 | 0 | 0 | 0 | 0.23853 | 0 | 0 | 1.2558 | 0 | 0 | 1.1302
2975 | 2018-05-04 22:00 | 5 | Mai | 22 | 124 | 0 | 0 | 0 | 0 | 0 | 2.2662 | 0.23853 | 0.75773 | 3.2624 | 2.2662 | 0 | 0 | 0 | 0 | 0 | 0 | 0 | 0.23853 | 0 | 0 | 0.75773 | 0 | 0 | 0.68195
2976 | 2018-05-04 23:00 | 5 | Mai | 23 | 124 | 0 | 0 | 0 | 0 | 0 | 1.5726 | 0.12352 | 0.49733 | 2.1935 | 1.5726 | 0 | 0 | 0 | 0 | 0 | 0 | 0 | 0.12352 | 0 | 0 | 0.49733 | 0 | 0 | 0.4476
2977 | 2018-05-05 | 5 | Mai | 0 | 125 | 0 | 0 | 0 | 0 | 0 | 1.2135 | 0.12352 | 0 | 1.337 | 1.2135 | 0 | 0 | 0 | 0 | 0 | 0 | 0 | 0.12352 | 0 | 0 | 0 | 0 | 0 | 0
2978 | 2018-05-05 01:00 | 5 | Mai | 1 | 125 | 0 | 0 | 0 | 0 | 0 | 1.1125 | 0.12352 | 0 | 1.236 | 1.1125 | 0 | 0 | 0 | 0 | 0 | 0 | 0 | 0.12352 | 0 | 0 | 0 | 0 | 0 | 0
2979 | 2018-05-05 02:00 | 5 | Mai | 2 | 125 | 0 | 0 | 0 | 0 | 0 | 1.0883 | 0.12352 | 0.085531 | 1.2974 | 1.0883 | 0 | 0 | 0 | 0 | 0 | 0 | 0 | 0.12352 | 0 | 0 | 0.085531 | 0 | 0 | 0.076978
2980 | 2018-05-05 03:00 | 5 | Mai | 3 | 125 | 0 | 0 | 0 | 0 | 0 | 1.1079 | 0.12352 | 0.025909 | 1.2573 | 1.1079 | 0 | 0 | 0 | 0 | 0 | 0 | 0 | 0.12352 | 0 | 0 | 0.025909 | 0 | 0 | 0.023318
2981 | 2018-05-05 04:00 | 5 | Mai | 4 | 125 | 0.039003 | 0.039003 | 0.039003 | 0 | 0 | 1.2456 | 0.12352 | 0.055915 | 1.4251 | 1.2846 | 0 | 0 | 0 | 0 | 0 | 0 | 0 | 0.12352 | 0 | 0 | 0.055915 | 0 | 0 | 0.050323
2982 | 2018-05-05 05:00 | 5 | Mai | 5 | 125 | 2.9642 | 2.1152 | 2.3538 | 0 | 0.61045 | 0 | 0 | 0 | 0 | 2.1152 | 0 | 0 | 0 | 0 | 0 | 0 | 0 | 0.23853 | 0 | 0 | 0 | 0 | 0 | 0
2983 | 2018-05-05 06:00 | 5 | Mai | 6 | 125 | 3.5362 | 2.8737 | 3.3461 | 0 | 0.19017 | 0 | 0 | 0 | 0 | 2.8737 | 0 | 0 | 0 | 0 | 0 | 0 | 0 | 0.47239 | 0 | 0 | 0 | 0 | 0 | 0
2984 | 2018-05-05 07:00 | 5 | Mai | 7 | 125 | 5.7594 | 3.0334 | 3.7358 | 0 | 2.0236 | 0 | 0 | 0 | 0 | 3.0334 | 0 | 0 | 0 | 0 | 0 | 0 | 0 | 0.70241 | 0 | 0 | 0 | 0 | 0 | 0
2985 | 2018-05-05 08:00 | 5 | Mai | 8 | 125 | 1.4301 | 1.4301 | 1.4301 | 0 | 0 | 1.5719 | 0.70241 | 0 | 2.2743 | 3.002 | 0 | 0 | 0 | 0 | 0 | 0 | 0 | 0.70241 | 0 | 0 | 0 | 0 | 0 | 0
2986 | 2018-05-05 09:00 | 5 | Mai | 9 | 125 | 8.9186 | 2.9216 | 3.7821 | 0 | 5.1365 | 0 | 0 | 0 | 0 | 2.9216 | 0 | 0 | 0 | 0 | 0 | 0 | 0 | 0.5874 | 0 | 0 | 0.27308 | 0 | 0 | 0.24577
2987 | 2018-05-05 10:00 | 5 | Mai | 10 | 125 | 24.4026 | 2.9463 | 3.8788 | 0 | 20.5239 | 0 | 0 | 0 | 0 | 2.9463 | 0 | 0 | 0 | 0 | 0 | 0 | 0 | 0.35738 | 0 | 0 | 0.57504 | 0 | 0 | 0.51754
2988 | 2018-05-05 11:00 | 5 | Mai | 11 | 125 | 18.6043 | 3.2833 | 4.3652 | 0 | 14.2391 | 0 | 0 | 0 | 0 | 3.2833 | 0 | 0 | 0 | 0 | 0 | 0 | 0 | 0.5874 | 0 | 0 | 0.49448 | 0 | 0 | 0.44503
2989 | 2018-05-05 12:00 | 5 | Mai | 12 | 125 | 27.8999 | 3.2019 | 4.7072 | 0 | 23.1926 | 0 | 0 | 0 | 0 | 3.2019 | 0 | 0 | 0 | 0 | 0 | 0 | 0 | 0.70241 | 0 | 0 | 0.80292 | 0 | 0 | 0.72263
2990 | 2018-05-05 13:00 | 5 | Mai | 13 | 125 | 30.7731 | 2.8129 | 4.9436 | 0 | 25.8295 | 0 | 0 | 0 | 0 | 2.8129 | 0 | 0 | 0 | 0 | 0 | 0 | 0 | 0.70241 | 0 | 0 | 1.4283 | 0 | 0 | 1.2855
2991 | 2018-05-05 14:00 | 5 | Mai | 14 | 125 | 15.562 | 2.5372 | 4.1515 | 0 | 11.4106 | 0 | 0 | 0 | 0 | 2.5372 | 0 | 0 | 0 | 0 | 0 | 0 | 0 | 0.5874 | 0 | 0 | 1.0268 | 0 | 0 | 0.92416
2992 | 2018-05-05 15:00 | 5 | Mai | 15 | 125 | 1.8461 | 1.8461 | 1.8461 | 0 | 0 | 0.54166 | 0.5874 | 0.73184 | 1.8609 | 2.3878 | 0 | 0 | 0 | 0 | 0 | 0 | 0 | 0.5874 | 0 | 0 | 0.73184 | 0 | 0 | 0.65866
2993 | 2018-05-05 16:00 | 5 | Mai | 16 | 125 | 0.85806 | 0.85806 | 0.85806 | 0 | 0 | 1.7394 | 1.0513 | 0.83299 | 3.6237 | 2.5975 | 0 | 0 | 0 | 0 | 0 | 0 | 0 | 1.0513 | 0 | 0 | 0.83299 | 0 | 0 | 0.74969
2994 | 2018-05-05 17:00 | 5 | Mai | 17 | 125 | 0.41603 | 0.41603 | 0.41603 | 0 | 0 | 2.7694 | 0.81742 | 1.2201 | 4.807 | 3.1854 | 0 | 0 | 0 | 0 | 0 | 0 | 0 | 0.81742 | 0 | 0 | 1.2201 | 0 | 0 | 1.0981
2995 | 2018-05-05 18:00 | 5 | Mai | 18 | 125 | 0.11701 | 0.11701 | 0.11701 | 0 | 0 | 3.6264 | 0.47239 | 1.9034 | 6.0023 | 3.7434 | 0 | 0 | 0 | 0 | 0 | 0 | 0 | 0.47239 | 0 | 0 | 1.9034 | 0 | 0 | 1.7131
2996 | 2018-05-05 19:00 | 5 | Mai | 19 | 125 | 0 | 0 | 0 | 0 | 0 | 3.6636 | 0.47239 | 1.7545 | 5.8904 | 3.6636 | 0 | 0 | 0 | 0 | 0 | 0 | 0 | 0.47239 | 0 | 0 | 1.7545 | 0 | 0 | 1.579
2997 | 2018-05-05 20:00 | 5 | Mai | 20 | 125 | 0 | 0 | 0 | 0 | 0 | 3.4142 | 0.23853 | 1.2804 | 4.9331 | 3.4142 | 0 | 0 | 0 | 0 | 0 | 0 | 0 | 0.23853 | 0 | 0 | 1.2804 | 0 | 0 | 1.1523
2998 | 2018-05-05 21:00 | 5 | Mai | 21 | 125 | 0 | 0 | 0 | 0 | 0 | 2.9968 | 0.23853 | 0.99691 | 4.2323 | 2.9968 | 0 | 0 | 0 | 0 | 0 | 0 | 0 | 0.23853 | 0 | 0 | 0.99691 | 0 | 0 | 0.89722
2999 | 2018-05-05 22:00 | 5 | Mai | 22 | 125 | 0 | 0 | 0 | 0 | 0 | 2.2662 | 0.23853 | 0.5535 | 3.0582 | 2.2662 | 0 | 0 | 0 | 0 | 0 | 0 | 0 | 0.23853 | 0 | 0 | 0.5535 | 0 | 0 | 0.49815
3000 | 2018-05-05 23:00 | 5 | Mai | 23 | 125 | 0 | 0 | 0 | 0 | 0 | 1.5726 | 0.12352 | 0.49099 | 2.1872 | 1.5726 | 0 | 0 | 0 | 0 | 0 | 0 | 0 | 0.12352 | 0 | 0 | 0.49099 | 0 | 0 | 0.44189
3001 | 2018-05-06 | 5 | Mai | 0 | 126 | 0 | 0 | 0 | 0 | 0 | 1.2135 | 0.12352 | 0.59399 | 1.931 | 1.2135 | 0 | 0 | 0 | 0 | 0 | 0 | 0 | 0.12352 | 0 | 0 | 0.59399 | 0 | 0 | 0.53459
3002 | 2018-05-06 01:00 | 5 | Mai | 1 | 126 | 0 | 0 | 0 | 0 | 0 | 1.1125 | 0.12352 | 0.39144 | 1.6275 | 1.1125 | 0 | 0 | 0 | 0 | 0 | 0 | 0 | 0.12352 | 0 | 0 | 0.39144 | 0 | 0 | 0.35229
3003 | 2018-05-06 02:00 | 5 | Mai | 2 | 126 | 0 | 0 | 0 | 0 | 0 | 1.0883 | 0.12352 | 0.014074 | 1.2259 | 1.0883 | 0 | 0 | 0 | 0 | 0 | 0 | 0 | 0.12352 | 0 | 0 | 0.014074 | 0 | 0 | 0.012667
3004 | 2018-05-06 03:00 | 5 | Mai | 3 | 126 | 0 | 0 | 0 | 0 | 0 | 1.1079 | 0.12352 | 0.026572 | 1.258 | 1.1079 | 0 | 0 | 0 | 0 | 0 | 0 | 0 | 0.12352 | 0 | 0 | 0.026572 | 0 | 0 | 0.023914
3005 | 2018-05-06 04:00 | 5 | Mai | 4 | 126 | 0.026002 | 0.026002 | 0.026002 | 0 | 0 | 1.2586 | 0.12352 | 0.02326 | 1.4054 | 1.2846 | 0 | 0 | 0 | 0 | 0 | 0 | 0 | 0.12352 | 0 | 0 | 0.02326 | 0 | 0 | 0.020934
3006 | 2018-05-06 05:00 | 5 | Mai | 5 | 126 | 0.29902 | 0.29902 | 0.29902 | 0 | 0 | 1.8162 | 0.12352 | 0 | 1.9397 | 2.1152 | 0 | 0 | 0 | 0 | 0 | 0 | 0 | 0.12352 | 0 | 0 | 0 | 0 | 0 | 0
3007 | 2018-05-06 06:00 | 5 | Mai | 6 | 126 | 0.67605 | 0.67605 | 0.67605 | 0 | 0 | 2.1976 | 0.12352 | 0 | 2.3212 | 2.8737 | 0 | 0 | 0 | 0 | 0 | 0 | 0 | 0.12352 | 0 | 0 | 0 | 0 | 0 | 0
3008 | 2018-05-06 07:00 | 5 | Mai | 7 | 126 | 1.4561 | 1.4561 | 1.4561 | 0 | 0 | 1.5773 | 0.23853 | 0 | 1.8158 | 3.0334 | 0 | 0 | 0 | 0 | 0 | 0 | 0 | 0.23853 | 0 | 0 | 0 | 0 | 0 | 0
3009 | 2018-05-06 08:00 | 5 | Mai | 8 | 126 | 3.2632 | 3.002 | 3.2632 | 0 | 0 | 0 | 0.096137 | 0 | 0.096137 | 3.002 | 0 | 0 | 0 | 0 | 0 | 0 | 0 | 0.35738 | 0 | 0 | 0 | 0 | 0 | 0
3010 | 2018-05-06 09:00 | 5 | Mai | 9 | 126 | 7.1245 | 2.9216 | 3.9217 | 0 | 3.2028 | 0 | 0 | 0 | 0 | 2.9216 | 0 | 0 | 0 | 0 | 0 | 0 | 0 | 0.70241 | 0 | 0 | 0.29766 | 0 | 0 | 0.2679
3011 | 2018-05-06 10:00 | 5 | Mai | 10 | 126 | 11.3758 | 2.9463 | 4.2558 | 0 | 7.1199 | 0 | 0 | 0 | 0 | 2.9463 | 0 | 0 | 0 | 0 | 0 | 0 | 0 | 0.70241 | 0 | 0 | 0.60708 | 0 | 0 | 0.54638
3012 | 2018-05-06 11:00 | 5 | Mai | 11 | 126 | 10.8427 | 3.2833 | 4.6932 | 0 | 6.1495 | 0 | 0 | 0 | 0 | 3.2833 | 0 | 0 | 0 | 0 | 0 | 0 | 0 | 0.93243 | 0 | 0 | 0.47745 | 0 | 0 | 0.4297
3013 | 2018-05-06 12:00 | 5 | Mai | 12 | 126 | 9.3086 | 3.2019 | 4.6464 | 0 | 4.6622 | 0 | 0 | 0 | 0 | 3.2019 | 0 | 0 | 0 | 0 | 0 | 0 | 0 | 0.93243 | 0 | 0 | 0.51211 | 0 | 0 | 0.4609
3014 | 2018-05-06 13:00 | 5 | Mai | 13 | 126 | 11.4408 | 2.8129 | 4.3357 | 0 | 7.1051 | 0 | 0 | 0 | 0 | 2.8129 | 0 | 0 | 0 | 0 | 0 | 0 | 0 | 0.81742 | 0 | 0 | 0.70537 | 0 | 0 | 0.63484
3015 | 2018-05-06 14:00 | 5 | Mai | 14 | 126 | 10.3747 | 2.5372 | 3.7979 | 0 | 6.5768 | 0 | 0 | 0 | 0 | 2.5372 | 0 | 0 | 0 | 0 | 0 | 0 | 0 | 0.5874 | 0 | 0 | 0.6733 | 0 | 0 | 0.60597
3016 | 2018-05-06 15:00 | 5 | Mai | 15 | 126 | 7.8525 | 2.3878 | 3.5512 | 0 | 4.3013 | 0 | 0 | 0 | 0 | 2.3878 | 0 | 0 | 0 | 0 | 0 | 0 | 0 | 0.47239 | 0 | 0 | 0.691 | 0 | 0 | 0.6219
3017 | 2018-05-06 16:00 | 5 | Mai | 16 | 126 | 4.9923 | 2.5975 | 4.0021 | 0 | 0.9902 | 0 | 0 | 0 | 0 | 2.5975 | 0 | 0 | 0 | 0 | 0 | 0 | 0 | 0.5874 | 0 | 0 | 0.81723 | 0 | 0 | 0.73551
3018 | 2018-05-06 17:00 | 5 | Mai | 17 | 126 | 2.2362 | 2.2362 | 2.2362 | 0 | 0 | 0.94926 | 0.70241 | 1.2113 | 2.8629 | 3.1854 | 0 | 0 | 0 | 0 | 0 | 0 | 0 | 0.70241 | 0 | 0 | 1.2113 | 0 | 0 | 1.0901
3019 | 2018-05-06 18:00 | 5 | Mai | 18 | 126 | 0.55904 | 0.55904 | 0.55904 | 0 | 0 | 3.1844 | 0.70241 | 1.9407 | 5.8275 | 3.7434 | 0 | 0 | 0 | 0 | 0 | 0 | 0 | 0.70241 | 0 | 0 | 1.9407 | 0 | 0 | 1.7466
3020 | 2018-05-06 19:00 | 5 | Mai | 19 | 126 | 0 | 0 | 0 | 0 | 0 | 3.6636 | 0.47239 | 2.17 | 6.306 | 3.6636 | 0 | 0 | 0 | 0 | 0 | 0 | 0 | 0.47239 | 0 | 0 | 2.17 | 0 | 0 | 1.953
3021 | 2018-05-06 20:00 | 5 | Mai | 20 | 126 | 0 | 0 | 0 | 0 | 0 | 3.4142 | 0.47239 | 1.905 | 5.7916 | 3.4142 | 0 | 0 | 0 | 0 | 0 | 0 | 0 | 0.47239 | 0 | 0 | 1.905 | 0 | 0 | 1.7145
3022 | 2018-05-06 21:00 | 5 | Mai | 21 | 126 | 0 | 0 | 0 | 0 | 0 | 2.9968 | 0.23853 | 1.5578 | 4.7932 | 2.9968 | 0 | 0 | 0 | 0 | 0 | 0 | 0 | 0.23853 | 0 | 0 | 1.5578 | 0 | 0 | 1.402
3023 | 2018-05-06 22:00 | 5 | Mai | 22 | 126 | 0 | 0 | 0 | 0 | 0 | 2.2662 | 0.23853 | 0.88022 | 3.3849 | 2.2662 | 0 | 0 | 0 | 0 | 0 | 0 | 0 | 0.23853 | 0 | 0 | 0.88022 | 0 | 0 | 0.7922
3024 | 2018-05-06 23:00 | 5 | Mai | 23 | 126 | 0 | 0 | 0 | 0 | 0 | 1.5726 | 0.12352 | 0.73599 | 2.4322 | 1.5726 | 0 | 0 | 0 | 0 | 0 | 0 | 0 | 0.12352 | 0 | 0 | 0.73599 | 0 | 0 | 0.66239
3025 | 2018-05-07 | 5 | Mai | 0 | 127 | 0 | 0 | 0 | 0 | 0 | 1.3604 | 0.12352 | 0.37687 | 1.8608 | 1.3604 | 0 | 0 | 0 | 0 | 0 | 0 | 0 | 0.12352 | 0 | 0 | 0.37687 | 0 | 0 | 0.33918
3026 | 2018-05-07 01:00 | 5 | Mai | 1 | 127 | 0 | 0 | 0 | 0 | 0 | 1.1574 | 0.12352 | 0.57442 | 1.8553 | 1.1574 | 0 | 0 | 0 | 0 | 0 | 0 | 0 | 0.12352 | 0 | 0 | 0.57442 | 0 | 0 | 0.51697
3027 | 2018-05-07 02:00 | 5 | Mai | 2 | 127 | 0 | 0 | 0 | 0 | 0 | 1.1022 | 0.23853 | 0.34995 | 1.6907 | 1.1022 | 0 | 0 | 0 | 0 | 0 | 0 | 0 | 0.23853 | 0 | 0 | 0.34995 | 0 | 0 | 0.31496
3028 | 2018-05-07 03:00 | 5 | Mai | 3 | 127 | 0 | 0 | 0 | 0 | 0 | 1.0893 | 0.23853 | 0 | 1.3279 | 1.0893 | 0 | 0 | 0 | 0 | 0 | 0 | 0 | 0.23853 | 0 | 0 | 0 | 0 | 0 | 0
3029 | 2018-05-07 04:00 | 5 | Mai | 4 | 127 | 0.026002 | 0.026002 | 0.026002 | 0 | 0 | 1.1046 | 0.47239 | 0 | 1.5769 | 1.1306 | 0 | 0 | 0 | 0 | 0 | 0 | 0 | 0.47239 | 0 | 0 | 0 | 0 | 0 | 0
3030 | 2018-05-07 05:00 | 5 | Mai | 5 | 127 | 0.22101 | 0.22101 | 0.22101 | 0 | 0 | 1.1862 | 0.70241 | 0 | 1.8886 | 1.4073 | 0 | 0 | 0 | 0 | 0 | 0 | 0 | 0.70241 | 0 | 0 | 0 | 0 | 0 | 0
3031 | 2018-05-07 06:00 | 5 | Mai | 6 | 127 | 2.6132 | 2.1219 | 2.6132 | 0 | 0 | 0 | 0.67503 | 0 | 0.67503 | 2.1219 | 0 | 0 | 0 | 0 | 0 | 0 | 0 | 1.1663 | 0 | 0 | 0 | 0 | 0 | 0
3032 | 2018-05-07 07:00 | 5 | Mai | 7 | 127 | 5.7984 | 2.8726 | 4.0389 | 0 | 1.7595 | 0 | 0 | 0 | 0 | 2.8726 | 0 | 0 | 0 | 0 | 0 | 0 | 0 | 1.1663 | 0 | 0 | 0 | 0 | 0 | 0
3033 | 2018-05-07 08:00 | 5 | Mai | 8 | 127 | 6.7995 | 3.2993 | 4.2317 | 0 | 2.5677 | 0 | 0 | 0 | 0 | 3.2993 | 0 | 0 | 0 | 0 | 0 | 0 | 0 | 0.93243 | 0 | 0 | 0 | 0 | 0 | 0
3034 | 2018-05-07 09:00 | 5 | Mai | 9 | 127 | 12.2208 | 3.5652 | 4.3595 | 0 | 7.8613 | 0 | 0 | 0 | 0 | 3.5652 | 0 | 0 | 0 | 0 | 0 | 0 | 0 | 0.5874 | 0 | 0 | 0.20694 | 0 | 0 | 0.18624
3035 | 2018-05-07 10:00 | 5 | Mai | 10 | 127 | 19.8523 | 3.7414 | 4.6578 | 0 | 15.1946 | 0 | 0 | 0 | 0 | 3.7414 | 0 | 0 | 0 | 0 | 0 | 0 | 0 | 0.47239 | 0 | 0 | 0.44402 | 0 | 0 | 0.39962
3036 | 2018-05-07 11:00 | 5 | Mai | 11 | 127 | 10.5567 | 3.9382 | 5.0737 | 0 | 5.4831 | 0 | 0 | 0 | 0 | 3.9382 | 0 | 0 | 0 | 0 | 0 | 0 | 0 | 0.70241 | 0 | 0 | 0.43304 | 0 | 0 | 0.38973
3037 | 2018-05-07 12:00 | 5 | Mai | 12 | 127 | 9.4126 | 3.8573 | 5.631 | 0 | 3.7816 | 0 | 0 | 0 | 0 | 3.8573 | 0 | 0 | 0 | 0 | 0 | 0 | 0 | 0.93243 | 0 | 0 | 0.84126 | 0 | 0 | 0.75713
3038 | 2018-05-07 13:00 | 5 | Mai | 13 | 127 | 7.5925 | 3.5239 | 5.2306 | 0 | 2.3619 | 0 | 0 | 0 | 0 | 3.5239 | 0 | 0 | 0 | 0 | 0 | 0 | 0 | 0.5874 | 0 | 0 | 1.1192 | 0 | 0 | 1.0073
3039 | 2018-05-07 14:00 | 5 | Mai | 14 | 127 | 9.0486 | 3.2642 | 4.6168 | 0 | 4.4318 | 0 | 0 | 0 | 0 | 3.2642 | 0 | 0 | 0 | 0 | 0 | 0 | 0 | 0.35355 | 0 | 0 | 0.99905 | 0 | 0 | 0.89914
3040 | 2018-05-07 15:00 | 5 | Mai | 15 | 127 | 11.7658 | 3.2199 | 4.1768 | 0 | 7.589 | 0 | 0 | 0 | 0 | 3.2199 | 0 | 0 | 0 | 0 | 0 | 0 | 0 | 0.35355 | 0 | 0 | 0.6033 | 0 | 0 | 0.54297
3041 | 2018-05-07 16:00 | 5 | Mai | 16 | 127 | 10.8557 | 3.4848 | 5.2524 | 0 | 5.6033 | 0 | 0 | 0 | 0 | 3.4848 | 0 | 0 | 0 | 0 | 0 | 0 | 0 | 0.5874 | 0 | 0 | 1.1803 | 0 | 0 | 1.0622
3042 | 2018-05-07 17:00 | 5 | Mai | 17 | 127 | 8.2166 | 3.9774 | 6.7493 | 0 | 1.4672 | 0 | 0 | 0 | 0 | 3.9774 | 0 | 0 | 0 | 0 | 0 | 0 | 0 | 0.70241 | 0 | 0 | 2.0695 | 0 | 0 | 1.8626
3043 | 2018-05-07 18:00 | 5 | Mai | 18 | 127 | 4.3163 | 4.2819 | 4.3163 | 0 | 0 | 0 | 0.668 | 2.6644 | 3.3324 | 4.2819 | 0 | 0 | 0 | 0 | 0 | 0 | 0 | 0.70241 | 0 | 0 | 2.6644 | 0 | 0 | 2.398
3044 | 2018-05-07 19:00 | 5 | Mai | 19 | 127 | 0 | 0 | 0 | 0 | 0 | 3.9176 | 0.5874 | 2.5359 | 7.0409 | 3.9176 | 0 | 0 | 0 | 0 | 0 | 0 | 0 | 0.5874 | 0 | 0 | 2.5359 | 0 | 0 | 2.2823
3045 | 2018-05-07 20:00 | 5 | Mai | 20 | 127 | 0 | 0 | 0 | 0 | 0 | 3.2364 | 0.47239 | 1.8296 | 5.5384 | 3.2364 | 0 | 0 | 0 | 0 | 0 | 0 | 0 | 0.47239 | 0 | 0 | 1.8296 | 0 | 0 | 1.6467
3046 | 2018-05-07 21:00 | 5 | Mai | 21 | 127 | 0 | 0 | 0 | 0 | 0 | 3.0561 | 0.23853 | 1.4543 | 4.7489 | 3.0561 | 0 | 0 | 0 | 0 | 0 | 0 | 0 | 0.23853 | 0 | 0 | 1.4543 | 0 | 0 | 1.3089
3047 | 2018-05-07 22:00 | 5 | Mai | 22 | 127 | 0 | 0 | 0 | 0 | 0 | 2.6011 | 0.23853 | 0.9957 | 3.8353 | 2.6011 | 0 | 0 | 0 | 0 | 0 | 0 | 0 | 0.23853 | 0 | 0 | 0.9957 | 0 | 0 | 0.89613
3048 | 2018-05-07 23:00 | 5 | Mai | 23 | 127 | 0 | 0 | 0 | 0 | 0 | 1.7076 | 0.12352 | 0.63126 | 2.4624 | 1.7076 | 0 | 0 | 0 | 0 | 0 | 0 | 0 | 0.12352 | 0 | 0 | 0.63126 | 0 | 0 | 0.56813
3049 | 2018-05-08 | 5 | Mai | 0 | 128 | 0 | 0 | 0 | 0 | 0 | 1.9369 | 0.12352 | 0.34706 | 2.4075 | 1.9369 | 0 | 0 | 0 | 0 | 0 | 0 | 0 | 0.12352 | 0 | 0 | 0.34706 | 0 | 0 | 0.31235
3050 | 2018-05-08 01:00 | 5 | Mai | 1 | 128 | 0 | 0 | 0 | 0 | 0 | 1.482 | 0.12352 | 0.040439 | 1.6459 | 1.482 | 0 | 0 | 0 | 0 | 0 | 0 | 0 | 0.12352 | 0 | 0 | 0.040439 | 0 | 0 | 0.036395
3051 | 2018-05-08 02:00 | 5 | Mai | 2 | 128 | 0 | 0 | 0 | 0 | 0 | 1.2073 | 0.23853 | 0.042189 | 1.4881 | 1.2073 | 0 | 0 | 0 | 0 | 0 | 0 | 0 | 0.23853 | 0 | 0 | 0.042189 | 0 | 0 | 0.03797
3052 | 2018-05-08 03:00 | 5 | Mai | 3 | 128 | 0 | 0 | 0 | 0 | 0 | 1.1125 | 0.23853 | 0 | 1.3511 | 1.1125 | 0 | 0 | 0 | 0 | 0 | 0 | 0 | 0.23853 | 0 | 0 | 0 | 0 | 0 | 0
3053 | 2018-05-08 04:00 | 5 | Mai | 4 | 128 | 0.026002 | 0.026002 | 0.026002 | 0 | 0 | 1.0639 | 0.47239 | 0 | 1.5362 | 1.0899 | 0 | 0 | 0 | 0 | 0 | 0 | 0 | 0.47239 | 0 | 0 | 0 | 0 | 0 | 0
3054 | 2018-05-08 05:00 | 5 | Mai | 5 | 128 | 3.6272 | 1.0919 | 1.7943 | 0 | 1.8329 | 0 | 0 | 0 | 0 | 1.0919 | 0 | 0 | 0 | 0 | 0 | 0 | 0 | 0.70241 | 0 | 0 | 0 | 0 | 0 | 0
3055 | 2018-05-08 06:00 | 5 | Mai | 6 | 128 | 6.1104 | 1.1424 | 2.3087 | 0 | 3.8017 | 0 | 0 | 0 | 0 | 1.1424 | 0 | 0 | 0 | 0 | 0 | 0 | 0 | 1.1663 | 0 | 0 | 0 | 0 | 0 | 0
3056 | 2018-05-08 07:00 | 5 | Mai | 7 | 128 | 9.7637 | 1.551 | 2.7173 | 0 | 7.0464 | 0 | 0 | 0 | 0 | 1.551 | 0 | 0 | 0 | 0 | 0 | 0 | 0 | 1.1663 | 0 | 0 | 0 | 0 | 0 | 0
3057 | 2018-05-08 08:00 | 5 | Mai | 8 | 128 | 15.601 | 2.4924 | 3.4248 | 0 | 12.1762 | 0 | 0 | 0 | 0 | 2.4924 | 0 | 0 | 0 | 0 | 0 | 0 | 0 | 0.93243 | 0 | 0 | 0 | 0 | 0 | 0
3058 | 2018-05-08 09:00 | 5 | Mai | 9 | 128 | 17.3432 | 3.4879 | 4.2822 | 0 | 13.061 | 0 | 0 | 0 | 0 | 3.4879 | 0 | 0 | 0 | 0 | 0 | 0 | 0 | 0.5874 | 0 | 0 | 0.20694 | 0 | 0 | 0.18624
3059 | 2018-05-08 10:00 | 5 | Mai | 10 | 128 | 17.7072 | 4.0145 | 4.9309 | 0 | 12.7763 | 0 | 0 | 0 | 0 | 4.0145 | 0 | 0 | 0 | 0 | 0 | 0 | 0 | 0.47239 | 0 | 0 | 0.44402 | 0 | 0 | 0.39962
3060 | 2018-05-08 11:00 | 5 | Mai | 11 | 128 | 20.2294 | 4.4287 | 5.5642 | 0 | 14.6652 | 0 | 0 | 0 | 0 | 4.4287 | 0 | 0 | 0 | 0 | 0 | 0 | 0 | 0.70241 | 0 | 0 | 0.43304 | 0 | 0 | 0.38973
3061 | 2018-05-08 12:00 | 5 | Mai | 12 | 128 | 20.2294 | 4.4828 | 6.2565 | 0 | 13.9728 | 0 | 0 | 0 | 0 | 4.4828 | 0 | 0 | 0 | 0 | 0 | 0 | 0 | 0.93243 | 0 | 0 | 0.84126 | 0 | 0 | 0.75713
3062 | 2018-05-08 13:00 | 5 | Mai | 13 | 128 | 18.3442 | 3.6754 | 5.3821 | 0 | 12.9622 | 0 | 0 | 0 | 0 | 3.6754 | 0 | 0 | 0 | 0 | 0 | 0 | 0 | 0.5874 | 0 | 0 | 1.1192 | 0 | 0 | 1.0073
3063 | 2018-05-08 14:00 | 5 | Mai | 14 | 128 | 18.0842 | 3.0082 | 4.3608 | 0 | 13.7235 | 0 | 0 | 0 | 0 | 3.0082 | 0 | 0 | 0 | 0 | 0 | 0 | 0 | 0.35355 | 0 | 0 | 0.99905 | 0 | 0 | 0.89914
3064 | 2018-05-08 15:00 | 5 | Mai | 15 | 128 | 13.3909 | 2.6944 | 3.6512 | 0 | 9.7397 | 0 | 0 | 0 | 0 | 2.6944 | 0 | 0 | 0 | 0 | 0 | 0 | 0 | 0.35355 | 0 | 0 | 0.6033 | 0 | 0 | 0.54297
3065 | 2018-05-08 16:00 | 5 | Mai | 16 | 128 | 12.7929 | 2.4115 | 4.1792 | 0 | 8.6137 | 0 | 0 | 0 | 0 | 2.4115 | 0 | 0 | 0 | 0 | 0 | 0 | 0 | 0.5874 | 0 | 0 | 1.1803 | 0 | 0 | 1.0622
3066 | 2018-05-08 17:00 | 5 | Mai | 17 | 128 | 9.4516 | 2.5032 | 5.2752 | 0 | 4.1765 | 0 | 0 | 0 | 0 | 2.5032 | 0 | 0 | 0 | 0 | 0 | 0 | 0 | 0.70241 | 0 | 0 | 2.0695 | 0 | 0 | 1.8626
3067 | 2018-05-08 18:00 | 5 | Mai | 18 | 128 | 4.4203 | 3.035 | 4.4203 | 0 | 0 | 0 | 0 | 1.9815 | 1.9815 | 3.035 | 0 | 0 | 0 | 0 | 0 | 0 | 0 | 0.70241 | 0 | 0 | 2.6644 | 0 | 0 | 2.398
3068 | 2018-05-08 19:00 | 5 | Mai | 19 | 128 | 0 | 0 | 0 | 0 | 0 | 3.5167 | 0.5874 | 2.5359 | 6.64 | 3.5167 | 0 | 0 | 0 | 0 | 0 | 0 | 0 | 0.5874 | 0 | 0 | 2.5359 | 0 | 0 | 2.2823
3069 | 2018-05-08 20:00 | 5 | Mai | 20 | 128 | 0 | 0 | 0 | 0 | 0 | 3.3895 | 0.47239 | 1.8296 | 5.6915 | 3.3895 | 0 | 0 | 0 | 0 | 0 | 0 | 0 | 0.47239 | 0 | 0 | 1.8296 | 0 | 0 | 1.6467
3070 | 2018-05-08 21:00 | 5 | Mai | 21 | 128 | 0 | 0 | 0 | 0 | 0 | 3.1663 | 0.23853 | 1.4543 | 4.8592 | 3.1663 | 0 | 0 | 0 | 0 | 0 | 0 | 0 | 0.23853 | 0 | 0 | 1.4543 | 0 | 0 | 1.3089
3071 | 2018-05-08 22:00 | 5 | Mai | 22 | 128 | 0 | 0 | 0 | 0 | 0 | 2.8304 | 0.23853 | 0.9957 | 4.0646 | 2.8304 | 0 | 0 | 0 | 0 | 0 | 0 | 0 | 0.23853 | 0 | 0 | 0.9957 | 0 | 0 | 0.89613
3072 | 2018-05-08 23:00 | 5 | Mai | 23 | 128 | 0 | 0 | 0 | 0 | 0 | 1.5726 | 0.12352 | 0.63126 | 2.3274 | 1.5726 | 0 | 0 | 0 | 0 | 0 | 0 | 0 | 0.12352 | 0 | 0 | 0.63126 | 0 | 0 | 0.56813
3073 | 2018-05-09 | 5 | Mai | 0 | 129 | 0 | 0 | 0 | 0 | 0 | 1.2135 | 0.12352 | 0.34706 | 1.6841 | 1.2135 | 0 | 0 | 0 | 0 | 0 | 0 | 0 | 0.12352 | 0 | 0 | 0.34706 | 0 | 0 | 0.31235
3074 | 2018-05-09 01:00 | 5 | Mai | 1 | 129 | 0 | 0 | 0 | 0 | 0 | 1.1125 | 0.12352 | 0.040439 | 1.2765 | 1.1125 | 0 | 0 | 0 | 0 | 0 | 0 | 0 | 0.12352 | 0 | 0 | 0.040439 | 0 | 0 | 0.036395
3075 | 2018-05-09 02:00 | 5 | Mai | 2 | 129 | 0 | 0 | 0 | 0 | 0 | 1.0883 | 0.23853 | 0.042189 | 1.369 | 1.0883 | 0 | 0 | 0 | 0 | 0 | 0 | 0 | 0.23853 | 0 | 0 | 0.042189 | 0 | 0 | 0.03797
3076 | 2018-05-09 03:00 | 5 | Mai | 3 | 129 | 0 | 0 | 0 | 0 | 0 | 1.1079 | 0.23853 | 0 | 1.3464 | 1.1079 | 0 | 0 | 0 | 0 | 0 | 0 | 0 | 0.23853 | 0 | 0 | 0 | 0 | 0 | 0
3077 | 2018-05-09 04:00 | 5 | Mai | 4 | 129 | 0.13001 | 0.13001 | 0.13001 | 0 | 0 | 1.1546 | 0.47239 | 0 | 1.627 | 1.2846 | 0 | 0 | 0 | 0 | 0 | 0 | 0 | 0.47239 | 0 | 0 | 0 | 0 | 0 | 0
3078 | 2018-05-09 05:00 | 5 | Mai | 5 | 129 | 3.3282 | 2.1152 | 2.8176 | 0 | 0.51059 | 0 | 0 | 0 | 0 | 2.1152 | 0 | 0 | 0 | 0 | 0 | 0 | 0 | 0.70241 | 0 | 0 | 0 | 0 | 0 | 0
3079 | 2018-05-09 06:00 | 5 | Mai | 6 | 129 | 4.8753 | 2.8737 | 4.04 | 0 | 0.83536 | 0 | 0 | 0 | 0 | 2.8737 | 0 | 0 | 0 | 0 | 0 | 0 | 0 | 1.1663 | 0 | 0 | 0 | 0 | 0 | 0
3080 | 2018-05-09 07:00 | 5 | Mai | 7 | 129 | 8.9706 | 3.0334 | 4.1997 | 0 | 4.7709 | 0 | 0 | 0 | 0 | 3.0334 | 0 | 0 | 0 | 0 | 0 | 0 | 0 | 1.1663 | 0 | 0 | 0 | 0 | 0 | 0
3081 | 2018-05-09 08:00 | 5 | Mai | 8 | 129 | 11.9868 | 3.002 | 3.9344 | 0 | 8.0524 | 0 | 0 | 0 | 0 | 3.002 | 0 | 0 | 0 | 0 | 0 | 0 | 0 | 0.93243 | 0 | 0 | 0 | 0 | 0 | 0
3082 | 2018-05-09 09:00 | 5 | Mai | 9 | 129 | 13.2349 | 2.9216 | 3.7159 | 0 | 9.519 | 0 | 0 | 0 | 0 | 2.9216 | 0 | 0 | 0 | 0 | 0 | 0 | 0 | 0.5874 | 0 | 0 | 0.20694 | 0 | 0 | 0.18624
3083 | 2018-05-09 10:00 | 5 | Mai | 10 | 129 | 17.5512 | 2.9463 | 3.8627 | 0 | 13.6884 | 0 | 0 | 0 | 0 | 2.9463 | 0 | 0 | 0 | 0 | 0 | 0 | 0 | 0.47239 | 0 | 0 | 0.44402 | 0 | 0 | 0.39962
3084 | 2018-05-09 11:00 | 5 | Mai | 11 | 129 | 19.6313 | 3.2833 | 4.4188 | 0 | 15.2126 | 0 | 0 | 0 | 0 | 3.2833 | 0 | 0 | 0 | 0 | 0 | 0 | 0 | 0.70241 | 0 | 0 | 0.43304 | 0 | 0 | 0.38973
3085 | 2018-05-09 12:00 | 5 | Mai | 12 | 129 | 17.6682 | 3.2019 | 4.9756 | 0 | 12.6926 | 0 | 0 | 0 | 0 | 3.2019 | 0 | 0 | 0 | 0 | 0 | 0 | 0 | 0.93243 | 0 | 0 | 0.84126 | 0 | 0 | 0.75713
3086 | 2018-05-09 13:00 | 5 | Mai | 13 | 129 | 17.4082 | 2.8129 | 4.5195 | 0 | 12.8887 | 0 | 0 | 0 | 0 | 2.8129 | 0 | 0 | 0 | 0 | 0 | 0 | 0 | 0.5874 | 0 | 0 | 1.1192 | 0 | 0 | 1.0073
3087 | 2018-05-09 14:00 | 5 | Mai | 14 | 129 | 17.2262 | 2.5372 | 3.8898 | 0 | 13.3364 | 0 | 0 | 0 | 0 | 2.5372 | 0 | 0 | 0 | 0 | 0 | 0 | 0 | 0.35355 | 0 | 0 | 0.99905 | 0 | 0 | 0.89914
3088 | 2018-05-09 15:00 | 5 | Mai | 15 | 129 | 17.9932 | 2.3878 | 3.3446 | 0 | 14.6486 | 0 | 0 | 0 | 0 | 2.3878 | 0 | 0 | 0 | 0 | 0 | 0 | 0 | 0.35355 | 0 | 0 | 0.6033 | 0 | 0 | 0.54297
3089 | 2018-05-09 16:00 | 5 | Mai | 16 | 129 | 15.315 | 2.5975 | 4.3652 | 0 | 10.9499 | 0 | 0 | 0 | 0 | 2.5975 | 0 | 0 | 0 | 0 | 0 | 0 | 0 | 0.5874 | 0 | 0 | 1.1803 | 0 | 0 | 1.0622
3090 | 2018-05-09 17:00 | 5 | Mai | 17 | 129 | 11.0117 | 3.1854 | 5.9574 | 0 | 5.0544 | 0 | 0 | 0 | 0 | 3.1854 | 0 | 0 | 0 | 0 | 0 | 0 | 0 | 0.70241 | 0 | 0 | 2.0695 | 0 | 0 | 1.8626
3091 | 2018-05-09 18:00 | 5 | Mai | 18 | 129 | 4.3553 | 3.7434 | 4.3553 | 0 | 0 | 0 | 0.090555 | 2.6644 | 2.7549 | 3.7434 | 0 | 0 | 0 | 0 | 0 | 0 | 0 | 0.70241 | 0 | 0 | 2.6644 | 0 | 0 | 2.398
3092 | 2018-05-09 19:00 | 5 | Mai | 19 | 129 | 0 | 0 | 0 | 0 | 0 | 3.6636 | 0.5874 | 2.5359 | 6.7869 | 3.6636 | 0 | 0 | 0 | 0 | 0 | 0 | 0 | 0.5874 | 0 | 0 | 2.5359 | 0 | 0 | 2.2823
3093 | 2018-05-09 20:00 | 5 | Mai | 20 | 129 | 0 | 0 | 0 | 0 | 0 | 3.4142 | 0.47239 | 1.8296 | 5.7162 | 3.4142 | 0 | 0 | 0 | 0 | 0 | 0 | 0 | 0.47239 | 0 | 0 | 1.8296 | 0 | 0 | 1.6467
3094 | 2018-05-09 21:00 | 5 | Mai | 21 | 129 | 0 | 0 | 0 | 0 | 0 | 2.9968 | 0.23853 | 1.4543 | 4.6897 | 2.9968 | 0 | 0 | 0 | 0 | 0 | 0 | 0 | 0.23853 | 0 | 0 | 1.4543 | 0 | 0 | 1.3089
3095 | 2018-05-09 22:00 | 5 | Mai | 22 | 129 | 0 | 0 | 0 | 0 | 0 | 2.2662 | 0.23853 | 0.9957 | 3.5004 | 2.2662 | 0 | 0 | 0 | 0 | 0 | 0 | 0 | 0.23853 | 0 | 0 | 0.9957 | 0 | 0 | 0.89613
3096 | 2018-05-09 23:00 | 5 | Mai | 23 | 129 | 0 | 0 | 0 | 0 | 0 | 1.5726 | 0.12352 | 0.63126 | 2.3274 | 1.5726 | 0 | 0 | 0 | 0 | 0 | 0 | 0 | 0.12352 | 0 | 0 | 0.63126 | 0 | 0 | 0.56813
3097 | 2018-05-10 | 5 | Mai | 0 | 130 | 0 | 0 | 0 | 0 | 0 | 1.2135 | 0.12352 | 0.34706 | 1.6841 | 1.2135 | 0 | 0 | 0 | 0 | 0 | 0 | 0 | 0.12352 | 0 | 0 | 0.34706 | 0 | 0 | 0.31235
3098 | 2018-05-10 01:00 | 5 | Mai | 1 | 130 | 0 | 0 | 0 | 0 | 0 | 1.1125 | 0.12352 | 0.040439 | 1.2765 | 1.1125 | 0 | 0 | 0 | 0 | 0 | 0 | 0 | 0.12352 | 0 | 0 | 0.040439 | 0 | 0 | 0.036395
3099 | 2018-05-10 02:00 | 5 | Mai | 2 | 130 | 0 | 0 | 0 | 0 | 0 | 1.0883 | 0.23853 | 0.042189 | 1.369 | 1.0883 | 0 | 0 | 0 | 0 | 0 | 0 | 0 | 0.23853 | 0 | 0 | 0.042189 | 0 | 0 | 0.03797
3100 | 2018-05-10 03:00 | 5 | Mai | 3 | 130 | 0 | 0 | 0 | 0 | 0 | 1.1079 | 0.23853 | 0 | 1.3464 | 1.1079 | 0 | 0 | 0 | 0 | 0 | 0 | 0 | 0.23853 | 0 | 0 | 0 | 0 | 0 | 0
3101 | 2018-05-10 04:00 | 5 | Mai | 4 | 130 | 0.091006 | 0.091006 | 0.091006 | 0 | 0 | 1.1936 | 0.47239 | 0 | 1.666 | 1.2846 | 0 | 0 | 0 | 0 | 0 | 0 | 0 | 0.47239 | 0 | 0 | 0 | 0 | 0 | 0
3102 | 2018-05-10 05:00 | 5 | Mai | 5 | 130 | 6.6434 | 2.1152 | 2.8176 | 0 | 3.8258 | 0 | 0 | 0 | 0 | 2.1152 | 0 | 0 | 0 | 0 | 0 | 0 | 0 | 0.70241 | 0 | 0 | 0 | 0 | 0 | 0
3103 | 2018-05-10 06:00 | 5 | Mai | 6 | 130 | 11.2328 | 2.8737 | 4.04 | 0 | 7.1928 | 0 | 0 | 0 | 0 | 2.8737 | 0 | 0 | 0 | 0 | 0 | 0 | 0 | 1.1663 | 0 | 0 | 0 | 0 | 0 | 0
3104 | 2018-05-10 07:00 | 5 | Mai | 7 | 130 | 15.7961 | 3.0334 | 4.1997 | 0 | 11.5964 | 0 | 0 | 0 | 0 | 3.0334 | 0 | 0 | 0 | 0 | 0 | 0 | 0 | 1.1663 | 0 | 0 | 0 | 0 | 0 | 0
3105 | 2018-05-10 08:00 | 5 | Mai | 8 | 130 | 20.5544 | 3.002 | 3.9344 | 0 | 16.62 | 0 | 0 | 0 | 0 | 3.002 | 0 | 0 | 0 | 0 | 0 | 0 | 0 | 0.93243 | 0 | 0 | 0 | 0 | 0 | 0
3106 | 2018-05-10 09:00 | 5 | Mai | 9 | 130 | 25.0137 | 2.9216 | 3.7159 | 0 | 21.2977 | 0 | 0 | 0 | 0 | 2.9216 | 0 | 0 | 0 | 0 | 0 | 0 | 0 | 0.5874 | 0 | 0 | 0.20694 | 0 | 0 | 0.18624
3107 | 2018-05-10 10:00 | 5 | Mai | 10 | 130 | 28.0039 | 2.9463 | 3.8627 | 0 | 24.1411 | 0 | 0 | 0 | 0 | 2.9463 | 0 | 0 | 0 | 0 | 0 | 0 | 0 | 0.47239 | 0 | 0 | 0.44402 | 0 | 0 | 0.39962
3108 | 2018-05-10 11:00 | 5 | Mai | 11 | 130 | 29.473 | 3.2833 | 4.4188 | 0 | 25.0542 | 0 | 0 | 0 | 0 | 3.2833 | 0 | 0 | 0 | 0 | 0 | 0 | 0 | 0.70241 | 0 | 0 | 0.43304 | 0 | 0 | 0.38973
3109 | 2018-05-10 12:00 | 5 | Mai | 12 | 130 | 28.8489 | 3.2019 | 4.9756 | 0 | 23.8733 | 0 | 0 | 0 | 0 | 3.2019 | 0 | 0 | 0 | 0 | 0 | 0 | 0 | 0.93243 | 0 | 0 | 0.84126 | 0 | 0 | 0.75713
3110 | 2018-05-10 13:00 | 5 | Mai | 13 | 130 | 27.0678 | 2.8129 | 4.5195 | 0 | 22.5483 | 0 | 0 | 0 | 0 | 2.8129 | 0 | 0 | 0 | 0 | 0 | 0 | 0 | 0.5874 | 0 | 0 | 1.1192 | 0 | 0 | 1.0073
3111 | 2018-05-10 14:00 | 5 | Mai | 14 | 130 | 23.2846 | 2.5372 | 3.8898 | 0 | 19.3948 | 0 | 0 | 0 | 0 | 2.5372 | 0 | 0 | 0 | 0 | 0 | 0 | 0 | 0.35355 | 0 | 0 | 0.99905 | 0 | 0 | 0.89914
3112 | 2018-05-10 15:00 | 5 | Mai | 15 | 130 | 18.5652 | 2.3878 | 3.3446 | 0 | 15.2206 | 0 | 0 | 0 | 0 | 2.3878 | 0 | 0 | 0 | 0 | 0 | 0 | 0 | 0.35355 | 0 | 0 | 0.6033 | 0 | 0 | 0.54297
3113 | 2018-05-10 16:00 | 5 | Mai | 16 | 130 | 14.0019 | 2.5975 | 4.3652 | 0 | 9.6368 | 0 | 0 | 0 | 0 | 2.5975 | 0 | 0 | 0 | 0 | 0 | 0 | 0 | 0.5874 | 0 | 0 | 1.1803 | 0 | 0 | 1.0622
3114 | 2018-05-10 17:00 | 5 | Mai | 17 | 130 | 9.6857 | 3.1854 | 5.9574 | 0 | 3.7283 | 0 | 0 | 0 | 0 | 3.1854 | 0 | 0 | 0 | 0 | 0 | 0 | 0 | 0.70241 | 0 | 0 | 2.0695 | 0 | 0 | 1.8626
3115 | 2018-05-10 18:00 | 5 | Mai | 18 | 130 | 4.5243 | 3.7434 | 4.5243 | 0 | 0 | 0 | 0 | 2.5859 | 2.5859 | 3.7434 | 0 | 0 | 0 | 0 | 0 | 0 | 0 | 0.70241 | 0 | 0 | 2.6644 | 0 | 0 | 2.398
3116 | 2018-05-10 19:00 | 5 | Mai | 19 | 130 | 0 | 0 | 0 | 0 | 0 | 3.6636 | 0.5874 | 2.5359 | 6.7869 | 3.6636 | 0 | 0 | 0 | 0 | 0 | 0 | 0 | 0.5874 | 0 | 0 | 2.5359 | 0 | 0 | 2.2823
3117 | 2018-05-10 20:00 | 5 | Mai | 20 | 130 | 0 | 0 | 0 | 0 | 0 | 3.4142 | 0.47239 | 1.8296 | 5.7162 | 3.4142 | 0 | 0 | 0 | 0 | 0 | 0 | 0 | 0.47239 | 0 | 0 | 1.8296 | 0 | 0 | 1.6467
3118 | 2018-05-10 21:00 | 5 | Mai | 21 | 130 | 0 | 0 | 0 | 0 | 0 | 2.9968 | 0.23853 | 1.4543 | 4.6897 | 2.9968 | 0 | 0 | 0 | 0 | 0 | 0 | 0 | 0.23853 | 0 | 0 | 1.4543 | 0 | 0 | 1.3089
3119 | 2018-05-10 22:00 | 5 | Mai | 22 | 130 | 0 | 0 | 0 | 0 | 0 | 2.2662 | 0.23853 | 0.9957 | 3.5004 | 2.2662 | 0 | 0 | 0 | 0 | 0 | 0 | 0 | 0.23853 | 0 | 0 | 0.9957 | 0 | 0 | 0.89613
3120 | 2018-05-10 23:00 | 5 | Mai | 23 | 130 | 0 | 0 | 0 | 0 | 0 | 1.5726 | 0.12352 | 0.12317 | 1.8193 | 1.5726 | 0 | 0 | 0 | 0 | 0 | 0 | 0 | 0.12352 | 0 | 0 | 0.12317 | 0 | 0 | 0.11085
3121 | 2018-05-11 | 5 | Mai | 0 | 131 | 0 | 0 | 0 | 0 | 0 | 1.2135 | 0.12352 | 0.091347 | 1.4284 | 1.2135 | 0 | 0 | 0 | 0 | 0 | 0 | 0 | 0.12352 | 0 | 0 | 0.091347 | 0 | 0 | 0.082212
3122 | 2018-05-11 01:00 | 5 | Mai | 1 | 131 | 0 | 0 | 0 | 0 | 0 | 1.1125 | 0.12352 | 0 | 1.236 | 1.1125 | 0 | 0 | 0 | 0 | 0 | 0 | 0 | 0.12352 | 0 | 0 | 0 | 0 | 0 | 0
3123 | 2018-05-11 02:00 | 5 | Mai | 2 | 131 | 0 | 0 | 0 | 0 | 0 | 1.0883 | 0.23853 | 0.11659 | 1.4434 | 1.0883 | 0 | 0 | 0 | 0 | 0 | 0 | 0 | 0.23853 | 0 | 0 | 0.11659 | 0 | 0 | 0.10493
3124 | 2018-05-11 03:00 | 5 | Mai | 3 | 131 | 0 | 0 | 0 | 0 | 0 | 1.1079 | 0.23853 | 0.042301 | 1.3887 | 1.1079 | 0 | 0 | 0 | 0 | 0 | 0 | 0 | 0.23853 | 0 | 0 | 0.042301 | 0 | 0 | 0.038071
3125 | 2018-05-11 04:00 | 5 | Mai | 4 | 131 | 0.11701 | 0.11701 | 0.11701 | 0 | 0 | 1.1676 | 0.47239 | 0.039756 | 1.6798 | 1.2846 | 0 | 0 | 0 | 0 | 0 | 0 | 0 | 0.47239 | 0 | 0 | 0.039756 | 0 | 0 | 0.035781
3126 | 2018-05-11 05:00 | 5 | Mai | 5 | 131 | 6.8515 | 2.1152 | 2.8176 | 0 | 4.0338 | 0 | 0 | 0 | 0 | 2.1152 | 0 | 0 | 0 | 0 | 0 | 0 | 0 | 0.70241 | 0 | 0 | 0 | 0 | 0 | 0
3127 | 2018-05-11 06:00 | 5 | Mai | 6 | 131 | 11.5448 | 2.8737 | 4.04 | 0 | 7.5048 | 0 | 0 | 0 | 0 | 2.8737 | 0 | 0 | 0 | 0 | 0 | 0 | 0 | 1.1663 | 0 | 0 | 0 | 0 | 0 | 0
3128 | 2018-05-11 07:00 | 5 | Mai | 7 | 131 | 15.471 | 3.0334 | 4.1997 | 0 | 11.2713 | 0 | 0 | 0 | 0 | 3.0334 | 0 | 0 | 0 | 0 | 0 | 0 | 0 | 1.1663 | 0 | 0 | 0 | 0 | 0 | 0
3129 | 2018-05-11 08:00 | 5 | Mai | 8 | 131 | 20.1124 | 3.002 | 3.9344 | 0 | 16.1779 | 0 | 0 | 0 | 0 | 3.002 | 0 | 0 | 0 | 0 | 0 | 0 | 0 | 0.93243 | 0 | 0 | 0 | 0 | 0 | 0
3130 | 2018-05-11 09:00 | 5 | Mai | 9 | 131 | 24.3376 | 2.9216 | 3.6747 | 0 | 20.6629 | 0 | 0 | 0 | 0 | 2.9216 | 0 | 0 | 0 | 0 | 0 | 0 | 0 | 0.5874 | 0 | 0 | 0.16574 | 0 | 0 | 0.14917
3131 | 2018-05-11 10:00 | 5 | Mai | 10 | 131 | 27.3798 | 2.9463 | 3.8169 | 0 | 23.5629 | 0 | 0 | 0 | 0 | 2.9463 | 0 | 0 | 0 | 0 | 0 | 0 | 0 | 0.47239 | 0 | 0 | 0.39821 | 0 | 0 | 0.35839
3132 | 2018-05-11 11:00 | 5 | Mai | 11 | 131 | 28.7839 | 3.2833 | 4.3816 | 0 | 24.4023 | 0 | 0 | 0 | 0 | 3.2833 | 0 | 0 | 0 | 0 | 0 | 0 | 0 | 0.70241 | 0 | 0 | 0.39589 | 0 | 0 | 0.3563
3133 | 2018-05-11 12:00 | 5 | Mai | 12 | 131 | 28.3679 | 3.2019 | 5.0791 | 0 | 23.2888 | 0 | 0 | 0 | 0 | 3.2019 | 0 | 0 | 0 | 0 | 0 | 0 | 0 | 0.93243 | 0 | 0 | 0.94478 | 0 | 0 | 0.8503
3134 | 2018-05-11 13:00 | 5 | Mai | 13 | 131 | 26.4568 | 2.8129 | 4.7648 | 0 | 21.6919 | 0 | 0 | 0 | 0 | 2.8129 | 0 | 0 | 0 | 0 | 0 | 0 | 0 | 0.5874 | 0 | 0 | 1.3646 | 0 | 0 | 1.2281
3135 | 2018-05-11 14:00 | 5 | Mai | 14 | 131 | 22.8555 | 2.5372 | 4.0673 | 0 | 18.7883 | 0 | 0 | 0 | 0 | 2.5372 | 0 | 0 | 0 | 0 | 0 | 0 | 0 | 0.35355 | 0 | 0 | 1.1765 | 0 | 0 | 1.0589
3136 | 2018-05-11 15:00 | 5 | Mai | 15 | 131 | 17.9542 | 2.3878 | 3.7138 | 0 | 14.2405 | 0 | 0 | 0 | 0 | 2.3878 | 0 | 0 | 0 | 0 | 0 | 0 | 0 | 0.35355 | 0 | 0 | 0.97242 | 0 | 0 | 0.87517
3137 | 2018-05-11 16:00 | 5 | Mai | 16 | 131 | 13.3389 | 2.5975 | 4.6435 | 0 | 8.6954 | 0 | 0 | 0 | 0 | 2.5975 | 0 | 0 | 0 | 0 | 0 | 0 | 0 | 0.5874 | 0 | 0 | 1.4586 | 0 | 0 | 1.3127
3138 | 2018-05-11 17:00 | 5 | Mai | 17 | 131 | 9.2696 | 3.1854 | 5.5434 | 0 | 3.7262 | 0 | 0 | 0 | 0 | 3.1854 | 0 | 0 | 0 | 0 | 0 | 0 | 0 | 0.70241 | 0 | 0 | 1.6556 | 0 | 0 | 1.49
3139 | 2018-05-11 18:00 | 5 | Mai | 18 | 131 | 4.3423 | 3.7434 | 4.3423 | 0 | 0 | 0 | 0.10356 | 2.1629 | 2.2664 | 3.7434 | 0 | 0 | 0 | 0 | 0 | 0 | 0 | 0.70241 | 0 | 0 | 2.1629 | 0 | 0 | 1.9466
3140 | 2018-05-11 19:00 | 5 | Mai | 19 | 131 | 0 | 0 | 0 | 0 | 0 | 3.6636 | 0.5874 | 2.087 | 6.338 | 3.6636 | 0 | 0 | 0 | 0 | 0 | 0 | 0 | 0.5874 | 0 | 0 | 2.087 | 0 | 0 | 1.8783
3141 | 2018-05-11 20:00 | 5 | Mai | 20 | 131 | 0 | 0 | 0 | 0 | 0 | 3.4142 | 0.47239 | 1.7154 | 5.602 | 3.4142 | 0 | 0 | 0 | 0 | 0 | 0 | 0 | 0.47239 | 0 | 0 | 1.7154 | 0 | 0 | 1.5439
3142 | 2018-05-11 21:00 | 5 | Mai | 21 | 131 | 0 | 0 | 0 | 0 | 0 | 2.9968 | 0.23853 | 1.2558 | 4.4911 | 2.9968 | 0 | 0 | 0 | 0 | 0 | 0 | 0 | 0.23853 | 0 | 0 | 1.2558 | 0 | 0 | 1.1302
3143 | 2018-05-11 22:00 | 5 | Mai | 22 | 131 | 0 | 0 | 0 | 0 | 0 | 2.2662 | 0.23853 | 0.75773 | 3.2624 | 2.2662 | 0 | 0 | 0 | 0 | 0 | 0 | 0 | 0.23853 | 0 | 0 | 0.75773 | 0 | 0 | 0.68195
3144 | 2018-05-11 23:00 | 5 | Mai | 23 | 131 | 0 | 0 | 0 | 0 | 0 | 1.5726 | 0.12352 | 0.49733 | 2.1935 | 1.5726 | 0 | 0 | 0 | 0 | 0 | 0 | 0 | 0.12352 | 0 | 0 | 0.49733 | 0 | 0 | 0.4476
3145 | 2018-05-12 | 5 | Mai | 0 | 132 | 0 | 0 | 0 | 0 | 0 | 1.2135 | 0.12352 | 0 | 1.337 | 1.2135 | 0 | 0 | 0 | 0 | 0 | 0 | 0 | 0.12352 | 0 | 0 | 0 | 0 | 0 | 0
3146 | 2018-05-12 01:00 | 5 | Mai | 1 | 132 | 0 | 0 | 0 | 0 | 0 | 1.1125 | 0.12352 | 0 | 1.236 | 1.1125 | 0 | 0 | 0 | 0 | 0 | 0 | 0 | 0.12352 | 0 | 0 | 0 | 0 | 0 | 0
3147 | 2018-05-12 02:00 | 5 | Mai | 2 | 132 | 0 | 0 | 0 | 0 | 0 | 1.0883 | 0.12352 | 0.085531 | 1.2974 | 1.0883 | 0 | 0 | 0 | 0 | 0 | 0 | 0 | 0.12352 | 0 | 0 | 0.085531 | 0 | 0 | 0.076978
3148 | 2018-05-12 03:00 | 5 | Mai | 3 | 132 | 0 | 0 | 0 | 0 | 0 | 1.1079 | 0.12352 | 0.025909 | 1.2573 | 1.1079 | 0 | 0 | 0 | 0 | 0 | 0 | 0 | 0.12352 | 0 | 0 | 0.025909 | 0 | 0 | 0.023318
3149 | 2018-05-12 04:00 | 5 | Mai | 4 | 132 | 0.11701 | 0.11701 | 0.11701 | 0 | 0 | 1.1676 | 0.12352 | 0.055915 | 1.3471 | 1.2846 | 0 | 0 | 0 | 0 | 0 | 0 | 0 | 0.12352 | 0 | 0 | 0.055915 | 0 | 0 | 0.050323
3150 | 2018-05-12 05:00 | 5 | Mai | 5 | 132 | 7.8395 | 2.1152 | 2.3538 | 0 | 5.4858 | 0 | 0 | 0 | 0 | 2.1152 | 0 | 0 | 0 | 0 | 0 | 0 | 0 | 0.23853 | 0 | 0 | 0 | 0 | 0 | 0
3151 | 2018-05-12 06:00 | 5 | Mai | 6 | 132 | 12.5068 | 2.8737 | 3.3461 | 0 | 9.1608 | 0 | 0 | 0 | 0 | 2.8737 | 0 | 0 | 0 | 0 | 0 | 0 | 0 | 0.47239 | 0 | 0 | 0 | 0 | 0 | 0
3152 | 2018-05-12 07:00 | 5 | Mai | 7 | 132 | 16.6151 | 3.0334 | 3.7358 | 0 | 12.8793 | 0 | 0 | 0 | 0 | 3.0334 | 0 | 0 | 0 | 0 | 0 | 0 | 0 | 0.70241 | 0 | 0 | 0 | 0 | 0 | 0
3153 | 2018-05-12 08:00 | 5 | Mai | 8 | 132 | 21.3344 | 3.002 | 3.7044 | 0 | 17.63 | 0 | 0 | 0 | 0 | 3.002 | 0 | 0 | 0 | 0 | 0 | 0 | 0 | 0.70241 | 0 | 0 | 0 | 0 | 0 | 0
3154 | 2018-05-12 09:00 | 5 | Mai | 9 | 132 | 25.7547 | 2.9216 | 3.7821 | 0 | 21.9727 | 0 | 0 | 0 | 0 | 2.9216 | 0 | 0 | 0 | 0 | 0 | 0 | 0 | 0.5874 | 0 | 0 | 0.27308 | 0 | 0 | 0.24577
3155 | 2018-05-12 10:00 | 5 | Mai | 10 | 132 | 28.9009 | 2.9463 | 3.8788 | 0 | 25.0222 | 0 | 0 | 0 | 0 | 2.9463 | 0 | 0 | 0 | 0 | 0 | 0 | 0 | 0.35738 | 0 | 0 | 0.57504 | 0 | 0 | 0.51754
3156 | 2018-05-12 11:00 | 5 | Mai | 11 | 132 | 30.11 | 3.2833 | 4.3652 | 0 | 25.7448 | 0 | 0 | 0 | 0 | 3.2833 | 0 | 0 | 0 | 0 | 0 | 0 | 0 | 0.5874 | 0 | 0 | 0.49448 | 0 | 0 | 0.44503
3157 | 2018-05-12 12:00 | 5 | Mai | 12 | 132 | 29.642 | 3.2019 | 4.7072 | 0 | 24.9348 | 0 | 0 | 0 | 0 | 3.2019 | 0 | 0 | 0 | 0 | 0 | 0 | 0 | 0.70241 | 0 | 0 | 0.80292 | 0 | 0 | 0.72263
3158 | 2018-05-12 13:00 | 5 | Mai | 13 | 132 | 27.6139 | 2.8129 | 4.9436 | 0 | 22.6703 | 0 | 0 | 0 | 0 | 2.8129 | 0 | 0 | 0 | 0 | 0 | 0 | 0 | 0.70241 | 0 | 0 | 1.4283 | 0 | 0 | 1.2855
3159 | 2018-05-12 14:00 | 5 | Mai | 14 | 132 | 23.8306 | 2.5372 | 4.1515 | 0 | 19.6791 | 0 | 0 | 0 | 0 | 2.5372 | 0 | 0 | 0 | 0 | 0 | 0 | 0 | 0.5874 | 0 | 0 | 1.0268 | 0 | 0 | 0.92416
3160 | 2018-05-12 15:00 | 5 | Mai | 15 | 132 | 18.9553 | 2.3878 | 3.707 | 0 | 15.2482 | 0 | 0 | 0 | 0 | 2.3878 | 0 | 0 | 0 | 0 | 0 | 0 | 0 | 0.5874 | 0 | 0 | 0.73184 | 0 | 0 | 0.65866
3161 | 2018-05-12 16:00 | 5 | Mai | 16 | 132 | 14.613 | 2.5975 | 4.4818 | 0 | 10.1312 | 0 | 0 | 0 | 0 | 2.5975 | 0 | 0 | 0 | 0 | 0 | 0 | 0 | 1.0513 | 0 | 0 | 0.83299 | 0 | 0 | 0.74969
3162 | 2018-05-12 17:00 | 5 | Mai | 17 | 132 | 10.5957 | 3.1854 | 5.223 | 0 | 5.3727 | 0 | 0 | 0 | 0 | 3.1854 | 0 | 0 | 0 | 0 | 0 | 0 | 0 | 0.81742 | 0 | 0 | 1.2201 | 0 | 0 | 1.0981
3163 | 2018-05-12 18:00 | 5 | Mai | 18 | 132 | 5.1483 | 3.7434 | 5.1483 | 0 | 0 | 0 | 0 | 0.97091 | 0.97091 | 3.7434 | 0 | 0 | 0 | 0 | 0 | 0 | 0 | 0.47239 | 0 | 0 | 1.9034 | 0 | 0 | 1.7131
3164 | 2018-05-12 19:00 | 5 | Mai | 19 | 132 | 0 | 0 | 0 | 0 | 0 | 3.6636 | 0.47239 | 1.7545 | 5.8904 | 3.6636 | 0 | 0 | 0 | 0 | 0 | 0 | 0 | 0.47239 | 0 | 0 | 1.7545 | 0 | 0 | 1.579
3165 | 2018-05-12 20:00 | 5 | Mai | 20 | 132 | 0 | 0 | 0 | 0 | 0 | 3.4142 | 0.23853 | 1.2804 | 4.9331 | 3.4142 | 0 | 0 | 0 | 0 | 0 | 0 | 0 | 0.23853 | 0 | 0 | 1.2804 | 0 | 0 | 1.1523
3166 | 2018-05-12 21:00 | 5 | Mai | 21 | 132 | 0 | 0 | 0 | 0 | 0 | 2.9968 | 0.23853 | 0.99691 | 4.2323 | 2.9968 | 0 | 0 | 0 | 0 | 0 | 0 | 0 | 0.23853 | 0 | 0 | 0.99691 | 0 | 0 | 0.89722
3167 | 2018-05-12 22:00 | 5 | Mai | 22 | 132 | 0 | 0 | 0 | 0 | 0 | 2.2662 | 0.23853 | 0.5535 | 3.0582 | 2.2662 | 0 | 0 | 0 | 0 | 0 | 0 | 0 | 0.23853 | 0 | 0 | 0.5535 | 0 | 0 | 0.49815
3168 | 2018-05-12 23:00 | 5 | Mai | 23 | 132 | 0 | 0 | 0 | 0 | 0 | 1.5726 | 0.12352 | 0.49099 | 2.1872 | 1.5726 | 0 | 0 | 0 | 0 | 0 | 0 | 0 | 0.12352 | 0 | 0 | 0.49099 | 0 | 0 | 0.44189
3169 | 2018-05-13 | 5 | Mai | 0 | 133 | 0 | 0 | 0 | 0 | 0 | 1.2135 | 0.12352 | 0.59399 | 1.931 | 1.2135 | 0 | 0 | 0 | 0 | 0 | 0 | 0 | 0.12352 | 0 | 0 | 0.59399 | 0 | 0 | 0.53459
3170 | 2018-05-13 01:00 | 5 | Mai | 1 | 133 | 0 | 0 | 0 | 0 | 0 | 1.1125 | 0.12352 | 0.39144 | 1.6275 | 1.1125 | 0 | 0 | 0 | 0 | 0 | 0 | 0 | 0.12352 | 0 | 0 | 0.39144 | 0 | 0 | 0.35229
3171 | 2018-05-13 02:00 | 5 | Mai | 2 | 133 | 0 | 0 | 0 | 0 | 0 | 1.0883 | 0.12352 | 0.014074 | 1.2259 | 1.0883 | 0 | 0 | 0 | 0 | 0 | 0 | 0 | 0.12352 | 0 | 0 | 0.014074 | 0 | 0 | 0.012667
3172 | 2018-05-13 03:00 | 5 | Mai | 3 | 133 | 0 | 0 | 0 | 0 | 0 | 1.1079 | 0.12352 | 0.026572 | 1.258 | 1.1079 | 0 | 0 | 0 | 0 | 0 | 0 | 0 | 0.12352 | 0 | 0 | 0.026572 | 0 | 0 | 0.023914
3173 | 2018-05-13 04:00 | 5 | Mai | 4 | 133 | 0.14301 | 0.14301 | 0.14301 | 0 | 0 | 1.1416 | 0.12352 | 0.02326 | 1.2884 | 1.2846 | 0 | 0 | 0 | 0 | 0 | 0 | 0 | 0.12352 | 0 | 0 | 0.02326 | 0 | 0 | 0.020934
3174 | 2018-05-13 05:00 | 5 | Mai | 5 | 133 | 9.1136 | 2.1152 | 2.2387 | 0 | 6.8749 | 0 | 0 | 0 | 0 | 2.1152 | 0 | 0 | 0 | 0 | 0 | 0 | 0 | 0.12352 | 0 | 0 | 0 | 0 | 0 | 0
3175 | 2018-05-13 06:00 | 5 | Mai | 6 | 133 | 14.418 | 2.8737 | 2.9972 | 0 | 11.4208 | 0 | 0 | 0 | 0 | 2.8737 | 0 | 0 | 0 | 0 | 0 | 0 | 0 | 0.12352 | 0 | 0 | 0 | 0 | 0 | 0
3176 | 2018-05-13 07:00 | 5 | Mai | 7 | 133 | 18.8123 | 3.0334 | 3.2719 | 0 | 15.5403 | 0 | 0 | 0 | 0 | 3.0334 | 0 | 0 | 0 | 0 | 0 | 0 | 0 | 0.23853 | 0 | 0 | 0 | 0 | 0 | 0
3177 | 2018-05-13 08:00 | 5 | Mai | 8 | 133 | 23.9736 | 3.002 | 3.3594 | 0 | 20.6143 | 0 | 0 | 0 | 0 | 3.002 | 0 | 0 | 0 | 0 | 0 | 0 | 0 | 0.35738 | 0 | 0 | 0 | 0 | 0 | 0
3178 | 2018-05-13 09:00 | 5 | Mai | 9 | 133 | 26.5088 | 2.9216 | 3.9217 | 0 | 22.5871 | 0 | 0 | 0 | 0 | 2.9216 | 0 | 0 | 0 | 0 | 0 | 0 | 0 | 0.70241 | 0 | 0 | 0.29766 | 0 | 0 | 0.2679
3179 | 2018-05-13 10:00 | 5 | Mai | 10 | 133 | 29.863 | 2.9463 | 4.2558 | 0 | 25.6072 | 0 | 0 | 0 | 0 | 2.9463 | 0 | 0 | 0 | 0 | 0 | 0 | 0 | 0.70241 | 0 | 0 | 0.60708 | 0 | 0 | 0.54638
3180 | 2018-05-13 11:00 | 5 | Mai | 11 | 133 | 15.9001 | 3.2833 | 4.6932 | 0 | 11.2069 | 0 | 0 | 0 | 0 | 3.2833 | 0 | 0 | 0 | 0 | 0 | 0 | 0 | 0.93243 | 0 | 0 | 0.47745 | 0 | 0 | 0.4297
3181 | 2018-05-13 12:00 | 5 | Mai | 12 | 133 | 14.73 | 3.2019 | 4.6464 | 0 | 10.0835 | 0 | 0 | 0 | 0 | 3.2019 | 0 | 0 | 0 | 0 | 0 | 0 | 0 | 0.93243 | 0 | 0 | 0.51211 | 0 | 0 | 0.4609
3182 | 2018-05-13 13:00 | 5 | Mai | 13 | 133 | 12.8709 | 2.8129 | 4.3357 | 0 | 8.5352 | 0 | 0 | 0 | 0 | 2.8129 | 0 | 0 | 0 | 0 | 0 | 0 | 0 | 0.81742 | 0 | 0 | 0.70537 | 0 | 0 | 0.63484
3183 | 2018-05-13 14:00 | 5 | Mai | 14 | 133 | 10.8687 | 2.5372 | 3.7979 | 0 | 7.0708 | 0 | 0 | 0 | 0 | 2.5372 | 0 | 0 | 0 | 0 | 0 | 0 | 0 | 0.5874 | 0 | 0 | 0.6733 | 0 | 0 | 0.60597
3184 | 2018-05-13 15:00 | 5 | Mai | 15 | 133 | 7.6315 | 2.3878 | 3.5512 | 0 | 4.0803 | 0 | 0 | 0 | 0 | 2.3878 | 0 | 0 | 0 | 0 | 0 | 0 | 0 | 0.47239 | 0 | 0 | 0.691 | 0 | 0 | 0.6219
3185 | 2018-05-13 16:00 | 5 | Mai | 16 | 133 | 6.1104 | 2.5975 | 4.0021 | 0 | 2.1083 | 0 | 0 | 0 | 0 | 2.5975 | 0 | 0 | 0 | 0 | 0 | 0 | 0 | 0.5874 | 0 | 0 | 0.81723 | 0 | 0 | 0.73551
3186 | 2018-05-13 17:00 | 5 | Mai | 17 | 133 | 3.4582 | 3.1854 | 3.4582 | 0 | 0 | 0 | 0.42959 | 1.2113 | 1.6409 | 3.1854 | 0 | 0 | 0 | 0 | 0 | 0 | 0 | 0.70241 | 0 | 0 | 1.2113 | 0 | 0 | 1.0901
3187 | 2018-05-13 18:00 | 5 | Mai | 18 | 133 | 0.92306 | 0.92306 | 0.92306 | 0 | 0 | 2.8204 | 0.70241 | 1.9407 | 5.4635 | 3.7434 | 0 | 0 | 0 | 0 | 0 | 0 | 0 | 0.70241 | 0 | 0 | 1.9407 | 0 | 0 | 1.7466
3188 | 2018-05-13 19:00 | 5 | Mai | 19 | 133 | 0 | 0 | 0 | 0 | 0 | 3.6636 | 0.47239 | 2.17 | 6.306 | 3.6636 | 0 | 0 | 0 | 0 | 0 | 0 | 0 | 0.47239 | 0 | 0 | 2.17 | 0 | 0 | 1.953
3189 | 2018-05-13 20:00 | 5 | Mai | 20 | 133 | 0 | 0 | 0 | 0 | 0 | 3.4142 | 0.47239 | 1.905 | 5.7916 | 3.4142 | 0 | 0 | 0 | 0 | 0 | 0 | 0 | 0.47239 | 0 | 0 | 1.905 | 0 | 0 | 1.7145
3190 | 2018-05-13 21:00 | 5 | Mai | 21 | 133 | 0 | 0 | 0 | 0 | 0 | 2.9968 | 0.23853 | 1.5578 | 4.7932 | 2.9968 | 0 | 0 | 0 | 0 | 0 | 0 | 0 | 0.23853 | 0 | 0 | 1.5578 | 0 | 0 | 1.402
3191 | 2018-05-13 22:00 | 5 | Mai | 22 | 133 | 0 | 0 | 0 | 0 | 0 | 2.2662 | 0.23853 | 0.88022 | 3.3849 | 2.2662 | 0 | 0 | 0 | 0 | 0 | 0 | 0 | 0.23853 | 0 | 0 | 0.88022 | 0 | 0 | 0.7922
3192 | 2018-05-13 23:00 | 5 | Mai | 23 | 133 | 0 | 0 | 0 | 0 | 0 | 1.5726 | 0.12352 | 0.73599 | 2.4322 | 1.5726 | 0 | 0 | 0 | 0 | 0 | 0 | 0 | 0.12352 | 0 | 0 | 0.73599 | 0 | 0 | 0.66239
3193 | 2018-05-14 | 5 | Mai | 0 | 134 | 0 | 0 | 0 | 0 | 0 | 1.3604 | 0.12352 | 0.37687 | 1.8608 | 1.3604 | 0 | 0 | 0 | 0 | 0 | 0 | 0 | 0.12352 | 0 | 0 | 0.37687 | 0 | 0 | 0.33918
3194 | 2018-05-14 01:00 | 5 | Mai | 1 | 134 | 0 | 0 | 0 | 0 | 0 | 1.1574 | 0.12352 | 0.57442 | 1.8553 | 1.1574 | 0 | 0 | 0 | 0 | 0 | 0 | 0 | 0.12352 | 0 | 0 | 0.57442 | 0 | 0 | 0.51697
3195 | 2018-05-14 02:00 | 5 | Mai | 2 | 134 | 0 | 0 | 0 | 0 | 0 | 1.1022 | 0.23853 | 0.34995 | 1.6907 | 1.1022 | 0 | 0 | 0 | 0 | 0 | 0 | 0 | 0.23853 | 0 | 0 | 0.34995 | 0 | 0 | 0.31496
3196 | 2018-05-14 03:00 | 5 | Mai | 3 | 134 | 0 | 0 | 0 | 0 | 0 | 1.0893 | 0.23853 | 0 | 1.3279 | 1.0893 | 0 | 0 | 0 | 0 | 0 | 0 | 0 | 0.23853 | 0 | 0 | 0 | 0 | 0 | 0
3197 | 2018-05-14 04:00 | 5 | Mai | 4 | 134 | 0.16901 | 0.16901 | 0.16901 | 0 | 0 | 0.96155 | 0.47239 | 0 | 1.4339 | 1.1306 | 0 | 0 | 0 | 0 | 0 | 0 | 0 | 0.47239 | 0 | 0 | 0 | 0 | 0 | 0
3198 | 2018-05-14 05:00 | 5 | Mai | 5 | 134 | 7.5925 | 1.4073 | 2.1097 | 0 | 5.4828 | 0 | 0 | 0 | 0 | 1.4073 | 0 | 0 | 0 | 0 | 0 | 0 | 0 | 0.70241 | 0 | 0 | 0 | 0 | 0 | 0
3199 | 2018-05-14 06:00 | 5 | Mai | 6 | 134 | 12.1428 | 2.1219 | 3.2882 | 0 | 8.8546 | 0 | 0 | 0 | 0 | 2.1219 | 0 | 0 | 0 | 0 | 0 | 0 | 0 | 1.1663 | 0 | 0 | 0 | 0 | 0 | 0
3200 | 2018-05-14 07:00 | 5 | Mai | 7 | 134 | 16.3291 | 2.8726 | 4.0389 | 0 | 12.2902 | 0 | 0 | 0 | 0 | 2.8726 | 0 | 0 | 0 | 0 | 0 | 0 | 0 | 1.1663 | 0 | 0 | 0 | 0 | 0 | 0
3201 | 2018-05-14 08:00 | 5 | Mai | 8 | 134 | 20.6844 | 3.2993 | 4.2317 | 0 | 16.4527 | 0 | 0 | 0 | 0 | 3.2993 | 0 | 0 | 0 | 0 | 0 | 0 | 0 | 0.93243 | 0 | 0 | 0 | 0 | 0 | 0
3202 | 2018-05-14 09:00 | 5 | Mai | 9 | 134 | 24.9487 | 3.5652 | 4.3595 | 0 | 20.5892 | 0 | 0 | 0 | 0 | 3.5652 | 0 | 0 | 0 | 0 | 0 | 0 | 0 | 0.5874 | 0 | 0 | 0.20694 | 0 | 0 | 0.18624
3203 | 2018-05-14 10:00 | 5 | Mai | 10 | 134 | 28.1729 | 3.7414 | 4.6578 | 0 | 23.5151 | 0 | 0 | 0 | 0 | 3.7414 | 0 | 0 | 0 | 0 | 0 | 0 | 0 | 0.47239 | 0 | 0 | 0.44402 | 0 | 0 | 0.39962
3204 | 2018-05-14 11:00 | 5 | Mai | 11 | 134 | 29.564 | 3.9382 | 5.0737 | 0 | 24.4903 | 0 | 0 | 0 | 0 | 3.9382 | 0 | 0 | 0 | 0 | 0 | 0 | 0 | 0.70241 | 0 | 0 | 0.43304 | 0 | 0 | 0.38973
3205 | 2018-05-14 12:00 | 5 | Mai | 12 | 134 | 29.278 | 3.8573 | 5.631 | 0 | 23.647 | 0 | 0 | 0 | 0 | 3.8573 | 0 | 0 | 0 | 0 | 0 | 0 | 0 | 0.93243 | 0 | 0 | 0.84126 | 0 | 0 | 0.75713
3206 | 2018-05-14 13:00 | 5 | Mai | 13 | 134 | 27.1718 | 3.5239 | 5.2306 | 0 | 21.9413 | 0 | 0 | 0 | 0 | 3.5239 | 0 | 0 | 0 | 0 | 0 | 0 | 0 | 0.5874 | 0 | 0 | 1.1192 | 0 | 0 | 1.0073
3207 | 2018-05-14 14:00 | 5 | Mai | 14 | 134 | 23.7006 | 3.2642 | 4.6168 | 0 | 19.0838 | 0 | 0 | 0 | 0 | 3.2642 | 0 | 0 | 0 | 0 | 0 | 0 | 0 | 0.35355 | 0 | 0 | 0.99905 | 0 | 0 | 0.89914
3208 | 2018-05-14 15:00 | 5 | Mai | 15 | 134 | 18.9163 | 3.2199 | 4.1768 | 0 | 14.7395 | 0 | 0 | 0 | 0 | 3.2199 | 0 | 0 | 0 | 0 | 0 | 0 | 0 | 0.35355 | 0 | 0 | 0.6033 | 0 | 0 | 0.54297
3209 | 2018-05-14 16:00 | 5 | Mai | 16 | 134 | 14.47 | 3.4848 | 5.2524 | 0 | 9.2175 | 0 | 0 | 0 | 0 | 3.4848 | 0 | 0 | 0 | 0 | 0 | 0 | 0 | 0.5874 | 0 | 0 | 1.1803 | 0 | 0 | 1.0622
3210 | 2018-05-14 17:00 | 5 | Mai | 17 | 134 | 10.5177 | 3.9774 | 6.7493 | 0 | 3.7684 | 0 | 0 | 0 | 0 | 3.9774 | 0 | 0 | 0 | 0 | 0 | 0 | 0 | 0.70241 | 0 | 0 | 2.0695 | 0 | 0 | 1.8626
3211 | 2018-05-14 18:00 | 5 | Mai | 18 | 134 | 5.3824 | 4.2819 | 5.3824 | 0 | 0 | 0 | 0 | 2.2663 | 2.2663 | 4.2819 | 0 | 0 | 0 | 0 | 0 | 0 | 0 | 0.70241 | 0 | 0 | 2.6644 | 0 | 0 | 2.398
3212 | 2018-05-14 19:00 | 5 | Mai | 19 | 134 | 0 | 0 | 0 | 0 | 0 | 3.9176 | 0.5874 | 2.5359 | 7.0409 | 3.9176 | 0 | 0 | 0 | 0 | 0 | 0 | 0 | 0.5874 | 0 | 0 | 2.5359 | 0 | 0 | 2.2823
3213 | 2018-05-14 20:00 | 5 | Mai | 20 | 134 | 0 | 0 | 0 | 0 | 0 | 3.2364 | 0.47239 | 1.8296 | 5.5384 | 3.2364 | 0 | 0 | 0 | 0 | 0 | 0 | 0 | 0.47239 | 0 | 0 | 1.8296 | 0 | 0 | 1.6467
3214 | 2018-05-14 21:00 | 5 | Mai | 21 | 134 | 0 | 0 | 0 | 0 | 0 | 3.0561 | 0.23853 | 1.4543 | 4.7489 | 3.0561 | 0 | 0 | 0 | 0 | 0 | 0 | 0 | 0.23853 | 0 | 0 | 1.4543 | 0 | 0 | 1.3089
3215 | 2018-05-14 22:00 | 5 | Mai | 22 | 134 | 0 | 0 | 0 | 0 | 0 | 2.6011 | 0.23853 | 0.9957 | 3.8353 | 2.6011 | 0 | 0 | 0 | 0 | 0 | 0 | 0 | 0.23853 | 0 | 0 | 0.9957 | 0 | 0 | 0.89613
3216 | 2018-05-14 23:00 | 5 | Mai | 23 | 134 | 0 | 0 | 0 | 0 | 0 | 1.7169 | 0.12352 | 0.63126 | 2.4717 | 1.7169 | 0 | 0 | 0 | 0 | 0 | 0 | 0 | 0.12352 | 0 | 0 | 0.63126 | 0 | 0 | 0.56813
3217 | 2018-05-15 | 5 | Mai | 0 | 135 | 0 | 0 | 0 | 0 | 0 | 1.33 | 0.12352 | 0.34706 | 1.8005 | 1.33 | 0 | 0 | 0 | 0 | 0 | 0 | 0 | 0.12352 | 0 | 0 | 0.34706 | 0 | 0 | 0.31235
3218 | 2018-05-15 01:00 | 5 | Mai | 1 | 135 | 0 | 0 | 0 | 0 | 0 | 1.2259 | 0.12352 | 0.040439 | 1.3898 | 1.2259 | 0 | 0 | 0 | 0 | 0 | 0 | 0 | 0.12352 | 0 | 0 | 0.040439 | 0 | 0 | 0.036395
3219 | 2018-05-15 02:00 | 5 | Mai | 2 | 135 | 0 | 0 | 0 | 0 | 0 | 1.1661 | 0.23853 | 0.042189 | 1.4468 | 1.1661 | 0 | 0 | 0 | 0 | 0 | 0 | 0 | 0.23853 | 0 | 0 | 0.042189 | 0 | 0 | 0.03797
3220 | 2018-05-15 03:00 | 5 | Mai | 3 | 135 | 0 | 0 | 0 | 0 | 0 | 1.2058 | 0.23853 | 0 | 1.4443 | 1.2058 | 0 | 0 | 0 | 0 | 0 | 0 | 0 | 0.23853 | 0 | 0 | 0 | 0 | 0 | 0
3221 | 2018-05-15 04:00 | 5 | Mai | 4 | 135 | 0.16901 | 0.16901 | 0.16901 | 0 | 0 | 1.2522 | 0.47239 | 0 | 1.7245 | 1.4212 | 0 | 0 | 0 | 0 | 0 | 0 | 0 | 0.47239 | 0 | 0 | 0 | 0 | 0 | 0
3222 | 2018-05-15 05:00 | 5 | Mai | 5 | 135 | 6.9685 | 2.2178 | 2.9202 | 0 | 4.0483 | 0 | 0 | 0 | 0 | 2.2178 | 0 | 0 | 0 | 0 | 0 | 0 | 0 | 0.70241 | 0 | 0 | 0 | 0 | 0 | 0
3223 | 2018-05-15 06:00 | 5 | Mai | 6 | 135 | 11.4278 | 2.8737 | 4.04 | 0 | 7.3878 | 0 | 0 | 0 | 0 | 2.8737 | 0 | 0 | 0 | 0 | 0 | 0 | 0 | 1.1663 | 0 | 0 | 0 | 0 | 0 | 0
3224 | 2018-05-15 07:00 | 5 | Mai | 7 | 135 | 15.9781 | 3.1189 | 4.2852 | 0 | 11.6928 | 0 | 0 | 0 | 0 | 3.1189 | 0 | 0 | 0 | 0 | 0 | 0 | 0 | 1.1663 | 0 | 0 | 0 | 0 | 0 | 0
3225 | 2018-05-15 08:00 | 5 | Mai | 8 | 135 | 20.3334 | 3.1694 | 4.1019 | 0 | 16.2315 | 0 | 0 | 0 | 0 | 3.1694 | 0 | 0 | 0 | 0 | 0 | 0 | 0 | 0.93243 | 0 | 0 | 0 | 0 | 0 | 0
3226 | 2018-05-15 09:00 | 5 | Mai | 9 | 135 | 24.0906 | 3.07 | 3.8643 | 0 | 20.2263 | 0 | 0 | 0 | 0 | 3.07 | 0 | 0 | 0 | 0 | 0 | 0 | 0 | 0.5874 | 0 | 0 | 0.20694 | 0 | 0 | 0.18624
3227 | 2018-05-15 10:00 | 5 | Mai | 10 | 135 | 26.8598 | 3.1256 | 4.042 | 0 | 22.8178 | 0 | 0 | 0 | 0 | 3.1256 | 0 | 0 | 0 | 0 | 0 | 0 | 0 | 0.47239 | 0 | 0 | 0.44402 | 0 | 0 | 0.39962
3228 | 2018-05-15 11:00 | 5 | Mai | 11 | 135 | 28.0819 | 3.4523 | 4.5878 | 0 | 23.4941 | 0 | 0 | 0 | 0 | 3.4523 | 0 | 0 | 0 | 0 | 0 | 0 | 0 | 0.70241 | 0 | 0 | 0.43304 | 0 | 0 | 0.38973
3229 | 2018-05-15 12:00 | 5 | Mai | 12 | 135 | 28.1079 | 3.3472 | 5.1209 | 0 | 22.987 | 0 | 0 | 0 | 0 | 3.3472 | 0 | 0 | 0 | 0 | 0 | 0 | 0 | 0.93243 | 0 | 0 | 0.84126 | 0 | 0 | 0.75713
3230 | 2018-05-15 13:00 | 5 | Mai | 13 | 135 | 26.3268 | 2.9159 | 4.6226 | 0 | 21.7042 | 0 | 0 | 0 | 0 | 2.9159 | 0 | 0 | 0 | 0 | 0 | 0 | 0 | 0.5874 | 0 | 0 | 1.1192 | 0 | 0 | 1.0073
3231 | 2018-05-15 14:00 | 5 | Mai | 14 | 135 | 22.5565 | 2.648 | 4.0006 | 0 | 18.5559 | 0 | 0 | 0 | 0 | 2.648 | 0 | 0 | 0 | 0 | 0 | 0 | 0 | 0.35355 | 0 | 0 | 0.99905 | 0 | 0 | 0.89914
3232 | 2018-05-15 15:00 | 5 | Mai | 15 | 135 | 18.0322 | 2.5656 | 3.5224 | 0 | 14.5098 | 0 | 0 | 0 | 0 | 2.5656 | 0 | 0 | 0 | 0 | 0 | 0 | 0 | 0.35355 | 0 | 0 | 0.6033 | 0 | 0 | 0.54297
3233 | 2018-05-15 16:00 | 5 | Mai | 16 | 135 | 13.8199 | 2.7248 | 4.4924 | 0 | 9.3275 | 0 | 0 | 0 | 0 | 2.7248 | 0 | 0 | 0 | 0 | 0 | 0 | 0 | 0.5874 | 0 | 0 | 1.1803 | 0 | 0 | 1.0622
3234 | 2018-05-15 17:00 | 5 | Mai | 17 | 135 | 9.9197 | 3.1303 | 5.9022 | 0 | 4.0174 | 0 | 0 | 0 | 0 | 3.1303 | 0 | 0 | 0 | 0 | 0 | 0 | 0 | 0.70241 | 0 | 0 | 2.0695 | 0 | 0 | 1.8626
3235 | 2018-05-15 18:00 | 5 | Mai | 18 | 135 | 4.9663 | 3.6038 | 4.9663 | 0 | 0 | 0 | 0 | 2.0043 | 2.0043 | 3.6038 | 0 | 0 | 0 | 0 | 0 | 0 | 0 | 0.70241 | 0 | 0 | 2.6644 | 0 | 0 | 2.398
3236 | 2018-05-15 19:00 | 5 | Mai | 19 | 135 | 0.026002 | 0.026002 | 0.026002 | 0 | 0 | 3.6072 | 0.5874 | 2.5359 | 6.7305 | 3.6332 | 0 | 0 | 0 | 0 | 0 | 0 | 0 | 0.5874 | 0 | 0 | 2.5359 | 0 | 0 | 2.2823
3237 | 2018-05-15 20:00 | 5 | Mai | 20 | 135 | 0 | 0 | 0 | 0 | 0 | 3.4466 | 0.47239 | 1.8296 | 5.7487 | 3.4466 | 0 | 0 | 0 | 0 | 0 | 0 | 0 | 0.47239 | 0 | 0 | 1.8296 | 0 | 0 | 1.6467
3238 | 2018-05-15 21:00 | 5 | Mai | 21 | 135 | 0 | 0 | 0 | 0 | 0 | 3.1782 | 0.23853 | 1.4543 | 4.871 | 3.1782 | 0 | 0 | 0 | 0 | 0 | 0 | 0 | 0.23853 | 0 | 0 | 1.4543 | 0 | 0 | 1.3089
3239 | 2018-05-15 22:00 | 5 | Mai | 22 | 135 | 0 | 0 | 0 | 0 | 0 | 2.5099 | 0.23853 | 0.9957 | 3.7441 | 2.5099 | 0 | 0 | 0 | 0 | 0 | 0 | 0 | 0.23853 | 0 | 0 | 0.9957 | 0 | 0 | 0.89613
3240 | 2018-05-15 23:00 | 5 | Mai | 23 | 135 | 0 | 0 | 0 | 0 | 0 | 1.7169 | 0.12352 | 0.63126 | 2.4717 | 1.7169 | 0 | 0 | 0 | 0 | 0 | 0 | 0 | 0.12352 | 0 | 0 | 0.63126 | 0 | 0 | 0.56813
3241 | 2018-05-16 | 5 | Mai | 0 | 136 | 0 | 0 | 0 | 0 | 0 | 1.33 | 0.12352 | 0.34706 | 1.8005 | 1.33 | 0 | 0 | 0 | 0 | 0 | 0 | 0 | 0.12352 | 0 | 0 | 0.34706 | 0 | 0 | 0.31235
3242 | 2018-05-16 01:00 | 5 | Mai | 1 | 136 | 0 | 0 | 0 | 0 | 0 | 1.2259 | 0.12352 | 0.040439 | 1.3898 | 1.2259 | 0 | 0 | 0 | 0 | 0 | 0 | 0 | 0.12352 | 0 | 0 | 0.040439 | 0 | 0 | 0.036395
3243 | 2018-05-16 02:00 | 5 | Mai | 2 | 136 | 0 | 0 | 0 | 0 | 0 | 1.1661 | 0.23853 | 0.042189 | 1.4468 | 1.1661 | 0 | 0 | 0 | 0 | 0 | 0 | 0 | 0.23853 | 0 | 0 | 0.042189 | 0 | 0 | 0.03797
3244 | 2018-05-16 03:00 | 5 | Mai | 3 | 136 | 0 | 0 | 0 | 0 | 0 | 1.2058 | 0.23853 | 0 | 1.4443 | 1.2058 | 0 | 0 | 0 | 0 | 0 | 0 | 0 | 0.23853 | 0 | 0 | 0 | 0 | 0 | 0
3245 | 2018-05-16 04:00 | 5 | Mai | 4 | 136 | 0.16901 | 0.16901 | 0.16901 | 0 | 0 | 1.2522 | 0.47239 | 0 | 1.7245 | 1.4212 | 0 | 0 | 0 | 0 | 0 | 0 | 0 | 0.47239 | 0 | 0 | 0 | 0 | 0 | 0
3246 | 2018-05-16 05:00 | 5 | Mai | 5 | 136 | 6.2534 | 2.2178 | 2.9202 | 0 | 3.3333 | 0 | 0 | 0 | 0 | 2.2178 | 0 | 0 | 0 | 0 | 0 | 0 | 0 | 0.70241 | 0 | 0 | 0 | 0 | 0 | 0
3247 | 2018-05-16 06:00 | 5 | Mai | 6 | 136 | 10.5437 | 2.8737 | 4.04 | 0 | 6.5037 | 0 | 0 | 0 | 0 | 2.8737 | 0 | 0 | 0 | 0 | 0 | 0 | 0 | 1.1663 | 0 | 0 | 0 | 0 | 0 | 0
3248 | 2018-05-16 07:00 | 5 | Mai | 7 | 136 | 15.562 | 3.1189 | 4.2852 | 0 | 11.2768 | 0 | 0 | 0 | 0 | 3.1189 | 0 | 0 | 0 | 0 | 0 | 0 | 0 | 1.1663 | 0 | 0 | 0 | 0 | 0 | 0
3249 | 2018-05-16 08:00 | 5 | Mai | 8 | 136 | 20.8404 | 3.1694 | 4.1019 | 0 | 16.7385 | 0 | 0 | 0 | 0 | 3.1694 | 0 | 0 | 0 | 0 | 0 | 0 | 0 | 0.93243 | 0 | 0 | 0 | 0 | 0 | 0
3250 | 2018-05-16 09:00 | 5 | Mai | 9 | 136 | 23.9086 | 3.07 | 3.8643 | 0 | 20.0443 | 0 | 0 | 0 | 0 | 3.07 | 0 | 0 | 0 | 0 | 0 | 0 | 0 | 0.5874 | 0 | 0 | 0.20694 | 0 | 0 | 0.18624
3251 | 2018-05-16 10:00 | 5 | Mai | 10 | 136 | 26.1708 | 3.1256 | 4.042 | 0 | 22.1287 | 0 | 0 | 0 | 0 | 3.1256 | 0 | 0 | 0 | 0 | 0 | 0 | 0 | 0.47239 | 0 | 0 | 0.44402 | 0 | 0 | 0.39962
3252 | 2018-05-16 11:00 | 5 | Mai | 11 | 136 | 27.9649 | 3.4523 | 4.5878 | 0 | 23.3771 | 0 | 0 | 0 | 0 | 3.4523 | 0 | 0 | 0 | 0 | 0 | 0 | 0 | 0.70241 | 0 | 0 | 0.43304 | 0 | 0 | 0.38973
3253 | 2018-05-16 12:00 | 5 | Mai | 12 | 136 | 27.8999 | 3.3472 | 5.1209 | 0 | 22.779 | 0 | 0 | 0 | 0 | 3.3472 | 0 | 0 | 0 | 0 | 0 | 0 | 0 | 0.93243 | 0 | 0 | 0.84126 | 0 | 0 | 0.75713
3254 | 2018-05-16 13:00 | 5 | Mai | 13 | 136 | 25.6507 | 2.9159 | 4.6226 | 0 | 21.0282 | 0 | 0 | 0 | 0 | 2.9159 | 0 | 0 | 0 | 0 | 0 | 0 | 0 | 0.5874 | 0 | 0 | 1.1192 | 0 | 0 | 1.0073
3255 | 2018-05-16 14:00 | 5 | Mai | 14 | 136 | 21.6465 | 2.648 | 4.0006 | 0 | 17.6459 | 0 | 0 | 0 | 0 | 2.648 | 0 | 0 | 0 | 0 | 0 | 0 | 0 | 0.35355 | 0 | 0 | 0.99905 | 0 | 0 | 0.89914
3256 | 2018-05-16 15:00 | 5 | Mai | 15 | 136 | 17.0441 | 2.5656 | 3.5224 | 0 | 13.5218 | 0 | 0 | 0 | 0 | 2.5656 | 0 | 0 | 0 | 0 | 0 | 0 | 0 | 0.35355 | 0 | 0 | 0.6033 | 0 | 0 | 0.54297
3257 | 2018-05-16 16:00 | 5 | Mai | 16 | 136 | 13.4039 | 2.7248 | 4.4924 | 0 | 8.9115 | 0 | 0 | 0 | 0 | 2.7248 | 0 | 0 | 0 | 0 | 0 | 0 | 0 | 0.5874 | 0 | 0 | 1.1803 | 0 | 0 | 1.0622
3258 | 2018-05-16 17:00 | 5 | Mai | 17 | 136 | 9.0096 | 3.1303 | 5.9022 | 0 | 3.1074 | 0 | 0 | 0 | 0 | 3.1303 | 0 | 0 | 0 | 0 | 0 | 0 | 0 | 0.70241 | 0 | 0 | 2.0695 | 0 | 0 | 1.8626
3259 | 2018-05-16 18:00 | 5 | Mai | 18 | 136 | 3.9133 | 3.6038 | 3.9133 | 0 | 0 | 0 | 0.39295 | 2.6644 | 3.0573 | 3.6038 | 0 | 0 | 0 | 0 | 0 | 0 | 0 | 0.70241 | 0 | 0 | 2.6644 | 0 | 0 | 2.398
3260 | 2018-05-16 19:00 | 5 | Mai | 19 | 136 | 0.026002 | 0.026002 | 0.026002 | 0 | 0 | 3.6072 | 0.5874 | 2.5359 | 6.7305 | 3.6332 | 0 | 0 | 0 | 0 | 0 | 0 | 0 | 0.5874 | 0 | 0 | 2.5359 | 0 | 0 | 2.2823
3261 | 2018-05-16 20:00 | 5 | Mai | 20 | 136 | 0 | 0 | 0 | 0 | 0 | 3.4466 | 0.47239 | 1.8296 | 5.7487 | 3.4466 | 0 | 0 | 0 | 0 | 0 | 0 | 0 | 0.47239 | 0 | 0 | 1.8296 | 0 | 0 | 1.6467
3262 | 2018-05-16 21:00 | 5 | Mai | 21 | 136 | 0 | 0 | 0 | 0 | 0 | 3.1782 | 0.23853 | 1.4543 | 4.871 | 3.1782 | 0 | 0 | 0 | 0 | 0 | 0 | 0 | 0.23853 | 0 | 0 | 1.4543 | 0 | 0 | 1.3089
3263 | 2018-05-16 22:00 | 5 | Mai | 22 | 136 | 0 | 0 | 0 | 0 | 0 | 2.5099 | 0.23853 | 0.9957 | 3.7441 | 2.5099 | 0 | 0 | 0 | 0 | 0 | 0 | 0 | 0.23853 | 0 | 0 | 0.9957 | 0 | 0 | 0.89613
3264 | 2018-05-16 23:00 | 5 | Mai | 23 | 136 | 0 | 0 | 0 | 0 | 0 | 1.7169 | 0.12352 | 0.63126 | 2.4717 | 1.7169 | 0 | 0 | 0 | 0 | 0 | 0 | 0 | 0.12352 | 0 | 0 | 0.63126 | 0 | 0 | 0.56813
3265 | 2018-05-17 | 5 | Mai | 0 | 137 | 0 | 0 | 0 | 0 | 0 | 1.33 | 0.12352 | 0.34706 | 1.8005 | 1.33 | 0 | 0 | 0 | 0 | 0 | 0 | 0 | 0.12352 | 0 | 0 | 0.34706 | 0 | 0 | 0.31235
3266 | 2018-05-17 01:00 | 5 | Mai | 1 | 137 | 0 | 0 | 0 | 0 | 0 | 1.2259 | 0.12352 | 0.040439 | 1.3898 | 1.2259 | 0 | 0 | 0 | 0 | 0 | 0 | 0 | 0.12352 | 0 | 0 | 0.040439 | 0 | 0 | 0.036395
3267 | 2018-05-17 02:00 | 5 | Mai | 2 | 137 | 0 | 0 | 0 | 0 | 0 | 1.1661 | 0.23853 | 0.042189 | 1.4468 | 1.1661 | 0 | 0 | 0 | 0 | 0 | 0 | 0 | 0.23853 | 0 | 0 | 0.042189 | 0 | 0 | 0.03797
3268 | 2018-05-17 03:00 | 5 | Mai | 3 | 137 | 0 | 0 | 0 | 0 | 0 | 1.2058 | 0.23853 | 0 | 1.4443 | 1.2058 | 0 | 0 | 0 | 0 | 0 | 0 | 0 | 0.23853 | 0 | 0 | 0 | 0 | 0 | 0
3269 | 2018-05-17 04:00 | 5 | Mai | 4 | 137 | 0.16901 | 0.16901 | 0.16901 | 0 | 0 | 1.2522 | 0.47239 | 0 | 1.7245 | 1.4212 | 0 | 0 | 0 | 0 | 0 | 0 | 0 | 0.47239 | 0 | 0 | 0 | 0 | 0 | 0
3270 | 2018-05-17 05:00 | 5 | Mai | 5 | 137 | 5.9284 | 2.2178 | 2.9202 | 0 | 3.0082 | 0 | 0 | 0 | 0 | 2.2178 | 0 | 0 | 0 | 0 | 0 | 0 | 0 | 0.70241 | 0 | 0 | 0 | 0 | 0 | 0
3271 | 2018-05-17 06:00 | 5 | Mai | 6 | 137 | 10.2317 | 2.8737 | 4.04 | 0 | 6.1917 | 0 | 0 | 0 | 0 | 2.8737 | 0 | 0 | 0 | 0 | 0 | 0 | 0 | 1.1663 | 0 | 0 | 0 | 0 | 0 | 0
3272 | 2018-05-17 07:00 | 5 | Mai | 7 | 137 | 14.405 | 3.1189 | 4.2852 | 0 | 10.1197 | 0 | 0 | 0 | 0 | 3.1189 | 0 | 0 | 0 | 0 | 0 | 0 | 0 | 1.1663 | 0 | 0 | 0 | 0 | 0 | 0
3273 | 2018-05-17 08:00 | 5 | Mai | 8 | 137 | 18.5392 | 3.1694 | 4.1019 | 0 | 14.4374 | 0 | 0 | 0 | 0 | 3.1694 | 0 | 0 | 0 | 0 | 0 | 0 | 0 | 0.93243 | 0 | 0 | 0 | 0 | 0 | 0
3274 | 2018-05-17 09:00 | 5 | Mai | 9 | 137 | 22.0625 | 3.07 | 3.8643 | 0 | 18.1982 | 0 | 0 | 0 | 0 | 3.07 | 0 | 0 | 0 | 0 | 0 | 0 | 0 | 0.5874 | 0 | 0 | 0.20694 | 0 | 0 | 0.18624
3275 | 2018-05-17 10:00 | 5 | Mai | 10 | 137 | 24.7667 | 3.1256 | 4.042 | 0 | 20.7246 | 0 | 0 | 0 | 0 | 3.1256 | 0 | 0 | 0 | 0 | 0 | 0 | 0 | 0.47239 | 0 | 0 | 0.44402 | 0 | 0 | 0.39962
3276 | 2018-05-17 11:00 | 5 | Mai | 11 | 137 | 24.9097 | 3.4523 | 4.5878 | 0 | 20.3219 | 0 | 0 | 0 | 0 | 3.4523 | 0 | 0 | 0 | 0 | 0 | 0 | 0 | 0.70241 | 0 | 0 | 0.43304 | 0 | 0 | 0.38973
3277 | 2018-05-17 12:00 | 5 | Mai | 12 | 137 | 23.8956 | 3.3472 | 5.1209 | 0 | 18.7747 | 0 | 0 | 0 | 0 | 3.3472 | 0 | 0 | 0 | 0 | 0 | 0 | 0 | 0.93243 | 0 | 0 | 0.84126 | 0 | 0 | 0.75713
3278 | 2018-05-17 13:00 | 5 | Mai | 13 | 137 | 22.1925 | 2.9159 | 4.6226 | 0 | 17.5699 | 0 | 0 | 0 | 0 | 2.9159 | 0 | 0 | 0 | 0 | 0 | 0 | 0 | 0.5874 | 0 | 0 | 1.1192 | 0 | 0 | 1.0073
3279 | 2018-05-17 14:00 | 5 | Mai | 14 | 137 | 18.9943 | 2.648 | 4.0006 | 0 | 14.9937 | 0 | 0 | 0 | 0 | 2.648 | 0 | 0 | 0 | 0 | 0 | 0 | 0 | 0.35355 | 0 | 0 | 0.99905 | 0 | 0 | 0.89914
3280 | 2018-05-17 15:00 | 5 | Mai | 15 | 137 | 15.289 | 2.5656 | 3.5224 | 0 | 11.7666 | 0 | 0 | 0 | 0 | 2.5656 | 0 | 0 | 0 | 0 | 0 | 0 | 0 | 0.35355 | 0 | 0 | 0.6033 | 0 | 0 | 0.54297
3281 | 2018-05-17 16:00 | 5 | Mai | 16 | 137 | 11.2068 | 2.7248 | 4.4924 | 0 | 6.7143 | 0 | 0 | 0 | 0 | 2.7248 | 0 | 0 | 0 | 0 | 0 | 0 | 0 | 0.5874 | 0 | 0 | 1.1803 | 0 | 0 | 1.0622
3282 | 2018-05-17 17:00 | 5 | Mai | 17 | 137 | 7.6055 | 3.1303 | 5.9022 | 0 | 1.7033 | 0 | 0 | 0 | 0 | 3.1303 | 0 | 0 | 0 | 0 | 0 | 0 | 0 | 0.70241 | 0 | 0 | 2.0695 | 0 | 0 | 1.8626
3283 | 2018-05-17 18:00 | 5 | Mai | 18 | 137 | 2.7692 | 2.7692 | 2.7692 | 0 | 0 | 0.83461 | 0.70241 | 2.6644 | 4.2014 | 3.6038 | 0 | 0 | 0 | 0 | 0 | 0 | 0 | 0.70241 | 0 | 0 | 2.6644 | 0 | 0 | 2.398
3284 | 2018-05-17 19:00 | 5 | Mai | 19 | 137 | 0 | 0 | 0 | 0 | 0 | 3.6332 | 0.5874 | 2.5359 | 6.7565 | 3.6332 | 0 | 0 | 0 | 0 | 0 | 0 | 0 | 0.5874 | 0 | 0 | 2.5359 | 0 | 0 | 2.2823
3285 | 2018-05-17 20:00 | 5 | Mai | 20 | 137 | 0 | 0 | 0 | 0 | 0 | 3.4466 | 0.47239 | 1.8296 | 5.7487 | 3.4466 | 0 | 0 | 0 | 0 | 0 | 0 | 0 | 0.47239 | 0 | 0 | 1.8296 | 0 | 0 | 1.6467
3286 | 2018-05-17 21:00 | 5 | Mai | 21 | 137 | 0 | 0 | 0 | 0 | 0 | 3.1782 | 0.23853 | 1.4543 | 4.871 | 3.1782 | 0 | 0 | 0 | 0 | 0 | 0 | 0 | 0.23853 | 0 | 0 | 1.4543 | 0 | 0 | 1.3089
3287 | 2018-05-17 22:00 | 5 | Mai | 22 | 137 | 0 | 0 | 0 | 0 | 0 | 2.5099 | 0.23853 | 0.9957 | 3.7441 | 2.5099 | 0 | 0 | 0 | 0 | 0 | 0 | 0 | 0.23853 | 0 | 0 | 0.9957 | 0 | 0 | 0.89613
3288 | 2018-05-17 23:00 | 5 | Mai | 23 | 137 | 0 | 0 | 0 | 0 | 0 | 1.7169 | 0.12352 | 0.12317 | 1.9636 | 1.7169 | 0 | 0 | 0 | 0 | 0 | 0 | 0 | 0.12352 | 0 | 0 | 0.12317 | 0 | 0 | 0.11085
3289 | 2018-05-18 | 5 | Mai | 0 | 138 | 0 | 0 | 0 | 0 | 0 | 1.33 | 0.12352 | 0.091347 | 1.5448 | 1.33 | 0 | 0 | 0 | 0 | 0 | 0 | 0 | 0.12352 | 0 | 0 | 0.091347 | 0 | 0 | 0.082212
3290 | 2018-05-18 01:00 | 5 | Mai | 1 | 138 | 0 | 0 | 0 | 0 | 0 | 1.2259 | 0.12352 | 0 | 1.3494 | 1.2259 | 0 | 0 | 0 | 0 | 0 | 0 | 0 | 0.12352 | 0 | 0 | 0 | 0 | 0 | 0
3291 | 2018-05-18 02:00 | 5 | Mai | 2 | 138 | 0 | 0 | 0 | 0 | 0 | 1.1661 | 0.23853 | 0.11659 | 1.5212 | 1.1661 | 0 | 0 | 0 | 0 | 0 | 0 | 0 | 0.23853 | 0 | 0 | 0.11659 | 0 | 0 | 0.10493
3292 | 2018-05-18 03:00 | 5 | Mai | 3 | 138 | 0 | 0 | 0 | 0 | 0 | 1.2058 | 0.23853 | 0.042301 | 1.4866 | 1.2058 | 0 | 0 | 0 | 0 | 0 | 0 | 0 | 0.23853 | 0 | 0 | 0.042301 | 0 | 0 | 0.038071
3293 | 2018-05-18 04:00 | 5 | Mai | 4 | 138 | 0.16901 | 0.16901 | 0.16901 | 0 | 0 | 1.2522 | 0.47239 | 0.039756 | 1.7643 | 1.4212 | 0 | 0 | 0 | 0 | 0 | 0 | 0 | 0.47239 | 0 | 0 | 0.039756 | 0 | 0 | 0.035781
3294 | 2018-05-18 05:00 | 5 | Mai | 5 | 138 | 5.3564 | 2.2178 | 2.9202 | 0 | 2.4362 | 0 | 0 | 0 | 0 | 2.2178 | 0 | 0 | 0 | 0 | 0 | 0 | 0 | 0.70241 | 0 | 0 | 0 | 0 | 0 | 0
3295 | 2018-05-18 06:00 | 5 | Mai | 6 | 138 | 9.1916 | 2.8737 | 4.04 | 0 | 5.1516 | 0 | 0 | 0 | 0 | 2.8737 | 0 | 0 | 0 | 0 | 0 | 0 | 0 | 1.1663 | 0 | 0 | 0 | 0 | 0 | 0
3296 | 2018-05-18 07:00 | 5 | Mai | 7 | 138 | 13.0269 | 3.1189 | 4.2852 | 0 | 8.7416 | 0 | 0 | 0 | 0 | 3.1189 | 0 | 0 | 0 | 0 | 0 | 0 | 0 | 1.1663 | 0 | 0 | 0 | 0 | 0 | 0
3297 | 2018-05-18 08:00 | 5 | Mai | 8 | 138 | 17.1352 | 3.1694 | 4.1019 | 0 | 13.0333 | 0 | 0 | 0 | 0 | 3.1694 | 0 | 0 | 0 | 0 | 0 | 0 | 0 | 0.93243 | 0 | 0 | 0 | 0 | 0 | 0
3298 | 2018-05-18 09:00 | 5 | Mai | 9 | 138 | 20.8534 | 3.07 | 3.8231 | 0 | 17.0303 | 0 | 0 | 0 | 0 | 3.07 | 0 | 0 | 0 | 0 | 0 | 0 | 0 | 0.5874 | 0 | 0 | 0.16574 | 0 | 0 | 0.14917
3299 | 2018-05-18 10:00 | 5 | Mai | 10 | 138 | 22.9855 | 3.1256 | 3.9962 | 0 | 18.9893 | 0 | 0 | 0 | 0 | 3.1256 | 0 | 0 | 0 | 0 | 0 | 0 | 0 | 0.47239 | 0 | 0 | 0.39821 | 0 | 0 | 0.35839
3300 | 2018-05-18 11:00 | 5 | Mai | 11 | 138 | 23.7266 | 3.4523 | 4.5506 | 0 | 19.176 | 0 | 0 | 0 | 0 | 3.4523 | 0 | 0 | 0 | 0 | 0 | 0 | 0 | 0.70241 | 0 | 0 | 0.39589 | 0 | 0 | 0.3563
3301 | 2018-05-18 12:00 | 5 | Mai | 12 | 138 | 22.8815 | 3.3472 | 5.2244 | 0 | 17.6571 | 0 | 0 | 0 | 0 | 3.3472 | 0 | 0 | 0 | 0 | 0 | 0 | 0 | 0.93243 | 0 | 0 | 0.94478 | 0 | 0 | 0.8503
3302 | 2018-05-18 13:00 | 5 | Mai | 13 | 138 | 21.7115 | 2.9159 | 4.8679 | 0 | 16.8436 | 0 | 0 | 0 | 0 | 2.9159 | 0 | 0 | 0 | 0 | 0 | 0 | 0 | 0.5874 | 0 | 0 | 1.3646 | 0 | 0 | 1.2281
3303 | 2018-05-18 14:00 | 5 | Mai | 14 | 138 | 19.1633 | 2.648 | 4.1781 | 0 | 14.9852 | 0 | 0 | 0 | 0 | 2.648 | 0 | 0 | 0 | 0 | 0 | 0 | 0 | 0.35355 | 0 | 0 | 1.1765 | 0 | 0 | 1.0589
3304 | 2018-05-18 15:00 | 5 | Mai | 15 | 138 | 14.938 | 2.5656 | 3.8915 | 0 | 11.0465 | 0 | 0 | 0 | 0 | 2.5656 | 0 | 0 | 0 | 0 | 0 | 0 | 0 | 0.35355 | 0 | 0 | 0.97242 | 0 | 0 | 0.87517
3305 | 2018-05-18 16:00 | 5 | Mai | 16 | 138 | 10.6347 | 2.7248 | 4.7707 | 0 | 5.864 | 0 | 0 | 0 | 0 | 2.7248 | 0 | 0 | 0 | 0 | 0 | 0 | 0 | 0.5874 | 0 | 0 | 1.4586 | 0 | 0 | 1.3127
3306 | 2018-05-18 17:00 | 5 | Mai | 17 | 138 | 6.5134 | 3.1303 | 5.4882 | 0 | 1.0252 | 0 | 0 | 0 | 0 | 3.1303 | 0 | 0 | 0 | 0 | 0 | 0 | 0 | 0.70241 | 0 | 0 | 1.6556 | 0 | 0 | 1.49
3307 | 2018-05-18 18:00 | 5 | Mai | 18 | 138 | 2.6392 | 2.6392 | 2.6392 | 0 | 0 | 0.96462 | 0.70241 | 2.1629 | 3.8299 | 3.6038 | 0 | 0 | 0 | 0 | 0 | 0 | 0 | 0.70241 | 0 | 0 | 2.1629 | 0 | 0 | 1.9466
3308 | 2018-05-18 19:00 | 5 | Mai | 19 | 138 | 0.026002 | 0.026002 | 0.026002 | 0 | 0 | 3.6072 | 0.5874 | 2.087 | 6.2816 | 3.6332 | 0 | 0 | 0 | 0 | 0 | 0 | 0 | 0.5874 | 0 | 0 | 2.087 | 0 | 0 | 1.8783
3309 | 2018-05-18 20:00 | 5 | Mai | 20 | 138 | 0 | 0 | 0 | 0 | 0 | 3.4466 | 0.47239 | 1.7154 | 5.6345 | 3.4466 | 0 | 0 | 0 | 0 | 0 | 0 | 0 | 0.47239 | 0 | 0 | 1.7154 | 0 | 0 | 1.5439
3310 | 2018-05-18 21:00 | 5 | Mai | 21 | 138 | 0 | 0 | 0 | 0 | 0 | 3.1782 | 0.23853 | 1.2558 | 4.6725 | 3.1782 | 0 | 0 | 0 | 0 | 0 | 0 | 0 | 0.23853 | 0 | 0 | 1.2558 | 0 | 0 | 1.1302
3311 | 2018-05-18 22:00 | 5 | Mai | 22 | 138 | 0 | 0 | 0 | 0 | 0 | 2.5099 | 0.23853 | 0.75773 | 3.5062 | 2.5099 | 0 | 0 | 0 | 0 | 0 | 0 | 0 | 0.23853 | 0 | 0 | 0.75773 | 0 | 0 | 0.68195
3312 | 2018-05-18 23:00 | 5 | Mai | 23 | 138 | 0 | 0 | 0 | 0 | 0 | 1.7169 | 0.12352 | 0.49733 | 2.3378 | 1.7169 | 0 | 0 | 0 | 0 | 0 | 0 | 0 | 0.12352 | 0 | 0 | 0.49733 | 0 | 0 | 0.4476
3313 | 2018-05-19 | 5 | Mai | 0 | 139 | 0 | 0 | 0 | 0 | 0 | 1.33 | 0.12352 | 0 | 1.4535 | 1.33 | 0 | 0 | 0 | 0 | 0 | 0 | 0 | 0.12352 | 0 | 0 | 0 | 0 | 0 | 0
3314 | 2018-05-19 01:00 | 5 | Mai | 1 | 139 | 0 | 0 | 0 | 0 | 0 | 1.2259 | 0.12352 | 0 | 1.3494 | 1.2259 | 0 | 0 | 0 | 0 | 0 | 0 | 0 | 0.12352 | 0 | 0 | 0 | 0 | 0 | 0
3315 | 2018-05-19 02:00 | 5 | Mai | 2 | 139 | 0 | 0 | 0 | 0 | 0 | 1.1661 | 0.12352 | 0.085531 | 1.3752 | 1.1661 | 0 | 0 | 0 | 0 | 0 | 0 | 0 | 0.12352 | 0 | 0 | 0.085531 | 0 | 0 | 0.076978
3316 | 2018-05-19 03:00 | 5 | Mai | 3 | 139 | 0 | 0 | 0 | 0 | 0 | 1.2058 | 0.12352 | 0.025909 | 1.3552 | 1.2058 | 0 | 0 | 0 | 0 | 0 | 0 | 0 | 0.12352 | 0 | 0 | 0.025909 | 0 | 0 | 0.023318
3317 | 2018-05-19 04:00 | 5 | Mai | 4 | 139 | 0.19501 | 0.19501 | 0.19501 | 0 | 0 | 1.2262 | 0.12352 | 0.055915 | 1.4056 | 1.4212 | 0 | 0 | 0 | 0 | 0 | 0 | 0 | 0.12352 | 0 | 0 | 0.055915 | 0 | 0 | 0.050323
3318 | 2018-05-19 05:00 | 5 | Mai | 5 | 139 | 1.5731 | 1.5731 | 1.5731 | 0 | 0 | 0.64465 | 0.23853 | 0 | 0.88318 | 2.2178 | 0 | 0 | 0 | 0 | 0 | 0 | 0 | 0.23853 | 0 | 0 | 0 | 0 | 0 | 0
3319 | 2018-05-19 06:00 | 5 | Mai | 6 | 139 | 3.7183 | 2.8737 | 3.3461 | 0 | 0.37218 | 0 | 0 | 0 | 0 | 2.8737 | 0 | 0 | 0 | 0 | 0 | 0 | 0 | 0.47239 | 0 | 0 | 0 | 0 | 0 | 0
3320 | 2018-05-19 07:00 | 5 | Mai | 7 | 139 | 7.8915 | 3.1189 | 3.8214 | 0 | 4.0702 | 0 | 0 | 0 | 0 | 3.1189 | 0 | 0 | 0 | 0 | 0 | 0 | 0 | 0.70241 | 0 | 0 | 0 | 0 | 0 | 0
3321 | 2018-05-19 08:00 | 5 | Mai | 8 | 139 | 6.8645 | 3.1694 | 3.8718 | 0 | 2.9926 | 0 | 0 | 0 | 0 | 3.1694 | 0 | 0 | 0 | 0 | 0 | 0 | 0 | 0.70241 | 0 | 0 | 0 | 0 | 0 | 0
3322 | 2018-05-19 09:00 | 5 | Mai | 9 | 139 | 5.7204 | 3.07 | 3.9305 | 0 | 1.7899 | 0 | 0 | 0 | 0 | 3.07 | 0 | 0 | 0 | 0 | 0 | 0 | 0 | 0.5874 | 0 | 0 | 0.27308 | 0 | 0 | 0.24577
3323 | 2018-05-19 10:00 | 5 | Mai | 10 | 139 | 7.4755 | 3.1256 | 4.0581 | 0 | 3.4174 | 0 | 0 | 0 | 0 | 3.1256 | 0 | 0 | 0 | 0 | 0 | 0 | 0 | 0.35738 | 0 | 0 | 0.57504 | 0 | 0 | 0.51754
3324 | 2018-05-19 11:00 | 5 | Mai | 11 | 139 | 9.0356 | 3.4523 | 4.5342 | 0 | 4.5014 | 0 | 0 | 0 | 0 | 3.4523 | 0 | 0 | 0 | 0 | 0 | 0 | 0 | 0.5874 | 0 | 0 | 0.49448 | 0 | 0 | 0.44503
3325 | 2018-05-19 12:00 | 5 | Mai | 12 | 139 | 14.21 | 3.3472 | 4.8525 | 0 | 9.3574 | 0 | 0 | 0 | 0 | 3.3472 | 0 | 0 | 0 | 0 | 0 | 0 | 0 | 0.70241 | 0 | 0 | 0.80292 | 0 | 0 | 0.72263
3326 | 2018-05-19 13:00 | 5 | Mai | 13 | 139 | 20.2554 | 2.9159 | 5.0467 | 0 | 15.2087 | 0 | 0 | 0 | 0 | 2.9159 | 0 | 0 | 0 | 0 | 0 | 0 | 0 | 0.70241 | 0 | 0 | 1.4283 | 0 | 0 | 1.2855
3327 | 2018-05-19 14:00 | 5 | Mai | 14 | 139 | 11.1938 | 2.648 | 4.2622 | 0 | 6.9315 | 0 | 0 | 0 | 0 | 2.648 | 0 | 0 | 0 | 0 | 0 | 0 | 0 | 0.5874 | 0 | 0 | 1.0268 | 0 | 0 | 0.92416
3328 | 2018-05-19 15:00 | 5 | Mai | 15 | 139 | 15.432 | 2.5656 | 3.8848 | 0 | 11.5472 | 0 | 0 | 0 | 0 | 2.5656 | 0 | 0 | 0 | 0 | 0 | 0 | 0 | 0.5874 | 0 | 0 | 0.73184 | 0 | 0 | 0.65866
3329 | 2018-05-19 16:00 | 5 | Mai | 16 | 139 | 9.6076 | 2.7248 | 4.609 | 0 | 4.9986 | 0 | 0 | 0 | 0 | 2.7248 | 0 | 0 | 0 | 0 | 0 | 0 | 0 | 1.0513 | 0 | 0 | 0.83299 | 0 | 0 | 0.74969
3330 | 2018-05-19 17:00 | 5 | Mai | 17 | 139 | 7.6315 | 3.1303 | 5.1678 | 0 | 2.4637 | 0 | 0 | 0 | 0 | 3.1303 | 0 | 0 | 0 | 0 | 0 | 0 | 0 | 0.81742 | 0 | 0 | 1.2201 | 0 | 0 | 1.0981
3331 | 2018-05-19 18:00 | 5 | Mai | 18 | 139 | 1.8331 | 1.8331 | 1.8331 | 0 | 0 | 1.7707 | 0.47239 | 1.9034 | 4.1465 | 3.6038 | 0 | 0 | 0 | 0 | 0 | 0 | 0 | 0.47239 | 0 | 0 | 1.9034 | 0 | 0 | 1.7131
3332 | 2018-05-19 19:00 | 5 | Mai | 19 | 139 | 0.039003 | 0.039003 | 0.039003 | 0 | 0 | 3.5942 | 0.47239 | 1.7545 | 5.821 | 3.6332 | 0 | 0 | 0 | 0 | 0 | 0 | 0 | 0.47239 | 0 | 0 | 1.7545 | 0 | 0 | 1.579
3333 | 2018-05-19 20:00 | 5 | Mai | 20 | 139 | 0 | 0 | 0 | 0 | 0 | 3.4466 | 0.23853 | 1.2804 | 4.9655 | 3.4466 | 0 | 0 | 0 | 0 | 0 | 0 | 0 | 0.23853 | 0 | 0 | 1.2804 | 0 | 0 | 1.1523
3334 | 2018-05-19 21:00 | 5 | Mai | 21 | 139 | 0 | 0 | 0 | 0 | 0 | 3.1782 | 0.23853 | 0.99691 | 4.4136 | 3.1782 | 0 | 0 | 0 | 0 | 0 | 0 | 0 | 0.23853 | 0 | 0 | 0.99691 | 0 | 0 | 0.89722
3335 | 2018-05-19 22:00 | 5 | Mai | 22 | 139 | 0 | 0 | 0 | 0 | 0 | 2.5099 | 0.23853 | 0.5535 | 3.3019 | 2.5099 | 0 | 0 | 0 | 0 | 0 | 0 | 0 | 0.23853 | 0 | 0 | 0.5535 | 0 | 0 | 0.49815
3336 | 2018-05-19 23:00 | 5 | Mai | 23 | 139 | 0 | 0 | 0 | 0 | 0 | 1.7169 | 0.12352 | 0.49099 | 2.3314 | 1.7169 | 0 | 0 | 0 | 0 | 0 | 0 | 0 | 0.12352 | 0 | 0 | 0.49099 | 0 | 0 | 0.44189
3337 | 2018-05-20 | 5 | Mai | 0 | 140 | 0 | 0 | 0 | 0 | 0 | 1.5258 | 0.12352 | 0.59399 | 2.2433 | 1.5258 | 0 | 0 | 0 | 0 | 0 | 0 | 0 | 0.12352 | 0 | 0 | 0.59399 | 0 | 0 | 0.53459
3338 | 2018-05-20 01:00 | 5 | Mai | 1 | 140 | 0 | 0 | 0 | 0 | 0 | 1.2784 | 0.12352 | 0.39144 | 1.7934 | 1.2784 | 0 | 0 | 0 | 0 | 0 | 0 | 0 | 0.12352 | 0 | 0 | 0.39144 | 0 | 0 | 0.35229
3339 | 2018-05-20 02:00 | 5 | Mai | 2 | 140 | 0 | 0 | 0 | 0 | 0 | 1.231 | 0.12352 | 0.014074 | 1.3686 | 1.231 | 0 | 0 | 0 | 0 | 0 | 0 | 0 | 0.12352 | 0 | 0 | 0.014074 | 0 | 0 | 0.012667
3340 | 2018-05-20 03:00 | 5 | Mai | 3 | 140 | 0 | 0 | 0 | 0 | 0 | 1.2408 | 0.12352 | 0.026572 | 1.3909 | 1.2408 | 0 | 0 | 0 | 0 | 0 | 0 | 0 | 0.12352 | 0 | 0 | 0.026572 | 0 | 0 | 0.023914
3341 | 2018-05-20 04:00 | 5 | Mai | 4 | 140 | 0.065004 | 0.065004 | 0.065004 | 0 | 0 | 1.1995 | 0.12352 | 0.02326 | 1.3463 | 1.2645 | 0 | 0 | 0 | 0 | 0 | 0 | 0 | 0.12352 | 0 | 0 | 0.02326 | 0 | 0 | 0.020934
3342 | 2018-05-20 05:00 | 5 | Mai | 5 | 140 | 0.72805 | 0.72805 | 0.72805 | 0 | 0 | 0.78483 | 0.12352 | 0 | 0.90835 | 1.5129 | 0 | 0 | 0 | 0 | 0 | 0 | 0 | 0.12352 | 0 | 0 | 0 | 0 | 0 | 0
3343 | 2018-05-20 06:00 | 5 | Mai | 6 | 140 | 1.5341 | 1.5341 | 1.5341 | 0 | 0 | 0.58472 | 0.12352 | 0 | 0.70824 | 2.1188 | 0 | 0 | 0 | 0 | 0 | 0 | 0 | 0.12352 | 0 | 0 | 0 | 0 | 0 | 0
3344 | 2018-05-20 07:00 | 5 | Mai | 7 | 140 | 2.9122 | 2.8459 | 2.9122 | 0 | 0 | 0 | 0.17219 | 0 | 0.17219 | 2.8459 | 0 | 0 | 0 | 0 | 0 | 0 | 0 | 0.23853 | 0 | 0 | 0 | 0 | 0 | 0
3345 | 2018-05-20 08:00 | 5 | Mai | 8 | 140 | 3.8743 | 3.4101 | 3.7674 | 0 | 0.10682 | 0 | 0 | 0 | 0 | 3.4101 | 0 | 0 | 0 | 0 | 0 | 0 | 0 | 0.35738 | 0 | 0 | 0 | 0 | 0 | 0
3346 | 2018-05-20 09:00 | 5 | Mai | 9 | 140 | 4.7843 | 3.5976 | 4.5977 | 0 | 0.18663 | 0 | 0 | 0 | 0 | 3.5976 | 0 | 0 | 0 | 0 | 0 | 0 | 0 | 0.70241 | 0 | 0 | 0.29766 | 0 | 0 | 0.2679
3347 | 2018-05-20 10:00 | 5 | Mai | 10 | 140 | 4.7453 | 3.7269 | 4.7453 | 0 | 0 | 0 | 0 | 0.29112 | 0.29112 | 3.7269 | 0 | 0 | 0 | 0 | 0 | 0 | 0 | 0.70241 | 0 | 0 | 0.60708 | 0 | 0 | 0.54638
3348 | 2018-05-20 11:00 | 5 | Mai | 11 | 140 | 5.1353 | 3.9537 | 5.1353 | 0 | 0 | 0 | 0 | 0.2282 | 0.2282 | 3.9537 | 0 | 0 | 0 | 0 | 0 | 0 | 0 | 0.93243 | 0 | 0 | 0.47745 | 0 | 0 | 0.4297
3349 | 2018-05-20 12:00 | 5 | Mai | 12 | 140 | 4.7973 | 3.8269 | 4.7973 | 0 | 0 | 0 | 0 | 0.47413 | 0.47413 | 3.8269 | 0 | 0 | 0 | 0 | 0 | 0 | 0 | 0.93243 | 0 | 0 | 0.51211 | 0 | 0 | 0.4609
3350 | 2018-05-20 13:00 | 5 | Mai | 13 | 140 | 4.4073 | 3.4394 | 4.4073 | 0 | 0 | 0 | 0 | 0.55493 | 0.55493 | 3.4394 | 0 | 0 | 0 | 0 | 0 | 0 | 0 | 0.81742 | 0 | 0 | 0.70537 | 0 | 0 | 0.63484
3351 | 2018-05-20 14:00 | 5 | Mai | 14 | 140 | 3.6662 | 3.2581 | 3.6662 | 0 | 0 | 0 | 0.17922 | 0.6733 | 0.85251 | 3.2581 | 0 | 0 | 0 | 0 | 0 | 0 | 0 | 0.5874 | 0 | 0 | 0.6733 | 0 | 0 | 0.60597
3352 | 2018-05-20 15:00 | 5 | Mai | 15 | 140 | 2.8732 | 2.8732 | 2.8732 | 0 | 0 | 0.3117 | 0.47239 | 0.691 | 1.4751 | 3.1849 | 0 | 0 | 0 | 0 | 0 | 0 | 0 | 0.47239 | 0 | 0 | 0.691 | 0 | 0 | 0.6219
3353 | 2018-05-20 16:00 | 5 | Mai | 16 | 140 | 1.9631 | 1.9631 | 1.9631 | 0 | 0 | 1.3068 | 0.5874 | 0.81723 | 2.7114 | 3.2699 | 0 | 0 | 0 | 0 | 0 | 0 | 0 | 0.5874 | 0 | 0 | 0.81723 | 0 | 0 | 0.73551
3354 | 2018-05-20 17:00 | 5 | Mai | 17 | 140 | 1.0271 | 1.0271 | 1.0271 | 0 | 0 | 2.6046 | 0.70241 | 1.2113 | 4.5182 | 3.6316 | 0 | 0 | 0 | 0 | 0 | 0 | 0 | 0.70241 | 0 | 0 | 1.2113 | 0 | 0 | 1.0901
3355 | 2018-05-20 18:00 | 5 | Mai | 18 | 140 | 0.35102 | 0.35102 | 0.35102 | 0 | 0 | 3.5666 | 0.70241 | 1.9407 | 6.2097 | 3.9176 | 0 | 0 | 0 | 0 | 0 | 0 | 0 | 0.70241 | 0 | 0 | 1.9407 | 0 | 0 | 1.7466
3356 | 2018-05-20 19:00 | 5 | Mai | 19 | 140 | 0.026002 | 0.026002 | 0.026002 | 0 | 0 | 3.7375 | 0.47239 | 2.17 | 6.3799 | 3.7635 | 0 | 0 | 0 | 0 | 0 | 0 | 0 | 0.47239 | 0 | 0 | 2.17 | 0 | 0 | 1.953
3357 | 2018-05-20 20:00 | 5 | Mai | 20 | 140 | 0 | 0 | 0 | 0 | 0 | 3.3704 | 0.47239 | 1.905 | 5.7478 | 3.3704 | 0 | 0 | 0 | 0 | 0 | 0 | 0 | 0.47239 | 0 | 0 | 1.905 | 0 | 0 | 1.7145
3358 | 2018-05-20 21:00 | 5 | Mai | 21 | 140 | 0 | 0 | 0 | 0 | 0 | 3.2627 | 0.23853 | 1.5578 | 5.059 | 3.2627 | 0 | 0 | 0 | 0 | 0 | 0 | 0 | 0.23853 | 0 | 0 | 1.5578 | 0 | 0 | 1.402
3359 | 2018-05-20 22:00 | 5 | Mai | 22 | 140 | 0 | 0 | 0 | 0 | 0 | 2.7691 | 0.23853 | 0.88022 | 3.8878 | 2.7691 | 0 | 0 | 0 | 0 | 0 | 0 | 0 | 0.23853 | 0 | 0 | 0.88022 | 0 | 0 | 0.7922
3360 | 2018-05-20 23:00 | 5 | Mai | 23 | 140 | 0 | 0 | 0 | 0 | 0 | 1.9107 | 0.12352 | 0.73599 | 2.7702 | 1.9107 | 0 | 0 | 0 | 0 | 0 | 0 | 0 | 0.12352 | 0 | 0 | 0.73599 | 0 | 0 | 0.66239
3361 | 2018-05-21 | 5 | Mai | 0 | 141 | 0 | 0 | 0 | 0 | 0 | 2.0467 | 0.12352 | 0.37687 | 2.5471 | 2.0467 | 0 | 0 | 0 | 0 | 0 | 0 | 0 | 0.12352 | 0 | 0 | 0.37687 | 0 | 0 | 0.33918
3362 | 2018-05-21 01:00 | 5 | Mai | 1 | 141 | 0 | 0 | 0 | 0 | 0 | 1.5737 | 0.12352 | 0.57442 | 2.2716 | 1.5737 | 0 | 0 | 0 | 0 | 0 | 0 | 0 | 0.12352 | 0 | 0 | 0.57442 | 0 | 0 | 0.51697
3363 | 2018-05-21 02:00 | 5 | Mai | 2 | 141 | 0 | 0 | 0 | 0 | 0 | 1.3227 | 0.23853 | 0.34995 | 1.9112 | 1.3227 | 0 | 0 | 0 | 0 | 0 | 0 | 0 | 0.23853 | 0 | 0 | 0.34995 | 0 | 0 | 0.31496
3364 | 2018-05-21 03:00 | 5 | Mai | 3 | 141 | 0 | 0 | 0 | 0 | 0 | 1.2429 | 0.23853 | 0 | 1.4814 | 1.2429 | 0 | 0 | 0 | 0 | 0 | 0 | 0 | 0.23853 | 0 | 0 | 0 | 0 | 0 | 0
3365 | 2018-05-21 04:00 | 5 | Mai | 4 | 141 | 0.31202 | 0.31202 | 0.31202 | 0 | 0 | 0.91798 | 0.47239 | 0 | 1.3904 | 1.23 | 0 | 0 | 0 | 0 | 0 | 0 | 0 | 0.47239 | 0 | 0 | 0 | 0 | 0 | 0
3366 | 2018-05-21 05:00 | 5 | Mai | 5 | 141 | 8.5936 | 1.2053 | 1.9077 | 0 | 6.6859 | 0 | 0 | 0 | 0 | 1.2053 | 0 | 0 | 0 | 0 | 0 | 0 | 0 | 0.70241 | 0 | 0 | 0 | 0 | 0 | 0
3367 | 2018-05-21 06:00 | 5 | Mai | 6 | 141 | 12.3768 | 1.2578 | 2.4241 | 0 | 9.9527 | 0 | 0 | 0 | 0 | 1.2578 | 0 | 0 | 0 | 0 | 0 | 0 | 0 | 1.1663 | 0 | 0 | 0 | 0 | 0 | 0
3368 | 2018-05-21 07:00 | 5 | Mai | 7 | 141 | 16.6411 | 1.6324 | 2.7987 | 0 | 13.8424 | 0 | 0 | 0 | 0 | 1.6324 | 0 | 0 | 0 | 0 | 0 | 0 | 0 | 1.1663 | 0 | 0 | 0 | 0 | 0 | 0
3369 | 2018-05-21 08:00 | 5 | Mai | 8 | 141 | 21.1394 | 2.5176 | 3.4501 | 0 | 17.6894 | 0 | 0 | 0 | 0 | 2.5176 | 0 | 0 | 0 | 0 | 0 | 0 | 0 | 0.93243 | 0 | 0 | 0 | 0 | 0 | 0
3370 | 2018-05-21 09:00 | 5 | Mai | 9 | 141 | 26.4438 | 3.5028 | 4.2971 | 0 | 22.1466 | 0 | 0 | 0 | 0 | 3.5028 | 0 | 0 | 0 | 0 | 0 | 0 | 0 | 0.5874 | 0 | 0 | 0.20694 | 0 | 0 | 0.18624
3371 | 2018-05-21 10:00 | 5 | Mai | 10 | 141 | 31.6441 | 4.0459 | 4.9623 | 0 | 26.6818 | 0 | 0 | 0 | 0 | 4.0459 | 0 | 0 | 0 | 0 | 0 | 0 | 0 | 0.47239 | 0 | 0 | 0.44402 | 0 | 0 | 0.39962
3372 | 2018-05-21 11:00 | 5 | Mai | 11 | 141 | 21.6985 | 4.4401 | 5.5755 | 0 | 16.1229 | 0 | 0 | 0 | 0 | 4.4401 | 0 | 0 | 0 | 0 | 0 | 0 | 0 | 0.70241 | 0 | 0 | 0.43304 | 0 | 0 | 0.38973
3373 | 2018-05-21 12:00 | 5 | Mai | 12 | 141 | 20.6974 | 4.5168 | 6.2905 | 0 | 14.4069 | 0 | 0 | 0 | 0 | 4.5168 | 0 | 0 | 0 | 0 | 0 | 0 | 0 | 0.93243 | 0 | 0 | 0.84126 | 0 | 0 | 0.75713
3374 | 2018-05-21 13:00 | 5 | Mai | 13 | 141 | 18.6433 | 3.8145 | 5.5212 | 0 | 13.1221 | 0 | 0 | 0 | 0 | 3.8145 | 0 | 0 | 0 | 0 | 0 | 0 | 0 | 0.5874 | 0 | 0 | 1.1192 | 0 | 0 | 1.0073
3375 | 2018-05-21 14:00 | 5 | Mai | 14 | 141 | 15.523 | 3.1694 | 4.522 | 0 | 11.001 | 0 | 0 | 0 | 0 | 3.1694 | 0 | 0 | 0 | 0 | 0 | 0 | 0 | 0.35355 | 0 | 0 | 0.99905 | 0 | 0 | 0.89914
3376 | 2018-05-21 15:00 | 5 | Mai | 15 | 141 | 11.9998 | 2.7634 | 3.7203 | 0 | 8.2796 | 0 | 0 | 0 | 0 | 2.7634 | 0 | 0 | 0 | 0 | 0 | 0 | 0 | 0.35355 | 0 | 0 | 0.6033 | 0 | 0 | 0.54297
3377 | 2018-05-21 16:00 | 5 | Mai | 16 | 141 | 8.8276 | 2.4336 | 4.2013 | 0 | 4.6263 | 0 | 0 | 0 | 0 | 2.4336 | 0 | 0 | 0 | 0 | 0 | 0 | 0 | 0.5874 | 0 | 0 | 1.1803 | 0 | 0 | 1.0622
3378 | 2018-05-21 17:00 | 5 | Mai | 17 | 141 | 5.2784 | 2.4579 | 5.2298 | 0 | 0.048532 | 0 | 0 | 0 | 0 | 2.4579 | 0 | 0 | 0 | 0 | 0 | 0 | 0 | 0.70241 | 0 | 0 | 2.0695 | 0 | 0 | 1.8626
3379 | 2018-05-21 18:00 | 5 | Mai | 18 | 141 | 2.2231 | 2.2231 | 2.2231 | 0 | 0 | 0.58715 | 0.70241 | 2.6644 | 3.954 | 2.8103 | 0 | 0 | 0 | 0 | 0 | 0 | 0 | 0.70241 | 0 | 0 | 2.6644 | 0 | 0 | 2.398
3380 | 2018-05-21 19:00 | 5 | Mai | 19 | 141 | 0.026002 | 0.026002 | 0.026002 | 0 | 0 | 3.3073 | 0.5874 | 2.5359 | 6.4306 | 3.3333 | 0 | 0 | 0 | 0 | 0 | 0 | 0 | 0.5874 | 0 | 0 | 2.5359 | 0 | 0 | 2.2823
3381 | 2018-05-21 20:00 | 5 | Mai | 20 | 141 | 0 | 0 | 0 | 0 | 0 | 3.4858 | 0.47239 | 1.8296 | 5.7878 | 3.4858 | 0 | 0 | 0 | 0 | 0 | 0 | 0 | 0.47239 | 0 | 0 | 1.8296 | 0 | 0 | 1.6467
3382 | 2018-05-21 21:00 | 5 | Mai | 21 | 141 | 0 | 0 | 0 | 0 | 0 | 3.3019 | 0.23853 | 1.4543 | 4.9947 | 3.3019 | 0 | 0 | 0 | 0 | 0 | 0 | 0 | 0.23853 | 0 | 0 | 1.4543 | 0 | 0 | 1.3089
3383 | 2018-05-21 22:00 | 5 | Mai | 22 | 141 | 0 | 0 | 0 | 0 | 0 | 3.0896 | 0.23853 | 0.9957 | 4.3238 | 3.0896 | 0 | 0 | 0 | 0 | 0 | 0 | 0 | 0.23853 | 0 | 0 | 0.9957 | 0 | 0 | 0.89613
3384 | 2018-05-21 23:00 | 5 | Mai | 23 | 141 | 0 | 0 | 0 | 0 | 0 | 1.7169 | 0.12352 | 0.63126 | 2.4717 | 1.7169 | 0 | 0 | 0 | 0 | 0 | 0 | 0 | 0.12352 | 0 | 0 | 0.63126 | 0 | 0 | 0.56813
3385 | 2018-05-22 | 5 | Mai | 0 | 142 | 0 | 0 | 0 | 0 | 0 | 1.33 | 0.12352 | 0.34706 | 1.8005 | 1.33 | 0 | 0 | 0 | 0 | 0 | 0 | 0 | 0.12352 | 0 | 0 | 0.34706 | 0 | 0 | 0.31235
3386 | 2018-05-22 01:00 | 5 | Mai | 1 | 142 | 0 | 0 | 0 | 0 | 0 | 1.2259 | 0.12352 | 0.040439 | 1.3898 | 1.2259 | 0 | 0 | 0 | 0 | 0 | 0 | 0 | 0.12352 | 0 | 0 | 0.040439 | 0 | 0 | 0.036395
3387 | 2018-05-22 02:00 | 5 | Mai | 2 | 142 | 0 | 0 | 0 | 0 | 0 | 1.1661 | 0.23853 | 0.042189 | 1.4468 | 1.1661 | 0 | 0 | 0 | 0 | 0 | 0 | 0 | 0.23853 | 0 | 0 | 0.042189 | 0 | 0 | 0.03797
3388 | 2018-05-22 03:00 | 5 | Mai | 3 | 142 | 0 | 0 | 0 | 0 | 0 | 1.2058 | 0.23853 | 0 | 1.4443 | 1.2058 | 0 | 0 | 0 | 0 | 0 | 0 | 0 | 0.23853 | 0 | 0 | 0 | 0 | 0 | 0
3389 | 2018-05-22 04:00 | 5 | Mai | 4 | 142 | 0.31202 | 0.31202 | 0.31202 | 0 | 0 | 1.1091 | 0.47239 | 0 | 1.5815 | 1.4212 | 0 | 0 | 0 | 0 | 0 | 0 | 0 | 0.47239 | 0 | 0 | 0 | 0 | 0 | 0
3390 | 2018-05-22 05:00 | 5 | Mai | 5 | 142 | 8.7626 | 2.2178 | 2.9202 | 0 | 5.8424 | 0 | 0 | 0 | 0 | 2.2178 | 0 | 0 | 0 | 0 | 0 | 0 | 0 | 0.70241 | 0 | 0 | 0 | 0 | 0 | 0
3391 | 2018-05-22 06:00 | 5 | Mai | 6 | 142 | 13.2349 | 2.8737 | 4.04 | 0 | 9.1949 | 0 | 0 | 0 | 0 | 2.8737 | 0 | 0 | 0 | 0 | 0 | 0 | 0 | 1.1663 | 0 | 0 | 0 | 0 | 0 | 0
3392 | 2018-05-22 07:00 | 5 | Mai | 7 | 142 | 17.3172 | 3.1189 | 4.2852 | 0 | 13.0319 | 0 | 0 | 0 | 0 | 3.1189 | 0 | 0 | 0 | 0 | 0 | 0 | 0 | 1.1663 | 0 | 0 | 0 | 0 | 0 | 0
3393 | 2018-05-22 08:00 | 5 | Mai | 8 | 142 | 22.0495 | 3.1694 | 4.1019 | 0 | 17.9476 | 0 | 0 | 0 | 0 | 3.1694 | 0 | 0 | 0 | 0 | 0 | 0 | 0 | 0.93243 | 0 | 0 | 0 | 0 | 0 | 0
3394 | 2018-05-22 09:00 | 5 | Mai | 9 | 142 | 26.3398 | 3.07 | 3.8643 | 0 | 22.4754 | 0 | 0 | 0 | 0 | 3.07 | 0 | 0 | 0 | 0 | 0 | 0 | 0 | 0.5874 | 0 | 0 | 0.20694 | 0 | 0 | 0.18624
3395 | 2018-05-22 10:00 | 5 | Mai | 10 | 142 | 28.9659 | 3.1256 | 4.042 | 0 | 24.9239 | 0 | 0 | 0 | 0 | 3.1256 | 0 | 0 | 0 | 0 | 0 | 0 | 0 | 0.47239 | 0 | 0 | 0.44402 | 0 | 0 | 0.39962
3396 | 2018-05-22 11:00 | 5 | Mai | 11 | 142 | 30.084 | 3.4523 | 4.5878 | 0 | 25.4963 | 0 | 0 | 0 | 0 | 3.4523 | 0 | 0 | 0 | 0 | 0 | 0 | 0 | 0.70241 | 0 | 0 | 0.43304 | 0 | 0 | 0.38973
3397 | 2018-05-22 12:00 | 5 | Mai | 12 | 142 | 29.655 | 3.3472 | 5.1209 | 0 | 24.5341 | 0 | 0 | 0 | 0 | 3.3472 | 0 | 0 | 0 | 0 | 0 | 0 | 0 | 0.93243 | 0 | 0 | 0.84126 | 0 | 0 | 0.75713
3398 | 2018-05-22 13:00 | 5 | Mai | 13 | 142 | 27.6789 | 2.9159 | 4.6226 | 0 | 23.0563 | 0 | 0 | 0 | 0 | 2.9159 | 0 | 0 | 0 | 0 | 0 | 0 | 0 | 0.5874 | 0 | 0 | 1.1192 | 0 | 0 | 1.0073
3399 | 2018-05-22 14:00 | 5 | Mai | 14 | 142 | 24.1556 | 2.648 | 4.0006 | 0 | 20.155 | 0 | 0 | 0 | 0 | 2.648 | 0 | 0 | 0 | 0 | 0 | 0 | 0 | 0.35355 | 0 | 0 | 0.99905 | 0 | 0 | 0.89914
3400 | 2018-05-22 15:00 | 5 | Mai | 15 | 142 | 19.3713 | 2.5656 | 3.5224 | 0 | 15.8489 | 0 | 0 | 0 | 0 | 2.5656 | 0 | 0 | 0 | 0 | 0 | 0 | 0 | 0.35355 | 0 | 0 | 0.6033 | 0 | 0 | 0.54297
3401 | 2018-05-22 16:00 | 5 | Mai | 16 | 142 | 14.886 | 2.7248 | 4.4924 | 0 | 10.3936 | 0 | 0 | 0 | 0 | 2.7248 | 0 | 0 | 0 | 0 | 0 | 0 | 0 | 0.5874 | 0 | 0 | 1.1803 | 0 | 0 | 1.0622
3402 | 2018-05-22 17:00 | 5 | Mai | 17 | 142 | 10.6217 | 3.1303 | 5.9022 | 0 | 4.7195 | 0 | 0 | 0 | 0 | 3.1303 | 0 | 0 | 0 | 0 | 0 | 0 | 0 | 0.70241 | 0 | 0 | 2.0695 | 0 | 0 | 1.8626
3403 | 2018-05-22 18:00 | 5 | Mai | 18 | 142 | 5.6554 | 3.6038 | 5.6554 | 0 | 0 | 0 | 0 | 1.3152 | 1.3152 | 3.6038 | 0 | 0 | 0 | 0 | 0 | 0 | 0 | 0.70241 | 0 | 0 | 2.6644 | 0 | 0 | 2.398
3404 | 2018-05-22 19:00 | 5 | Mai | 19 | 142 | 0.026002 | 0.026002 | 0.026002 | 0 | 0 | 3.6072 | 0.5874 | 2.5359 | 6.7305 | 3.6332 | 0 | 0 | 0 | 0 | 0 | 0 | 0 | 0.5874 | 0 | 0 | 2.5359 | 0 | 0 | 2.2823
3405 | 2018-05-22 20:00 | 5 | Mai | 20 | 142 | 0 | 0 | 0 | 0 | 0 | 3.4466 | 0.47239 | 1.8296 | 5.7487 | 3.4466 | 0 | 0 | 0 | 0 | 0 | 0 | 0 | 0.47239 | 0 | 0 | 1.8296 | 0 | 0 | 1.6467
3406 | 2018-05-22 21:00 | 5 | Mai | 21 | 142 | 0 | 0 | 0 | 0 | 0 | 3.1782 | 0.23853 | 1.4543 | 4.871 | 3.1782 | 0 | 0 | 0 | 0 | 0 | 0 | 0 | 0.23853 | 0 | 0 | 1.4543 | 0 | 0 | 1.3089
3407 | 2018-05-22 22:00 | 5 | Mai | 22 | 142 | 0 | 0 | 0 | 0 | 0 | 2.5099 | 0.23853 | 0.9957 | 3.7441 | 2.5099 | 0 | 0 | 0 | 0 | 0 | 0 | 0 | 0.23853 | 0 | 0 | 0.9957 | 0 | 0 | 0.89613
3408 | 2018-05-22 23:00 | 5 | Mai | 23 | 142 | 0 | 0 | 0 | 0 | 0 | 1.7169 | 0.12352 | 0.63126 | 2.4717 | 1.7169 | 0 | 0 | 0 | 0 | 0 | 0 | 0 | 0.12352 | 0 | 0 | 0.63126 | 0 | 0 | 0.56813
3409 | 2018-05-23 | 5 | Mai | 0 | 143 | 0 | 0 | 0 | 0 | 0 | 1.33 | 0.12352 | 0.34706 | 1.8005 | 1.33 | 0 | 0 | 0 | 0 | 0 | 0 | 0 | 0.12352 | 0 | 0 | 0.34706 | 0 | 0 | 0.31235
3410 | 2018-05-23 01:00 | 5 | Mai | 1 | 143 | 0 | 0 | 0 | 0 | 0 | 1.2259 | 0.12352 | 0.040439 | 1.3898 | 1.2259 | 0 | 0 | 0 | 0 | 0 | 0 | 0 | 0.12352 | 0 | 0 | 0.040439 | 0 | 0 | 0.036395
3411 | 2018-05-23 02:00 | 5 | Mai | 2 | 143 | 0 | 0 | 0 | 0 | 0 | 1.1661 | 0.23853 | 0.042189 | 1.4468 | 1.1661 | 0 | 0 | 0 | 0 | 0 | 0 | 0 | 0.23853 | 0 | 0 | 0.042189 | 0 | 0 | 0.03797
3412 | 2018-05-23 03:00 | 5 | Mai | 3 | 143 | 0 | 0 | 0 | 0 | 0 | 1.2058 | 0.23853 | 0 | 1.4443 | 1.2058 | 0 | 0 | 0 | 0 | 0 | 0 | 0 | 0.23853 | 0 | 0 | 0 | 0 | 0 | 0
3413 | 2018-05-23 04:00 | 5 | Mai | 4 | 143 | 0.31202 | 0.31202 | 0.31202 | 0 | 0 | 1.1091 | 0.47239 | 0 | 1.5815 | 1.4212 | 0 | 0 | 0 | 0 | 0 | 0 | 0 | 0.47239 | 0 | 0 | 0 | 0 | 0 | 0
3414 | 2018-05-23 05:00 | 5 | Mai | 5 | 143 | 8.2556 | 2.2178 | 2.9202 | 0 | 5.3354 | 0 | 0 | 0 | 0 | 2.2178 | 0 | 0 | 0 | 0 | 0 | 0 | 0 | 0.70241 | 0 | 0 | 0 | 0 | 0 | 0
3415 | 2018-05-23 06:00 | 5 | Mai | 6 | 143 | 12.7279 | 2.8737 | 4.04 | 0 | 8.6879 | 0 | 0 | 0 | 0 | 2.8737 | 0 | 0 | 0 | 0 | 0 | 0 | 0 | 1.1663 | 0 | 0 | 0 | 0 | 0 | 0
3416 | 2018-05-23 07:00 | 5 | Mai | 7 | 143 | 16.9401 | 3.1189 | 4.2852 | 0 | 12.6549 | 0 | 0 | 0 | 0 | 3.1189 | 0 | 0 | 0 | 0 | 0 | 0 | 0 | 1.1663 | 0 | 0 | 0 | 0 | 0 | 0
3417 | 2018-05-23 08:00 | 5 | Mai | 8 | 143 | 21.6855 | 3.1694 | 4.1019 | 0 | 17.5836 | 0 | 0 | 0 | 0 | 3.1694 | 0 | 0 | 0 | 0 | 0 | 0 | 0 | 0.93243 | 0 | 0 | 0 | 0 | 0 | 0
3418 | 2018-05-23 09:00 | 5 | Mai | 9 | 143 | 25.9107 | 3.07 | 3.8643 | 0 | 22.0464 | 0 | 0 | 0 | 0 | 3.07 | 0 | 0 | 0 | 0 | 0 | 0 | 0 | 0.5874 | 0 | 0 | 0.20694 | 0 | 0 | 0.18624
3419 | 2018-05-23 10:00 | 5 | Mai | 10 | 143 | 28.7579 | 3.1256 | 4.042 | 0 | 24.7159 | 0 | 0 | 0 | 0 | 3.1256 | 0 | 0 | 0 | 0 | 0 | 0 | 0 | 0.47239 | 0 | 0 | 0.44402 | 0 | 0 | 0.39962
3420 | 2018-05-23 11:00 | 5 | Mai | 11 | 143 | 30.084 | 3.4523 | 4.5878 | 0 | 25.4963 | 0 | 0 | 0 | 0 | 3.4523 | 0 | 0 | 0 | 0 | 0 | 0 | 0 | 0.70241 | 0 | 0 | 0.43304 | 0 | 0 | 0.38973
3421 | 2018-05-23 12:00 | 5 | Mai | 12 | 143 | 29.733 | 3.3472 | 5.1209 | 0 | 24.6121 | 0 | 0 | 0 | 0 | 3.3472 | 0 | 0 | 0 | 0 | 0 | 0 | 0 | 0.93243 | 0 | 0 | 0.84126 | 0 | 0 | 0.75713
3422 | 2018-05-23 13:00 | 5 | Mai | 13 | 143 | 27.8089 | 2.9159 | 4.6226 | 0 | 23.1863 | 0 | 0 | 0 | 0 | 2.9159 | 0 | 0 | 0 | 0 | 0 | 0 | 0 | 0.5874 | 0 | 0 | 1.1192 | 0 | 0 | 1.0073
3423 | 2018-05-23 14:00 | 5 | Mai | 14 | 143 | 24.5327 | 2.648 | 4.0006 | 0 | 20.5321 | 0 | 0 | 0 | 0 | 2.648 | 0 | 0 | 0 | 0 | 0 | 0 | 0 | 0.35355 | 0 | 0 | 0.99905 | 0 | 0 | 0.89914
3424 | 2018-05-23 15:00 | 5 | Mai | 15 | 143 | 20.0864 | 2.5656 | 3.5224 | 0 | 16.564 | 0 | 0 | 0 | 0 | 2.5656 | 0 | 0 | 0 | 0 | 0 | 0 | 0 | 0.35355 | 0 | 0 | 0.6033 | 0 | 0 | 0.54297
3425 | 2018-05-23 16:00 | 5 | Mai | 16 | 143 | 15.7181 | 2.7248 | 4.4924 | 0 | 11.2256 | 0 | 0 | 0 | 0 | 2.7248 | 0 | 0 | 0 | 0 | 0 | 0 | 0 | 0.5874 | 0 | 0 | 1.1803 | 0 | 0 | 1.0622
3426 | 2018-05-23 17:00 | 5 | Mai | 17 | 143 | 11.7788 | 3.1303 | 5.9022 | 0 | 5.8766 | 0 | 0 | 0 | 0 | 3.1303 | 0 | 0 | 0 | 0 | 0 | 0 | 0 | 0.70241 | 0 | 0 | 2.0695 | 0 | 0 | 1.8626
3427 | 2018-05-23 18:00 | 5 | Mai | 18 | 143 | 6.8515 | 3.6038 | 6.8515 | 0 | 0 | 0 | 0 | 0.11914 | 0.11914 | 3.6038 | 0 | 0 | 0 | 0 | 0 | 0 | 0 | 0.70241 | 0 | 0 | 2.6644 | 0 | 0 | 2.398
3428 | 2018-05-23 19:00 | 5 | Mai | 19 | 143 | 0.065004 | 0.065004 | 0.065004 | 0 | 0 | 3.5682 | 0.5874 | 2.5359 | 6.6915 | 3.6332 | 0 | 0 | 0 | 0 | 0 | 0 | 0 | 0.5874 | 0 | 0 | 2.5359 | 0 | 0 | 2.2823
3429 | 2018-05-23 20:00 | 5 | Mai | 20 | 143 | 0 | 0 | 0 | 0 | 0 | 3.4466 | 0.47239 | 1.8296 | 5.7487 | 3.4466 | 0 | 0 | 0 | 0 | 0 | 0 | 0 | 0.47239 | 0 | 0 | 1.8296 | 0 | 0 | 1.6467
3430 | 2018-05-23 21:00 | 5 | Mai | 21 | 143 | 0 | 0 | 0 | 0 | 0 | 3.1782 | 0.23853 | 1.4543 | 4.871 | 3.1782 | 0 | 0 | 0 | 0 | 0 | 0 | 0 | 0.23853 | 0 | 0 | 1.4543 | 0 | 0 | 1.3089
3431 | 2018-05-23 22:00 | 5 | Mai | 22 | 143 | 0 | 0 | 0 | 0 | 0 | 2.5099 | 0.23853 | 0.9957 | 3.7441 | 2.5099 | 0 | 0 | 0 | 0 | 0 | 0 | 0 | 0.23853 | 0 | 0 | 0.9957 | 0 | 0 | 0.89613
3432 | 2018-05-23 23:00 | 5 | Mai | 23 | 143 | 0 | 0 | 0 | 0 | 0 | 1.7169 | 0.12352 | 0.63126 | 2.4717 | 1.7169 | 0 | 0 | 0 | 0 | 0 | 0 | 0 | 0.12352 | 0 | 0 | 0.63126 | 0 | 0 | 0.56813
3433 | 2018-05-24 | 5 | Mai | 0 | 144 | 0 | 0 | 0 | 0 | 0 | 1.33 | 0.12352 | 0.34706 | 1.8005 | 1.33 | 0 | 0 | 0 | 0 | 0 | 0 | 0 | 0.12352 | 0 | 0 | 0.34706 | 0 | 0 | 0.31235
3434 | 2018-05-24 01:00 | 5 | Mai | 1 | 144 | 0 | 0 | 0 | 0 | 0 | 1.2259 | 0.12352 | 0.040439 | 1.3898 | 1.2259 | 0 | 0 | 0 | 0 | 0 | 0 | 0 | 0.12352 | 0 | 0 | 0.040439 | 0 | 0 | 0.036395
3435 | 2018-05-24 02:00 | 5 | Mai | 2 | 144 | 0 | 0 | 0 | 0 | 0 | 1.1661 | 0.23853 | 0.042189 | 1.4468 | 1.1661 | 0 | 0 | 0 | 0 | 0 | 0 | 0 | 0.23853 | 0 | 0 | 0.042189 | 0 | 0 | 0.03797
3436 | 2018-05-24 03:00 | 5 | Mai | 3 | 144 | 0 | 0 | 0 | 0 | 0 | 1.2058 | 0.23853 | 0 | 1.4443 | 1.2058 | 0 | 0 | 0 | 0 | 0 | 0 | 0 | 0.23853 | 0 | 0 | 0 | 0 | 0 | 0
3437 | 2018-05-24 04:00 | 5 | Mai | 4 | 144 | 0.33802 | 0.33802 | 0.33802 | 0 | 0 | 1.0831 | 0.47239 | 0 | 1.5555 | 1.4212 | 0 | 0 | 0 | 0 | 0 | 0 | 0 | 0.47239 | 0 | 0 | 0 | 0 | 0 | 0
3438 | 2018-05-24 05:00 | 5 | Mai | 5 | 144 | 9.3346 | 2.2178 | 2.9202 | 0 | 6.4145 | 0 | 0 | 0 | 0 | 2.2178 | 0 | 0 | 0 | 0 | 0 | 0 | 0 | 0.70241 | 0 | 0 | 0 | 0 | 0 | 0
3439 | 2018-05-24 06:00 | 5 | Mai | 6 | 144 | 13.5729 | 2.8737 | 4.04 | 0 | 9.5329 | 0 | 0 | 0 | 0 | 2.8737 | 0 | 0 | 0 | 0 | 0 | 0 | 0 | 1.1663 | 0 | 0 | 0 | 0 | 0 | 0
3440 | 2018-05-24 07:00 | 5 | Mai | 7 | 144 | 17.6942 | 3.1189 | 4.2852 | 0 | 13.409 | 0 | 0 | 0 | 0 | 3.1189 | 0 | 0 | 0 | 0 | 0 | 0 | 0 | 1.1663 | 0 | 0 | 0 | 0 | 0 | 0
3441 | 2018-05-24 08:00 | 5 | Mai | 8 | 144 | 22.2315 | 3.1694 | 4.1019 | 0 | 18.1296 | 0 | 0 | 0 | 0 | 3.1694 | 0 | 0 | 0 | 0 | 0 | 0 | 0 | 0.93243 | 0 | 0 | 0 | 0 | 0 | 0
3442 | 2018-05-24 09:00 | 5 | Mai | 9 | 144 | 26.5218 | 3.07 | 3.8643 | 0 | 22.6575 | 0 | 0 | 0 | 0 | 3.07 | 0 | 0 | 0 | 0 | 0 | 0 | 0 | 0.5874 | 0 | 0 | 0.20694 | 0 | 0 | 0.18624
3443 | 2018-05-24 10:00 | 5 | Mai | 10 | 144 | 29.421 | 3.1256 | 4.042 | 0 | 25.3789 | 0 | 0 | 0 | 0 | 3.1256 | 0 | 0 | 0 | 0 | 0 | 0 | 0 | 0.47239 | 0 | 0 | 0.44402 | 0 | 0 | 0.39962
3444 | 2018-05-24 11:00 | 5 | Mai | 11 | 144 | 30.6301 | 3.4523 | 4.5878 | 0 | 26.0423 | 0 | 0 | 0 | 0 | 3.4523 | 0 | 0 | 0 | 0 | 0 | 0 | 0 | 0.70241 | 0 | 0 | 0.43304 | 0 | 0 | 0.38973
3445 | 2018-05-24 12:00 | 5 | Mai | 12 | 144 | 30.344 | 3.3472 | 5.1209 | 0 | 25.2231 | 0 | 0 | 0 | 0 | 3.3472 | 0 | 0 | 0 | 0 | 0 | 0 | 0 | 0.93243 | 0 | 0 | 0.84126 | 0 | 0 | 0.75713
3446 | 2018-05-24 13:00 | 5 | Mai | 13 | 144 | 28.3419 | 2.9159 | 4.6226 | 0 | 23.7193 | 0 | 0 | 0 | 0 | 2.9159 | 0 | 0 | 0 | 0 | 0 | 0 | 0 | 0.5874 | 0 | 0 | 1.1192 | 0 | 0 | 1.0073
3447 | 2018-05-24 14:00 | 5 | Mai | 14 | 144 | 24.8577 | 2.648 | 4.0006 | 0 | 20.8571 | 0 | 0 | 0 | 0 | 2.648 | 0 | 0 | 0 | 0 | 0 | 0 | 0 | 0.35355 | 0 | 0 | 0.99905 | 0 | 0 | 0.89914
3448 | 2018-05-24 15:00 | 5 | Mai | 15 | 144 | 20.1384 | 2.5656 | 3.5224 | 0 | 16.616 | 0 | 0 | 0 | 0 | 2.5656 | 0 | 0 | 0 | 0 | 0 | 0 | 0 | 0.35355 | 0 | 0 | 0.6033 | 0 | 0 | 0.54297
3449 | 2018-05-24 16:00 | 5 | Mai | 16 | 144 | 15.7181 | 2.7248 | 4.4924 | 0 | 11.2256 | 0 | 0 | 0 | 0 | 2.7248 | 0 | 0 | 0 | 0 | 0 | 0 | 0 | 0.5874 | 0 | 0 | 1.1803 | 0 | 0 | 1.0622
3450 | 2018-05-24 17:00 | 5 | Mai | 17 | 144 | 11.8958 | 3.1303 | 5.9022 | 0 | 5.9936 | 0 | 0 | 0 | 0 | 3.1303 | 0 | 0 | 0 | 0 | 0 | 0 | 0 | 0.70241 | 0 | 0 | 2.0695 | 0 | 0 | 1.8626
3451 | 2018-05-24 18:00 | 5 | Mai | 18 | 144 | 7.0205 | 3.6038 | 6.9706 | 0 | 0.049868 | 0 | 0 | 0 | 0 | 3.6038 | 0 | 0 | 0 | 0 | 0 | 0 | 0 | 0.70241 | 0 | 0 | 2.6644 | 0 | 0 | 2.398
3452 | 2018-05-24 19:00 | 5 | Mai | 19 | 144 | 0.039003 | 0.039003 | 0.039003 | 0 | 0 | 3.5942 | 0.5874 | 2.5359 | 6.7175 | 3.6332 | 0 | 0 | 0 | 0 | 0 | 0 | 0 | 0.5874 | 0 | 0 | 2.5359 | 0 | 0 | 2.2823
3453 | 2018-05-24 20:00 | 5 | Mai | 20 | 144 | 0 | 0 | 0 | 0 | 0 | 3.4466 | 0.47239 | 1.8296 | 5.7487 | 3.4466 | 0 | 0 | 0 | 0 | 0 | 0 | 0 | 0.47239 | 0 | 0 | 1.8296 | 0 | 0 | 1.6467
3454 | 2018-05-24 21:00 | 5 | Mai | 21 | 144 | 0 | 0 | 0 | 0 | 0 | 3.1782 | 0.23853 | 1.4543 | 4.871 | 3.1782 | 0 | 0 | 0 | 0 | 0 | 0 | 0 | 0.23853 | 0 | 0 | 1.4543 | 0 | 0 | 1.3089
3455 | 2018-05-24 22:00 | 5 | Mai | 22 | 144 | 0 | 0 | 0 | 0 | 0 | 2.5099 | 0.23853 | 0.9957 | 3.7441 | 2.5099 | 0 | 0 | 0 | 0 | 0 | 0 | 0 | 0.23853 | 0 | 0 | 0.9957 | 0 | 0 | 0.89613
3456 | 2018-05-24 23:00 | 5 | Mai | 23 | 144 | 0 | 0 | 0 | 0 | 0 | 1.7169 | 0.12352 | 0.12317 | 1.9636 | 1.7169 | 0 | 0 | 0 | 0 | 0 | 0 | 0 | 0.12352 | 0 | 0 | 0.12317 | 0 | 0 | 0.11085
3457 | 2018-05-25 | 5 | Mai | 0 | 145 | 0 | 0 | 0 | 0 | 0 | 1.33 | 0.12352 | 0.091347 | 1.5448 | 1.33 | 0 | 0 | 0 | 0 | 0 | 0 | 0 | 0.12352 | 0 | 0 | 0.091347 | 0 | 0 | 0.082212
3458 | 2018-05-25 01:00 | 5 | Mai | 1 | 145 | 0 | 0 | 0 | 0 | 0 | 1.2259 | 0.12352 | 0 | 1.3494 | 1.2259 | 0 | 0 | 0 | 0 | 0 | 0 | 0 | 0.12352 | 0 | 0 | 0 | 0 | 0 | 0
3459 | 2018-05-25 02:00 | 5 | Mai | 2 | 145 | 0 | 0 | 0 | 0 | 0 | 1.1661 | 0.23853 | 0.11659 | 1.5212 | 1.1661 | 0 | 0 | 0 | 0 | 0 | 0 | 0 | 0.23853 | 0 | 0 | 0.11659 | 0 | 0 | 0.10493
3460 | 2018-05-25 03:00 | 5 | Mai | 3 | 145 | 0 | 0 | 0 | 0 | 0 | 1.2058 | 0.23853 | 0.042301 | 1.4866 | 1.2058 | 0 | 0 | 0 | 0 | 0 | 0 | 0 | 0.23853 | 0 | 0 | 0.042301 | 0 | 0 | 0.038071
3461 | 2018-05-25 04:00 | 5 | Mai | 4 | 145 | 0.36402 | 0.36402 | 0.36402 | 0 | 0 | 1.0571 | 0.47239 | 0.039756 | 1.5693 | 1.4212 | 0 | 0 | 0 | 0 | 0 | 0 | 0 | 0.47239 | 0 | 0 | 0.039756 | 0 | 0 | 0.035781
3462 | 2018-05-25 05:00 | 5 | Mai | 5 | 145 | 8.5546 | 2.2178 | 2.9202 | 0 | 5.6344 | 0 | 0 | 0 | 0 | 2.2178 | 0 | 0 | 0 | 0 | 0 | 0 | 0 | 0.70241 | 0 | 0 | 0 | 0 | 0 | 0
3463 | 2018-05-25 06:00 | 5 | Mai | 6 | 145 | 12.5978 | 2.8737 | 4.04 | 0 | 8.5579 | 0 | 0 | 0 | 0 | 2.8737 | 0 | 0 | 0 | 0 | 0 | 0 | 0 | 1.1663 | 0 | 0 | 0 | 0 | 0 | 0
3464 | 2018-05-25 07:00 | 5 | Mai | 7 | 145 | 16.7321 | 3.1189 | 4.2852 | 0 | 12.4469 | 0 | 0 | 0 | 0 | 3.1189 | 0 | 0 | 0 | 0 | 0 | 0 | 0 | 1.1663 | 0 | 0 | 0 | 0 | 0 | 0
3465 | 2018-05-25 08:00 | 5 | Mai | 8 | 145 | 21.1394 | 3.1694 | 4.1019 | 0 | 17.0376 | 0 | 0 | 0 | 0 | 3.1694 | 0 | 0 | 0 | 0 | 0 | 0 | 0 | 0.93243 | 0 | 0 | 0 | 0 | 0 | 0
3466 | 2018-05-25 09:00 | 5 | Mai | 9 | 145 | 25.3257 | 3.07 | 3.8231 | 0 | 21.5026 | 0 | 0 | 0 | 0 | 3.07 | 0 | 0 | 0 | 0 | 0 | 0 | 0 | 0.5874 | 0 | 0 | 0.16574 | 0 | 0 | 0.14917
3467 | 2018-05-25 10:00 | 5 | Mai | 10 | 145 | 27.9389 | 3.1256 | 3.9962 | 0 | 23.9426 | 0 | 0 | 0 | 0 | 3.1256 | 0 | 0 | 0 | 0 | 0 | 0 | 0 | 0.47239 | 0 | 0 | 0.39821 | 0 | 0 | 0.35839
3468 | 2018-05-25 11:00 | 5 | Mai | 11 | 145 | 29.642 | 3.4523 | 4.5506 | 0 | 25.0914 | 0 | 0 | 0 | 0 | 3.4523 | 0 | 0 | 0 | 0 | 0 | 0 | 0 | 0.70241 | 0 | 0 | 0.39589 | 0 | 0 | 0.3563
3469 | 2018-05-25 12:00 | 5 | Mai | 12 | 145 | 29.382 | 3.3472 | 5.2244 | 0 | 24.1576 | 0 | 0 | 0 | 0 | 3.3472 | 0 | 0 | 0 | 0 | 0 | 0 | 0 | 0.93243 | 0 | 0 | 0.94478 | 0 | 0 | 0.8503
3470 | 2018-05-25 13:00 | 5 | Mai | 13 | 145 | 27.4968 | 2.9159 | 4.8679 | 0 | 22.629 | 0 | 0 | 0 | 0 | 2.9159 | 0 | 0 | 0 | 0 | 0 | 0 | 0 | 0.5874 | 0 | 0 | 1.3646 | 0 | 0 | 1.2281
3471 | 2018-05-25 14:00 | 5 | Mai | 14 | 145 | 23.8176 | 2.648 | 4.1781 | 0 | 19.6395 | 0 | 0 | 0 | 0 | 2.648 | 0 | 0 | 0 | 0 | 0 | 0 | 0 | 0.35355 | 0 | 0 | 1.1765 | 0 | 0 | 1.0589
3472 | 2018-05-25 15:00 | 5 | Mai | 15 | 145 | 19.4363 | 2.5656 | 3.8915 | 0 | 15.5448 | 0 | 0 | 0 | 0 | 2.5656 | 0 | 0 | 0 | 0 | 0 | 0 | 0 | 0.35355 | 0 | 0 | 0.97242 | 0 | 0 | 0.87517
3473 | 2018-05-25 16:00 | 5 | Mai | 16 | 145 | 15.237 | 2.7248 | 4.7707 | 0 | 10.4663 | 0 | 0 | 0 | 0 | 2.7248 | 0 | 0 | 0 | 0 | 0 | 0 | 0 | 0.5874 | 0 | 0 | 1.4586 | 0 | 0 | 1.3127
3474 | 2018-05-25 17:00 | 5 | Mai | 17 | 145 | 11.4538 | 3.1303 | 5.4882 | 0 | 5.9655 | 0 | 0 | 0 | 0 | 3.1303 | 0 | 0 | 0 | 0 | 0 | 0 | 0 | 0.70241 | 0 | 0 | 1.6556 | 0 | 0 | 1.49
3475 | 2018-05-25 18:00 | 5 | Mai | 18 | 145 | 6.6824 | 3.6038 | 6.4691 | 0 | 0.21337 | 0 | 0 | 0 | 0 | 3.6038 | 0 | 0 | 0 | 0 | 0 | 0 | 0 | 0.70241 | 0 | 0 | 2.1629 | 0 | 0 | 1.9466
3476 | 2018-05-25 19:00 | 5 | Mai | 19 | 145 | 0.065004 | 0.065004 | 0.065004 | 0 | 0 | 3.5682 | 0.5874 | 2.087 | 6.2426 | 3.6332 | 0 | 0 | 0 | 0 | 0 | 0 | 0 | 0.5874 | 0 | 0 | 2.087 | 0 | 0 | 1.8783
3477 | 2018-05-25 20:00 | 5 | Mai | 20 | 145 | 0 | 0 | 0 | 0 | 0 | 3.4466 | 0.47239 | 1.7154 | 5.6345 | 3.4466 | 0 | 0 | 0 | 0 | 0 | 0 | 0 | 0.47239 | 0 | 0 | 1.7154 | 0 | 0 | 1.5439
3478 | 2018-05-25 21:00 | 5 | Mai | 21 | 145 | 0 | 0 | 0 | 0 | 0 | 3.1782 | 0.23853 | 1.2558 | 4.6725 | 3.1782 | 0 | 0 | 0 | 0 | 0 | 0 | 0 | 0.23853 | 0 | 0 | 1.2558 | 0 | 0 | 1.1302
3479 | 2018-05-25 22:00 | 5 | Mai | 22 | 145 | 0 | 0 | 0 | 0 | 0 | 2.5099 | 0.23853 | 0.75773 | 3.5062 | 2.5099 | 0 | 0 | 0 | 0 | 0 | 0 | 0 | 0.23853 | 0 | 0 | 0.75773 | 0 | 0 | 0.68195
3480 | 2018-05-25 23:00 | 5 | Mai | 23 | 145 | 0 | 0 | 0 | 0 | 0 | 1.7169 | 0.12352 | 0.49733 | 2.3378 | 1.7169 | 0 | 0 | 0 | 0 | 0 | 0 | 0 | 0.12352 | 0 | 0 | 0.49733 | 0 | 0 | 0.4476
3481 | 2018-05-26 | 5 | Mai | 0 | 146 | 0 | 0 | 0 | 0 | 0 | 1.33 | 0.12352 | 0 | 1.4535 | 1.33 | 0 | 0 | 0 | 0 | 0 | 0 | 0 | 0.12352 | 0 | 0 | 0 | 0 | 0 | 0
3482 | 2018-05-26 01:00 | 5 | Mai | 1 | 146 | 0 | 0 | 0 | 0 | 0 | 1.2259 | 0.12352 | 0 | 1.3494 | 1.2259 | 0 | 0 | 0 | 0 | 0 | 0 | 0 | 0.12352 | 0 | 0 | 0 | 0 | 0 | 0
3483 | 2018-05-26 02:00 | 5 | Mai | 2 | 146 | 0 | 0 | 0 | 0 | 0 | 1.1661 | 0.12352 | 0.085531 | 1.3752 | 1.1661 | 0 | 0 | 0 | 0 | 0 | 0 | 0 | 0.12352 | 0 | 0 | 0.085531 | 0 | 0 | 0.076978
3484 | 2018-05-26 03:00 | 5 | Mai | 3 | 146 | 0 | 0 | 0 | 0 | 0 | 1.2058 | 0.12352 | 0.025909 | 1.3552 | 1.2058 | 0 | 0 | 0 | 0 | 0 | 0 | 0 | 0.12352 | 0 | 0 | 0.025909 | 0 | 0 | 0.023318
3485 | 2018-05-26 04:00 | 5 | Mai | 4 | 146 | 0.14301 | 0.14301 | 0.14301 | 0 | 0 | 1.2782 | 0.12352 | 0.055915 | 1.4576 | 1.4212 | 0 | 0 | 0 | 0 | 0 | 0 | 0 | 0.12352 | 0 | 0 | 0.055915 | 0 | 0 | 0.050323
3486 | 2018-05-26 05:00 | 5 | Mai | 5 | 146 | 1.4951 | 1.4951 | 1.4951 | 0 | 0 | 0.72265 | 0.23853 | 0 | 0.96119 | 2.2178 | 0 | 0 | 0 | 0 | 0 | 0 | 0 | 0.23853 | 0 | 0 | 0 | 0 | 0 | 0
3487 | 2018-05-26 06:00 | 5 | Mai | 6 | 146 | 3.1332 | 2.8737 | 3.1332 | 0 | 0 | 0 | 0.21286 | 0 | 0.21286 | 2.8737 | 0 | 0 | 0 | 0 | 0 | 0 | 0 | 0.47239 | 0 | 0 | 0 | 0 | 0 | 0
3488 | 2018-05-26 07:00 | 5 | Mai | 7 | 146 | 3.7703 | 3.1189 | 3.7703 | 0 | 0 | 0 | 0.0511 | 0 | 0.0511 | 3.1189 | 0 | 0 | 0 | 0 | 0 | 0 | 0 | 0.70241 | 0 | 0 | 0 | 0 | 0 | 0
3489 | 2018-05-26 08:00 | 5 | Mai | 8 | 146 | 6.0454 | 3.1694 | 3.8718 | 0 | 2.1736 | 0 | 0 | 0 | 0 | 3.1694 | 0 | 0 | 0 | 0 | 0 | 0 | 0 | 0.70241 | 0 | 0 | 0 | 0 | 0 | 0
3490 | 2018-05-26 09:00 | 5 | Mai | 9 | 146 | 7.8915 | 3.07 | 3.9305 | 0 | 3.9611 | 0 | 0 | 0 | 0 | 3.07 | 0 | 0 | 0 | 0 | 0 | 0 | 0 | 0.5874 | 0 | 0 | 0.27308 | 0 | 0 | 0.24577
3491 | 2018-05-26 10:00 | 5 | Mai | 10 | 146 | 7.5405 | 3.1256 | 4.0581 | 0 | 3.4824 | 0 | 0 | 0 | 0 | 3.1256 | 0 | 0 | 0 | 0 | 0 | 0 | 0 | 0.35738 | 0 | 0 | 0.57504 | 0 | 0 | 0.51754
3492 | 2018-05-26 11:00 | 5 | Mai | 11 | 146 | 6.0064 | 3.4523 | 4.5342 | 0 | 1.4722 | 0 | 0 | 0 | 0 | 3.4523 | 0 | 0 | 0 | 0 | 0 | 0 | 0 | 0.5874 | 0 | 0 | 0.49448 | 0 | 0 | 0.44503
3493 | 2018-05-26 12:00 | 5 | Mai | 12 | 146 | 6.6694 | 3.3472 | 4.8525 | 0 | 1.8169 | 0 | 0 | 0 | 0 | 3.3472 | 0 | 0 | 0 | 0 | 0 | 0 | 0 | 0.70241 | 0 | 0 | 0.80292 | 0 | 0 | 0.72263
3494 | 2018-05-26 13:00 | 5 | Mai | 13 | 146 | 6.4224 | 2.9159 | 5.0467 | 0 | 1.3758 | 0 | 0 | 0 | 0 | 2.9159 | 0 | 0 | 0 | 0 | 0 | 0 | 0 | 0.70241 | 0 | 0 | 1.4283 | 0 | 0 | 1.2855
3495 | 2018-05-26 14:00 | 5 | Mai | 14 | 146 | 5.5904 | 2.648 | 4.2622 | 0 | 1.3281 | 0 | 0 | 0 | 0 | 2.648 | 0 | 0 | 0 | 0 | 0 | 0 | 0 | 0.5874 | 0 | 0 | 1.0268 | 0 | 0 | 0.92416
3496 | 2018-05-26 15:00 | 5 | Mai | 15 | 146 | 4.7583 | 2.5656 | 3.8848 | 0 | 0.87352 | 0 | 0 | 0 | 0 | 2.5656 | 0 | 0 | 0 | 0 | 0 | 0 | 0 | 0.5874 | 0 | 0 | 0.73184 | 0 | 0 | 0.65866
3497 | 2018-05-26 16:00 | 5 | Mai | 16 | 146 | 3.2502 | 2.7248 | 3.2502 | 0 | 0 | 0 | 0.52583 | 0.83299 | 1.3588 | 2.7248 | 0 | 0 | 0 | 0 | 0 | 0 | 0 | 1.0513 | 0 | 0 | 0.83299 | 0 | 0 | 0.74969
3498 | 2018-05-26 17:00 | 5 | Mai | 17 | 146 | 2.0541 | 2.0541 | 2.0541 | 0 | 0 | 1.0761 | 0.81742 | 1.2201 | 3.1137 | 3.1303 | 0 | 0 | 0 | 0 | 0 | 0 | 0 | 0.81742 | 0 | 0 | 1.2201 | 0 | 0 | 1.0981
3499 | 2018-05-26 18:00 | 5 | Mai | 18 | 146 | 0.81906 | 0.81906 | 0.81906 | 0 | 0 | 2.7847 | 0.47239 | 1.9034 | 5.1606 | 3.6038 | 0 | 0 | 0 | 0 | 0 | 0 | 0 | 0.47239 | 0 | 0 | 1.9034 | 0 | 0 | 1.7131
3500 | 2018-05-26 19:00 | 5 | Mai | 19 | 146 | 0.026002 | 0.026002 | 0.026002 | 0 | 0 | 3.6072 | 0.47239 | 1.7545 | 5.834 | 3.6332 | 0 | 0 | 0 | 0 | 0 | 0 | 0 | 0.47239 | 0 | 0 | 1.7545 | 0 | 0 | 1.579
3501 | 2018-05-26 20:00 | 5 | Mai | 20 | 146 | 0 | 0 | 0 | 0 | 0 | 3.4466 | 0.23853 | 1.2804 | 4.9655 | 3.4466 | 0 | 0 | 0 | 0 | 0 | 0 | 0 | 0.23853 | 0 | 0 | 1.2804 | 0 | 0 | 1.1523
3502 | 2018-05-26 21:00 | 5 | Mai | 21 | 146 | 0 | 0 | 0 | 0 | 0 | 3.1782 | 0.23853 | 0.99691 | 4.4136 | 3.1782 | 0 | 0 | 0 | 0 | 0 | 0 | 0 | 0.23853 | 0 | 0 | 0.99691 | 0 | 0 | 0.89722
3503 | 2018-05-26 22:00 | 5 | Mai | 22 | 146 | 0 | 0 | 0 | 0 | 0 | 2.5099 | 0.23853 | 0.5535 | 3.3019 | 2.5099 | 0 | 0 | 0 | 0 | 0 | 0 | 0 | 0.23853 | 0 | 0 | 0.5535 | 0 | 0 | 0.49815
3504 | 2018-05-26 23:00 | 5 | Mai | 23 | 146 | 0 | 0 | 0 | 0 | 0 | 1.7169 | 0.12352 | 0.49099 | 2.3314 | 1.7169 | 0 | 0 | 0 | 0 | 0 | 0 | 0 | 0.12352 | 0 | 0 | 0.49099 | 0 | 0 | 0.44189
3505 | 2018-05-27 | 5 | Mai | 0 | 147 | 0 | 0 | 0 | 0 | 0 | 1.5258 | 0.12352 | 0.59399 | 2.2433 | 1.5258 | 0 | 0 | 0 | 0 | 0 | 0 | 0 | 0.12352 | 0 | 0 | 0.59399 | 0 | 0 | 0.53459
3506 | 2018-05-27 01:00 | 5 | Mai | 1 | 147 | 0 | 0 | 0 | 0 | 0 | 1.2784 | 0.12352 | 0.39144 | 1.7934 | 1.2784 | 0 | 0 | 0 | 0 | 0 | 0 | 0 | 0.12352 | 0 | 0 | 0.39144 | 0 | 0 | 0.35229
3507 | 2018-05-27 02:00 | 5 | Mai | 2 | 147 | 0 | 0 | 0 | 0 | 0 | 1.231 | 0.12352 | 0.014074 | 1.3686 | 1.231 | 0 | 0 | 0 | 0 | 0 | 0 | 0 | 0.12352 | 0 | 0 | 0.014074 | 0 | 0 | 0.012667
3508 | 2018-05-27 03:00 | 5 | Mai | 3 | 147 | 0 | 0 | 0 | 0 | 0 | 1.2408 | 0.12352 | 0.026572 | 1.3909 | 1.2408 | 0 | 0 | 0 | 0 | 0 | 0 | 0 | 0.12352 | 0 | 0 | 0.026572 | 0 | 0 | 0.023914
3509 | 2018-05-27 04:00 | 5 | Mai | 4 | 147 | 0.19501 | 0.19501 | 0.19501 | 0 | 0 | 1.0695 | 0.12352 | 0.02326 | 1.2163 | 1.2645 | 0 | 0 | 0 | 0 | 0 | 0 | 0 | 0.12352 | 0 | 0 | 0.02326 | 0 | 0 | 0.020934
3510 | 2018-05-27 05:00 | 5 | Mai | 5 | 147 | 2.4832 | 1.5129 | 1.6364 | 0 | 0.84676 | 0 | 0 | 0 | 0 | 1.5129 | 0 | 0 | 0 | 0 | 0 | 0 | 0 | 0.12352 | 0 | 0 | 0 | 0 | 0 | 0
3511 | 2018-05-27 06:00 | 5 | Mai | 6 | 147 | 4.7973 | 2.1188 | 2.2423 | 0 | 2.555 | 0 | 0 | 0 | 0 | 2.1188 | 0 | 0 | 0 | 0 | 0 | 0 | 0 | 0.12352 | 0 | 0 | 0 | 0 | 0 | 0
3512 | 2018-05-27 07:00 | 5 | Mai | 7 | 147 | 6.7215 | 2.8459 | 3.0844 | 0 | 3.6371 | 0 | 0 | 0 | 0 | 2.8459 | 0 | 0 | 0 | 0 | 0 | 0 | 0 | 0.23853 | 0 | 0 | 0 | 0 | 0 | 0
3513 | 2018-05-27 08:00 | 5 | Mai | 8 | 147 | 8.5806 | 3.4101 | 3.7674 | 0 | 4.8131 | 0 | 0 | 0 | 0 | 3.4101 | 0 | 0 | 0 | 0 | 0 | 0 | 0 | 0.35738 | 0 | 0 | 0 | 0 | 0 | 0
3514 | 2018-05-27 09:00 | 5 | Mai | 9 | 147 | 10.0757 | 3.5976 | 4.5977 | 0 | 5.478 | 0 | 0 | 0 | 0 | 3.5976 | 0 | 0 | 0 | 0 | 0 | 0 | 0 | 0.70241 | 0 | 0 | 0.29766 | 0 | 0 | 0.2679
3515 | 2018-05-27 10:00 | 5 | Mai | 10 | 147 | 12.2468 | 3.7269 | 5.0364 | 0 | 7.2104 | 0 | 0 | 0 | 0 | 3.7269 | 0 | 0 | 0 | 0 | 0 | 0 | 0 | 0.70241 | 0 | 0 | 0.60708 | 0 | 0 | 0.54638
3516 | 2018-05-27 11:00 | 5 | Mai | 11 | 147 | 12.1168 | 3.9537 | 5.3635 | 0 | 6.7533 | 0 | 0 | 0 | 0 | 3.9537 | 0 | 0 | 0 | 0 | 0 | 0 | 0 | 0.93243 | 0 | 0 | 0.47745 | 0 | 0 | 0.4297
3517 | 2018-05-27 12:00 | 5 | Mai | 12 | 147 | 11.8698 | 3.8269 | 5.2715 | 0 | 6.5983 | 0 | 0 | 0 | 0 | 3.8269 | 0 | 0 | 0 | 0 | 0 | 0 | 0 | 0.93243 | 0 | 0 | 0.51211 | 0 | 0 | 0.4609
3518 | 2018-05-27 13:00 | 5 | Mai | 13 | 147 | 10.8687 | 3.4394 | 4.9622 | 0 | 5.9065 | 0 | 0 | 0 | 0 | 3.4394 | 0 | 0 | 0 | 0 | 0 | 0 | 0 | 0.81742 | 0 | 0 | 0.70537 | 0 | 0 | 0.63484
3519 | 2018-05-27 14:00 | 5 | Mai | 14 | 147 | 9.6987 | 3.2581 | 4.5188 | 0 | 5.1799 | 0 | 0 | 0 | 0 | 3.2581 | 0 | 0 | 0 | 0 | 0 | 0 | 0 | 0.5874 | 0 | 0 | 0.6733 | 0 | 0 | 0.60597
3520 | 2018-05-27 15:00 | 5 | Mai | 15 | 147 | 7.4235 | 3.1849 | 4.3483 | 0 | 3.0752 | 0 | 0 | 0 | 0 | 3.1849 | 0 | 0 | 0 | 0 | 0 | 0 | 0 | 0.47239 | 0 | 0 | 0.691 | 0 | 0 | 0.6219
3521 | 2018-05-27 16:00 | 5 | Mai | 16 | 147 | 5.1093 | 3.2699 | 4.6745 | 0 | 0.4348 | 0 | 0 | 0 | 0 | 3.2699 | 0 | 0 | 0 | 0 | 0 | 0 | 0 | 0.5874 | 0 | 0 | 0.81723 | 0 | 0 | 0.73551
3522 | 2018-05-27 17:00 | 5 | Mai | 17 | 147 | 3.1462 | 3.1462 | 3.1462 | 0 | 0 | 0.48541 | 0.70241 | 1.2113 | 2.3991 | 3.6316 | 0 | 0 | 0 | 0 | 0 | 0 | 0 | 0.70241 | 0 | 0 | 1.2113 | 0 | 0 | 1.0901
3523 | 2018-05-27 18:00 | 5 | Mai | 18 | 147 | 1.0011 | 1.0011 | 1.0011 | 0 | 0 | 2.9165 | 0.70241 | 1.9407 | 5.5596 | 3.9176 | 0 | 0 | 0 | 0 | 0 | 0 | 0 | 0.70241 | 0 | 0 | 1.9407 | 0 | 0 | 1.7466
3524 | 2018-05-27 19:00 | 5 | Mai | 19 | 147 | 0.026002 | 0.026002 | 0.026002 | 0 | 0 | 3.7375 | 0.47239 | 2.17 | 6.3799 | 3.7635 | 0 | 0 | 0 | 0 | 0 | 0 | 0 | 0.47239 | 0 | 0 | 2.17 | 0 | 0 | 1.953
3525 | 2018-05-27 20:00 | 5 | Mai | 20 | 147 | 0 | 0 | 0 | 0 | 0 | 3.3704 | 0.47239 | 1.905 | 5.7478 | 3.3704 | 0 | 0 | 0 | 0 | 0 | 0 | 0 | 0.47239 | 0 | 0 | 1.905 | 0 | 0 | 1.7145
3526 | 2018-05-27 21:00 | 5 | Mai | 21 | 147 | 0 | 0 | 0 | 0 | 0 | 3.2627 | 0.23853 | 1.5578 | 5.059 | 3.2627 | 0 | 0 | 0 | 0 | 0 | 0 | 0 | 0.23853 | 0 | 0 | 1.5578 | 0 | 0 | 1.402
3527 | 2018-05-27 22:00 | 5 | Mai | 22 | 147 | 0 | 0 | 0 | 0 | 0 | 2.7691 | 0.23853 | 0.88022 | 3.8878 | 2.7691 | 0 | 0 | 0 | 0 | 0 | 0 | 0 | 0.23853 | 0 | 0 | 0.88022 | 0 | 0 | 0.7922
3528 | 2018-05-27 23:00 | 5 | Mai | 23 | 147 | 0 | 0 | 0 | 0 | 0 | 1.9107 | 0.12352 | 0.73599 | 2.7702 | 1.9107 | 0 | 0 | 0 | 0 | 0 | 0 | 0 | 0.12352 | 0 | 0 | 0.73599 | 0 | 0 | 0.66239
3529 | 2018-05-28 | 5 | Mai | 0 | 148 | 0 | 0 | 0 | 0 | 0 | 2.0467 | 0.12352 | 0.37687 | 2.5471 | 2.0467 | 0 | 0 | 0 | 0 | 0 | 0 | 0 | 0.12352 | 0 | 0 | 0.37687 | 0 | 0 | 0.33918
3530 | 2018-05-28 01:00 | 5 | Mai | 1 | 148 | 0 | 0 | 0 | 0 | 0 | 1.5737 | 0.12352 | 0.57442 | 2.2716 | 1.5737 | 0 | 0 | 0 | 0 | 0 | 0 | 0 | 0.12352 | 0 | 0 | 0.57442 | 0 | 0 | 0.51697
3531 | 2018-05-28 02:00 | 5 | Mai | 2 | 148 | 0 | 0 | 0 | 0 | 0 | 1.3227 | 0.23853 | 0.34995 | 1.9112 | 1.3227 | 0 | 0 | 0 | 0 | 0 | 0 | 0 | 0.23853 | 0 | 0 | 0.34995 | 0 | 0 | 0.31496
3532 | 2018-05-28 03:00 | 5 | Mai | 3 | 148 | 0 | 0 | 0 | 0 | 0 | 1.2429 | 0.23853 | 0 | 1.4814 | 1.2429 | 0 | 0 | 0 | 0 | 0 | 0 | 0 | 0.23853 | 0 | 0 | 0 | 0 | 0 | 0
3533 | 2018-05-28 04:00 | 5 | Mai | 4 | 148 | 0.36402 | 0.36402 | 0.36402 | 0 | 0 | 0.86598 | 0.47239 | 0 | 1.3384 | 1.23 | 0 | 0 | 0 | 0 | 0 | 0 | 0 | 0.47239 | 0 | 0 | 0 | 0 | 0 | 0
3534 | 2018-05-28 05:00 | 5 | Mai | 5 | 148 | 6.6044 | 1.2053 | 1.9077 | 0 | 4.6968 | 0 | 0 | 0 | 0 | 1.2053 | 0 | 0 | 0 | 0 | 0 | 0 | 0 | 0.70241 | 0 | 0 | 0 | 0 | 0 | 0
3535 | 2018-05-28 06:00 | 5 | Mai | 6 | 148 | 10.5827 | 1.2578 | 2.4241 | 0 | 8.1586 | 0 | 0 | 0 | 0 | 1.2578 | 0 | 0 | 0 | 0 | 0 | 0 | 0 | 1.1663 | 0 | 0 | 0 | 0 | 0 | 0
3536 | 2018-05-28 07:00 | 5 | Mai | 7 | 148 | 13.9369 | 1.6324 | 2.7987 | 0 | 11.1382 | 0 | 0 | 0 | 0 | 1.6324 | 0 | 0 | 0 | 0 | 0 | 0 | 0 | 1.1663 | 0 | 0 | 0 | 0 | 0 | 0
3537 | 2018-05-28 08:00 | 5 | Mai | 8 | 148 | 18.5392 | 2.5176 | 3.4501 | 0 | 15.0892 | 0 | 0 | 0 | 0 | 2.5176 | 0 | 0 | 0 | 0 | 0 | 0 | 0 | 0.93243 | 0 | 0 | 0 | 0 | 0 | 0
3538 | 2018-05-28 09:00 | 5 | Mai | 9 | 148 | 20.5674 | 3.5028 | 4.2971 | 0 | 16.2702 | 0 | 0 | 0 | 0 | 3.5028 | 0 | 0 | 0 | 0 | 0 | 0 | 0 | 0.5874 | 0 | 0 | 0.20694 | 0 | 0 | 0.18624
3539 | 2018-05-28 10:00 | 5 | Mai | 10 | 148 | 22.2575 | 4.0459 | 4.9623 | 0 | 17.2952 | 0 | 0 | 0 | 0 | 4.0459 | 0 | 0 | 0 | 0 | 0 | 0 | 0 | 0.47239 | 0 | 0 | 0.44402 | 0 | 0 | 0.39962
3540 | 2018-05-28 11:00 | 5 | Mai | 11 | 148 | 24.6237 | 4.4401 | 5.5755 | 0 | 19.0481 | 0 | 0 | 0 | 0 | 4.4401 | 0 | 0 | 0 | 0 | 0 | 0 | 0 | 0.70241 | 0 | 0 | 0.43304 | 0 | 0 | 0.38973
3541 | 2018-05-28 12:00 | 5 | Mai | 12 | 148 | 23.0506 | 4.5168 | 6.2905 | 0 | 16.76 | 0 | 0 | 0 | 0 | 4.5168 | 0 | 0 | 0 | 0 | 0 | 0 | 0 | 0.93243 | 0 | 0 | 0.84126 | 0 | 0 | 0.75713
3542 | 2018-05-28 13:00 | 5 | Mai | 13 | 148 | 22.3485 | 3.8145 | 5.5212 | 0 | 16.8273 | 0 | 0 | 0 | 0 | 3.8145 | 0 | 0 | 0 | 0 | 0 | 0 | 0 | 0.5874 | 0 | 0 | 1.1192 | 0 | 0 | 1.0073
3543 | 2018-05-28 14:00 | 5 | Mai | 14 | 148 | 19.6833 | 3.1694 | 4.522 | 0 | 15.1613 | 0 | 0 | 0 | 0 | 3.1694 | 0 | 0 | 0 | 0 | 0 | 0 | 0 | 0.35355 | 0 | 0 | 0.99905 | 0 | 0 | 0.89914
3544 | 2018-05-28 15:00 | 5 | Mai | 15 | 148 | 15.393 | 2.7634 | 3.7203 | 0 | 11.6728 | 0 | 0 | 0 | 0 | 2.7634 | 0 | 0 | 0 | 0 | 0 | 0 | 0 | 0.35355 | 0 | 0 | 0.6033 | 0 | 0 | 0.54297
3545 | 2018-05-28 16:00 | 5 | Mai | 16 | 148 | 10.8167 | 2.4336 | 4.2013 | 0 | 6.6154 | 0 | 0 | 0 | 0 | 2.4336 | 0 | 0 | 0 | 0 | 0 | 0 | 0 | 0.5874 | 0 | 0 | 1.1803 | 0 | 0 | 1.0622
3546 | 2018-05-28 17:00 | 5 | Mai | 17 | 148 | 7.4105 | 2.4579 | 5.2298 | 0 | 2.1807 | 0 | 0 | 0 | 0 | 2.4579 | 0 | 0 | 0 | 0 | 0 | 0 | 0 | 0.70241 | 0 | 0 | 2.0695 | 0 | 0 | 1.8626
3547 | 2018-05-28 18:00 | 5 | Mai | 18 | 148 | 3.4322 | 2.8103 | 3.4322 | 0 | 0 | 0 | 0.080483 | 2.6644 | 2.7449 | 2.8103 | 0 | 0 | 0 | 0 | 0 | 0 | 0 | 0.70241 | 0 | 0 | 2.6644 | 0 | 0 | 2.398
3548 | 2018-05-28 19:00 | 5 | Mai | 19 | 148 | 0.013001 | 0.013001 | 0.013001 | 0 | 0 | 3.3203 | 0.5874 | 2.5359 | 6.4436 | 3.3333 | 0 | 0 | 0 | 0 | 0 | 0 | 0 | 0.5874 | 0 | 0 | 2.5359 | 0 | 0 | 2.2823
3549 | 2018-05-28 20:00 | 5 | Mai | 20 | 148 | 0 | 0 | 0 | 0 | 0 | 3.4858 | 0.47239 | 1.8296 | 5.7878 | 3.4858 | 0 | 0 | 0 | 0 | 0 | 0 | 0 | 0.47239 | 0 | 0 | 1.8296 | 0 | 0 | 1.6467
3550 | 2018-05-28 21:00 | 5 | Mai | 21 | 148 | 0 | 0 | 0 | 0 | 0 | 3.3019 | 0.23853 | 1.4543 | 4.9947 | 3.3019 | 0 | 0 | 0 | 0 | 0 | 0 | 0 | 0.23853 | 0 | 0 | 1.4543 | 0 | 0 | 1.3089
3551 | 2018-05-28 22:00 | 5 | Mai | 22 | 148 | 0 | 0 | 0 | 0 | 0 | 3.0896 | 0.23853 | 0.9957 | 4.3238 | 3.0896 | 0 | 0 | 0 | 0 | 0 | 0 | 0 | 0.23853 | 0 | 0 | 0.9957 | 0 | 0 | 0.89613
3552 | 2018-05-28 23:00 | 5 | Mai | 23 | 148 | 0 | 0 | 0 | 0 | 0 | 1.7169 | 0.12352 | 0.63126 | 2.4717 | 1.7169 | 0 | 0 | 0 | 0 | 0 | 0 | 0 | 0.12352 | 0 | 0 | 0.63126 | 0 | 0 | 0.56813
3553 | 2018-05-29 | 5 | Mai | 0 | 149 | 0 | 0 | 0 | 0 | 0 | 1.33 | 0.12352 | 0.34706 | 1.8005 | 1.33 | 0 | 0 | 0 | 0 | 0 | 0 | 0 | 0.12352 | 0 | 0 | 0.34706 | 0 | 0 | 0.31235
3554 | 2018-05-29 01:00 | 5 | Mai | 1 | 149 | 0 | 0 | 0 | 0 | 0 | 1.2259 | 0.12352 | 0.040439 | 1.3898 | 1.2259 | 0 | 0 | 0 | 0 | 0 | 0 | 0 | 0.12352 | 0 | 0 | 0.040439 | 0 | 0 | 0.036395
3555 | 2018-05-29 02:00 | 5 | Mai | 2 | 149 | 0 | 0 | 0 | 0 | 0 | 1.1661 | 0.23853 | 0.042189 | 1.4468 | 1.1661 | 0 | 0 | 0 | 0 | 0 | 0 | 0 | 0.23853 | 0 | 0 | 0.042189 | 0 | 0 | 0.03797
3556 | 2018-05-29 03:00 | 5 | Mai | 3 | 149 | 0 | 0 | 0 | 0 | 0 | 1.2058 | 0.23853 | 0 | 1.4443 | 1.2058 | 0 | 0 | 0 | 0 | 0 | 0 | 0 | 0.23853 | 0 | 0 | 0 | 0 | 0 | 0
3557 | 2018-05-29 04:00 | 5 | Mai | 4 | 149 | 0.16901 | 0.16901 | 0.16901 | 0 | 0 | 1.2522 | 0.47239 | 0 | 1.7245 | 1.4212 | 0 | 0 | 0 | 0 | 0 | 0 | 0 | 0.47239 | 0 | 0 | 0 | 0 | 0 | 0
3558 | 2018-05-29 05:00 | 5 | Mai | 5 | 149 | 1.7811 | 1.7811 | 1.7811 | 0 | 0 | 0.43663 | 0.70241 | 0 | 1.139 | 2.2178 | 0 | 0 | 0 | 0 | 0 | 0 | 0 | 0.70241 | 0 | 0 | 0 | 0 | 0 | 0
3559 | 2018-05-29 06:00 | 5 | Mai | 6 | 149 | 3.8093 | 2.8737 | 3.8093 | 0 | 0 | 0 | 0.23071 | 0 | 0.23071 | 2.8737 | 0 | 0 | 0 | 0 | 0 | 0 | 0 | 1.1663 | 0 | 0 | 0 | 0 | 0 | 0
3560 | 2018-05-29 07:00 | 5 | Mai | 7 | 149 | 6.4224 | 3.1189 | 4.2852 | 0 | 2.1372 | 0 | 0 | 0 | 0 | 3.1189 | 0 | 0 | 0 | 0 | 0 | 0 | 0 | 1.1663 | 0 | 0 | 0 | 0 | 0 | 0
3561 | 2018-05-29 08:00 | 5 | Mai | 8 | 149 | 8.1645 | 3.1694 | 4.1019 | 0 | 4.0627 | 0 | 0 | 0 | 0 | 3.1694 | 0 | 0 | 0 | 0 | 0 | 0 | 0 | 0.93243 | 0 | 0 | 0 | 0 | 0 | 0
3562 | 2018-05-29 09:00 | 5 | Mai | 9 | 149 | 9.7247 | 3.07 | 3.8643 | 0 | 5.8603 | 0 | 0 | 0 | 0 | 3.07 | 0 | 0 | 0 | 0 | 0 | 0 | 0 | 0.5874 | 0 | 0 | 0.20694 | 0 | 0 | 0.18624
3563 | 2018-05-29 10:00 | 5 | Mai | 10 | 149 | 10.0107 | 3.1256 | 4.042 | 0 | 5.9686 | 0 | 0 | 0 | 0 | 3.1256 | 0 | 0 | 0 | 0 | 0 | 0 | 0 | 0.47239 | 0 | 0 | 0.44402 | 0 | 0 | 0.39962
3564 | 2018-05-29 11:00 | 5 | Mai | 11 | 149 | 11.6488 | 3.4523 | 4.5878 | 0 | 7.061 | 0 | 0 | 0 | 0 | 3.4523 | 0 | 0 | 0 | 0 | 0 | 0 | 0 | 0.70241 | 0 | 0 | 0.43304 | 0 | 0 | 0.38973
3565 | 2018-05-29 12:00 | 5 | Mai | 12 | 149 | 11.7398 | 3.3472 | 5.1209 | 0 | 6.6189 | 0 | 0 | 0 | 0 | 3.3472 | 0 | 0 | 0 | 0 | 0 | 0 | 0 | 0.93243 | 0 | 0 | 0.84126 | 0 | 0 | 0.75713
3566 | 2018-05-29 13:00 | 5 | Mai | 13 | 149 | 10.8427 | 2.9159 | 4.6226 | 0 | 6.2202 | 0 | 0 | 0 | 0 | 2.9159 | 0 | 0 | 0 | 0 | 0 | 0 | 0 | 0.5874 | 0 | 0 | 1.1192 | 0 | 0 | 1.0073
3567 | 2018-05-29 14:00 | 5 | Mai | 14 | 149 | 8.6586 | 2.648 | 4.0006 | 0 | 4.658 | 0 | 0 | 0 | 0 | 2.648 | 0 | 0 | 0 | 0 | 0 | 0 | 0 | 0.35355 | 0 | 0 | 0.99905 | 0 | 0 | 0.89914
3568 | 2018-05-29 15:00 | 5 | Mai | 15 | 149 | 7.9175 | 2.5656 | 3.5224 | 0 | 4.3951 | 0 | 0 | 0 | 0 | 2.5656 | 0 | 0 | 0 | 0 | 0 | 0 | 0 | 0.35355 | 0 | 0 | 0.6033 | 0 | 0 | 0.54297
3569 | 2018-05-29 16:00 | 5 | Mai | 16 | 149 | 5.9934 | 2.7248 | 4.4924 | 0 | 1.501 | 0 | 0 | 0 | 0 | 2.7248 | 0 | 0 | 0 | 0 | 0 | 0 | 0 | 0.5874 | 0 | 0 | 1.1803 | 0 | 0 | 1.0622
3570 | 2018-05-29 17:00 | 5 | Mai | 17 | 149 | 3.5622 | 3.1303 | 3.5622 | 0 | 0 | 0 | 0.27045 | 2.0695 | 2.34 | 3.1303 | 0 | 0 | 0 | 0 | 0 | 0 | 0 | 0.70241 | 0 | 0 | 2.0695 | 0 | 0 | 1.8626
3571 | 2018-05-29 18:00 | 5 | Mai | 18 | 149 | 1.1831 | 1.1831 | 1.1831 | 0 | 0 | 2.4207 | 0.70241 | 2.6644 | 5.7875 | 3.6038 | 0 | 0 | 0 | 0 | 0 | 0 | 0 | 0.70241 | 0 | 0 | 2.6644 | 0 | 0 | 2.398
3572 | 2018-05-29 19:00 | 5 | Mai | 19 | 149 | 0.013001 | 0.013001 | 0.013001 | 0 | 0 | 3.6202 | 0.5874 | 2.5359 | 6.7435 | 3.6332 | 0 | 0 | 0 | 0 | 0 | 0 | 0 | 0.5874 | 0 | 0 | 2.5359 | 0 | 0 | 2.2823
3573 | 2018-05-29 20:00 | 5 | Mai | 20 | 149 | 0 | 0 | 0 | 0 | 0 | 3.4466 | 0.47239 | 1.8296 | 5.7487 | 3.4466 | 0 | 0 | 0 | 0 | 0 | 0 | 0 | 0.47239 | 0 | 0 | 1.8296 | 0 | 0 | 1.6467
3574 | 2018-05-29 21:00 | 5 | Mai | 21 | 149 | 0 | 0 | 0 | 0 | 0 | 3.1782 | 0.23853 | 1.4543 | 4.871 | 3.1782 | 0 | 0 | 0 | 0 | 0 | 0 | 0 | 0.23853 | 0 | 0 | 1.4543 | 0 | 0 | 1.3089
3575 | 2018-05-29 22:00 | 5 | Mai | 22 | 149 | 0 | 0 | 0 | 0 | 0 | 2.5099 | 0.23853 | 0.9957 | 3.7441 | 2.5099 | 0 | 0 | 0 | 0 | 0 | 0 | 0 | 0.23853 | 0 | 0 | 0.9957 | 0 | 0 | 0.89613
3576 | 2018-05-29 23:00 | 5 | Mai | 23 | 149 | 0 | 0 | 0 | 0 | 0 | 1.7169 | 0.12352 | 0.63126 | 2.4717 | 1.7169 | 0 | 0 | 0 | 0 | 0 | 0 | 0 | 0.12352 | 0 | 0 | 0.63126 | 0 | 0 | 0.56813
3577 | 2018-05-30 | 5 | Mai | 0 | 150 | 0 | 0 | 0 | 0 | 0 | 1.33 | 0.12352 | 0.34706 | 1.8005 | 1.33 | 0 | 0 | 0 | 0 | 0 | 0 | 0 | 0.12352 | 0 | 0 | 0.34706 | 0 | 0 | 0.31235
3578 | 2018-05-30 01:00 | 5 | Mai | 1 | 150 | 0 | 0 | 0 | 0 | 0 | 1.2259 | 0.12352 | 0.040439 | 1.3898 | 1.2259 | 0 | 0 | 0 | 0 | 0 | 0 | 0 | 0.12352 | 0 | 0 | 0.040439 | 0 | 0 | 0.036395
3579 | 2018-05-30 02:00 | 5 | Mai | 2 | 150 | 0 | 0 | 0 | 0 | 0 | 1.1661 | 0.23853 | 0.042189 | 1.4468 | 1.1661 | 0 | 0 | 0 | 0 | 0 | 0 | 0 | 0.23853 | 0 | 0 | 0.042189 | 0 | 0 | 0.03797
3580 | 2018-05-30 03:00 | 5 | Mai | 3 | 150 | 0 | 0 | 0 | 0 | 0 | 1.2058 | 0.23853 | 0 | 1.4443 | 1.2058 | 0 | 0 | 0 | 0 | 0 | 0 | 0 | 0.23853 | 0 | 0 | 0 | 0 | 0 | 0
3581 | 2018-05-30 04:00 | 5 | Mai | 4 | 150 | 0.45503 | 0.45503 | 0.45503 | 0 | 0 | 0.96613 | 0.47239 | 0 | 1.4385 | 1.4212 | 0 | 0 | 0 | 0 | 0 | 0 | 0 | 0.47239 | 0 | 0 | 0 | 0 | 0 | 0
3582 | 2018-05-30 05:00 | 5 | Mai | 5 | 150 | 7.5145 | 2.2178 | 2.9202 | 0 | 4.5943 | 0 | 0 | 0 | 0 | 2.2178 | 0 | 0 | 0 | 0 | 0 | 0 | 0 | 0.70241 | 0 | 0 | 0 | 0 | 0 | 0
3583 | 2018-05-30 06:00 | 5 | Mai | 6 | 150 | 12.1038 | 2.8737 | 4.04 | 0 | 8.0638 | 0 | 0 | 0 | 0 | 2.8737 | 0 | 0 | 0 | 0 | 0 | 0 | 0 | 1.1663 | 0 | 0 | 0 | 0 | 0 | 0
3584 | 2018-05-30 07:00 | 5 | Mai | 7 | 150 | 16.3551 | 3.1189 | 4.2852 | 0 | 12.0699 | 0 | 0 | 0 | 0 | 3.1189 | 0 | 0 | 0 | 0 | 0 | 0 | 0 | 1.1663 | 0 | 0 | 0 | 0 | 0 | 0
3585 | 2018-05-30 08:00 | 5 | Mai | 8 | 150 | 20.5674 | 3.1694 | 4.1019 | 0 | 16.4655 | 0 | 0 | 0 | 0 | 3.1694 | 0 | 0 | 0 | 0 | 0 | 0 | 0 | 0.93243 | 0 | 0 | 0 | 0 | 0 | 0
3586 | 2018-05-30 09:00 | 5 | Mai | 9 | 150 | 23.6226 | 3.07 | 3.8643 | 0 | 19.7583 | 0 | 0 | 0 | 0 | 3.07 | 0 | 0 | 0 | 0 | 0 | 0 | 0 | 0.5874 | 0 | 0 | 0.20694 | 0 | 0 | 0.18624
3587 | 2018-05-30 10:00 | 5 | Mai | 10 | 150 | 26.6388 | 3.1256 | 4.042 | 0 | 22.5967 | 0 | 0 | 0 | 0 | 3.1256 | 0 | 0 | 0 | 0 | 0 | 0 | 0 | 0.47239 | 0 | 0 | 0.44402 | 0 | 0 | 0.39962
3588 | 2018-05-30 11:00 | 5 | Mai | 11 | 150 | 27.4968 | 3.4523 | 4.5878 | 0 | 22.9091 | 0 | 0 | 0 | 0 | 3.4523 | 0 | 0 | 0 | 0 | 0 | 0 | 0 | 0.70241 | 0 | 0 | 0.43304 | 0 | 0 | 0.38973
3589 | 2018-05-30 12:00 | 5 | Mai | 12 | 150 | 27.4578 | 3.3472 | 5.1209 | 0 | 22.337 | 0 | 0 | 0 | 0 | 3.3472 | 0 | 0 | 0 | 0 | 0 | 0 | 0 | 0.93243 | 0 | 0 | 0.84126 | 0 | 0 | 0.75713
3590 | 2018-05-30 13:00 | 5 | Mai | 13 | 150 | 25.8977 | 2.9159 | 4.6226 | 0 | 21.2752 | 0 | 0 | 0 | 0 | 2.9159 | 0 | 0 | 0 | 0 | 0 | 0 | 0 | 0.5874 | 0 | 0 | 1.1192 | 0 | 0 | 1.0073
3591 | 2018-05-30 14:00 | 5 | Mai | 14 | 150 | 22.5695 | 2.648 | 4.0006 | 0 | 18.5689 | 0 | 0 | 0 | 0 | 2.648 | 0 | 0 | 0 | 0 | 0 | 0 | 0 | 0.35355 | 0 | 0 | 0.99905 | 0 | 0 | 0.89914
3592 | 2018-05-30 15:00 | 5 | Mai | 15 | 150 | 18.1362 | 2.5656 | 3.5224 | 0 | 14.6138 | 0 | 0 | 0 | 0 | 2.5656 | 0 | 0 | 0 | 0 | 0 | 0 | 0 | 0.35355 | 0 | 0 | 0.6033 | 0 | 0 | 0.54297
3593 | 2018-05-30 16:00 | 5 | Mai | 16 | 150 | 14.0019 | 2.7248 | 4.4924 | 0 | 9.5095 | 0 | 0 | 0 | 0 | 2.7248 | 0 | 0 | 0 | 0 | 0 | 0 | 0 | 0.5874 | 0 | 0 | 1.1803 | 0 | 0 | 1.0622
3594 | 2018-05-30 17:00 | 5 | Mai | 17 | 150 | 10.1927 | 3.1303 | 5.9022 | 0 | 4.2904 | 0 | 0 | 0 | 0 | 3.1303 | 0 | 0 | 0 | 0 | 0 | 0 | 0 | 0.70241 | 0 | 0 | 2.0695 | 0 | 0 | 1.8626
3595 | 2018-05-30 18:00 | 5 | Mai | 18 | 150 | 5.6164 | 3.6038 | 5.6164 | 0 | 0 | 0 | 0 | 1.3542 | 1.3542 | 3.6038 | 0 | 0 | 0 | 0 | 0 | 0 | 0 | 0.70241 | 0 | 0 | 2.6644 | 0 | 0 | 2.398
3596 | 2018-05-30 19:00 | 5 | Mai | 19 | 150 | 0.091006 | 0.091006 | 0.091006 | 0 | 0 | 3.5422 | 0.5874 | 2.5359 | 6.6655 | 3.6332 | 0 | 0 | 0 | 0 | 0 | 0 | 0 | 0.5874 | 0 | 0 | 2.5359 | 0 | 0 | 2.2823
3597 | 2018-05-30 20:00 | 5 | Mai | 20 | 150 | 0 | 0 | 0 | 0 | 0 | 3.4466 | 0.47239 | 1.8296 | 5.7487 | 3.4466 | 0 | 0 | 0 | 0 | 0 | 0 | 0 | 0.47239 | 0 | 0 | 1.8296 | 0 | 0 | 1.6467
3598 | 2018-05-30 21:00 | 5 | Mai | 21 | 150 | 0 | 0 | 0 | 0 | 0 | 3.1782 | 0.23853 | 1.4543 | 4.871 | 3.1782 | 0 | 0 | 0 | 0 | 0 | 0 | 0 | 0.23853 | 0 | 0 | 1.4543 | 0 | 0 | 1.3089
3599 | 2018-05-30 22:00 | 5 | Mai | 22 | 150 | 0 | 0 | 0 | 0 | 0 | 2.5099 | 0.23853 | 0.9957 | 3.7441 | 2.5099 | 0 | 0 | 0 | 0 | 0 | 0 | 0 | 0.23853 | 0 | 0 | 0.9957 | 0 | 0 | 0.89613
3600 | 2018-05-30 23:00 | 5 | Mai | 23 | 150 | 0 | 0 | 0 | 0 | 0 | 1.7169 | 0.12352 | 0.63126 | 2.4717 | 1.7169 | 0 | 0 | 0 | 0 | 0 | 0 | 0 | 0.12352 | 0 | 0 | 0.63126 | 0 | 0 | 0.56813
3601 | 2018-05-31 | 5 | Mai | 0 | 151 | 0 | 0 | 0 | 0 | 0 | 1.33 | 0.12352 | 0.34706 | 1.8005 | 1.33 | 0 | 0 | 0 | 0 | 0 | 0 | 0 | 0.12352 | 0 | 0 | 0.34706 | 0 | 0 | 0.31235
3602 | 2018-05-31 01:00 | 5 | Mai | 1 | 151 | 0 | 0 | 0 | 0 | 0 | 1.2259 | 0.12352 | 0.040439 | 1.3898 | 1.2259 | 0 | 0 | 0 | 0 | 0 | 0 | 0 | 0.12352 | 0 | 0 | 0.040439 | 0 | 0 | 0.036395
3603 | 2018-05-31 02:00 | 5 | Mai | 2 | 151 | 0 | 0 | 0 | 0 | 0 | 1.1661 | 0.23853 | 0.042189 | 1.4468 | 1.1661 | 0 | 0 | 0 | 0 | 0 | 0 | 0 | 0.23853 | 0 | 0 | 0.042189 | 0 | 0 | 0.03797
3604 | 2018-05-31 03:00 | 5 | Mai | 3 | 151 | 0 | 0 | 0 | 0 | 0 | 1.2058 | 0.23853 | 0 | 1.4443 | 1.2058 | 0 | 0 | 0 | 0 | 0 | 0 | 0 | 0.23853 | 0 | 0 | 0 | 0 | 0 | 0
3605 | 2018-05-31 04:00 | 5 | Mai | 4 | 151 | 0.33802 | 0.33802 | 0.33802 | 0 | 0 | 1.0831 | 0.47239 | 0 | 1.5555 | 1.4212 | 0 | 0 | 0 | 0 | 0 | 0 | 0 | 0.47239 | 0 | 0 | 0 | 0 | 0 | 0
3606 | 2018-05-31 05:00 | 5 | Mai | 5 | 151 | 6.0714 | 2.2178 | 2.9202 | 0 | 3.1512 | 0 | 0 | 0 | 0 | 2.2178 | 0 | 0 | 0 | 0 | 0 | 0 | 0 | 0.70241 | 0 | 0 | 0 | 0 | 0 | 0
3607 | 2018-05-31 06:00 | 5 | Mai | 6 | 151 | 14.951 | 2.8737 | 4.04 | 0 | 10.911 | 0 | 0 | 0 | 0 | 2.8737 | 0 | 0 | 0 | 0 | 0 | 0 | 0 | 1.1663 | 0 | 0 | 0 | 0 | 0 | 0
3608 | 2018-05-31 07:00 | 5 | Mai | 7 | 151 | 19.5923 | 3.1189 | 4.2852 | 0 | 15.3071 | 0 | 0 | 0 | 0 | 3.1189 | 0 | 0 | 0 | 0 | 0 | 0 | 0 | 1.1663 | 0 | 0 | 0 | 0 | 0 | 0
3609 | 2018-05-31 08:00 | 5 | Mai | 8 | 151 | 24.1686 | 3.1694 | 4.1019 | 0 | 20.0668 | 0 | 0 | 0 | 0 | 3.1694 | 0 | 0 | 0 | 0 | 0 | 0 | 0 | 0.93243 | 0 | 0 | 0 | 0 | 0 | 0
3610 | 2018-05-31 09:00 | 5 | Mai | 9 | 151 | 24.3506 | 3.07 | 3.8643 | 0 | 20.4863 | 0 | 0 | 0 | 0 | 3.07 | 0 | 0 | 0 | 0 | 0 | 0 | 0 | 0.5874 | 0 | 0 | 0.20694 | 0 | 0 | 0.18624
3611 | 2018-05-31 10:00 | 5 | Mai | 10 | 151 | 27.3928 | 3.1256 | 4.042 | 0 | 23.3508 | 0 | 0 | 0 | 0 | 3.1256 | 0 | 0 | 0 | 0 | 0 | 0 | 0 | 0.47239 | 0 | 0 | 0.44402 | 0 | 0 | 0.39962
3612 | 2018-05-31 11:00 | 5 | Mai | 11 | 151 | 9.9197 | 3.4523 | 4.5878 | 0 | 5.3319 | 0 | 0 | 0 | 0 | 3.4523 | 0 | 0 | 0 | 0 | 0 | 0 | 0 | 0.70241 | 0 | 0 | 0.43304 | 0 | 0 | 0.38973
3613 | 2018-05-31 12:00 | 5 | Mai | 12 | 151 | 7.7355 | 3.3472 | 5.1209 | 0 | 2.6146 | 0 | 0 | 0 | 0 | 3.3472 | 0 | 0 | 0 | 0 | 0 | 0 | 0 | 0.93243 | 0 | 0 | 0.84126 | 0 | 0 | 0.75713
3614 | 2018-05-31 13:00 | 5 | Mai | 13 | 151 | 19.2023 | 2.9159 | 4.6226 | 0 | 14.5797 | 0 | 0 | 0 | 0 | 2.9159 | 0 | 0 | 0 | 0 | 0 | 0 | 0 | 0.5874 | 0 | 0 | 1.1192 | 0 | 0 | 1.0073
3615 | 2018-05-31 14:00 | 5 | Mai | 14 | 151 | 14.782 | 2.648 | 4.0006 | 0 | 10.7814 | 0 | 0 | 0 | 0 | 2.648 | 0 | 0 | 0 | 0 | 0 | 0 | 0 | 0.35355 | 0 | 0 | 0.99905 | 0 | 0 | 0.89914
3616 | 2018-05-31 15:00 | 5 | Mai | 15 | 151 | 10.5437 | 2.5656 | 3.5224 | 0 | 7.0213 | 0 | 0 | 0 | 0 | 2.5656 | 0 | 0 | 0 | 0 | 0 | 0 | 0 | 0.35355 | 0 | 0 | 0.6033 | 0 | 0 | 0.54297
3617 | 2018-05-31 16:00 | 5 | Mai | 16 | 151 | 12.4678 | 2.7248 | 4.4924 | 0 | 7.9754 | 0 | 0 | 0 | 0 | 2.7248 | 0 | 0 | 0 | 0 | 0 | 0 | 0 | 0.5874 | 0 | 0 | 1.1803 | 0 | 0 | 1.0622
3618 | 2018-05-31 17:00 | 5 | Mai | 17 | 151 | 10.3747 | 3.1303 | 5.9022 | 0 | 4.4725 | 0 | 0 | 0 | 0 | 3.1303 | 0 | 0 | 0 | 0 | 0 | 0 | 0 | 0.70241 | 0 | 0 | 2.0695 | 0 | 0 | 1.8626
3619 | 2018-05-31 18:00 | 5 | Mai | 18 | 151 | 7.6965 | 3.6038 | 6.9706 | 0 | 0.72591 | 0 | 0 | 0 | 0 | 3.6038 | 0 | 0 | 0 | 0 | 0 | 0 | 0 | 0.70241 | 0 | 0 | 2.6644 | 0 | 0 | 2.398
3620 | 2018-05-31 19:00 | 5 | Mai | 19 | 151 | 0.16901 | 0.16901 | 0.16901 | 0 | 0 | 3.4642 | 0.5874 | 2.5359 | 6.5875 | 3.6332 | 0 | 0 | 0 | 0 | 0 | 0 | 0 | 0.5874 | 0 | 0 | 2.5359 | 0 | 0 | 2.2823
3621 | 2018-05-31 20:00 | 5 | Mai | 20 | 151 | 0 | 0 | 0 | 0 | 0 | 3.4466 | 0.47239 | 1.8296 | 5.7487 | 3.4466 | 0 | 0 | 0 | 0 | 0 | 0 | 0 | 0.47239 | 0 | 0 | 1.8296 | 0 | 0 | 1.6467
3622 | 2018-05-31 21:00 | 5 | Mai | 21 | 151 | 0 | 0 | 0 | 0 | 0 | 3.1782 | 0.23853 | 1.4543 | 4.871 | 3.1782 | 0 | 0 | 0 | 0 | 0 | 0 | 0 | 0.23853 | 0 | 0 | 1.4543 | 0 | 0 | 1.3089
3623 | 2018-05-31 22:00 | 5 | Mai | 22 | 151 | 0 | 0 | 0 | 0 | 0 | 2.5099 | 0.23853 | 0.9957 | 3.7441 | 2.5099 | 0 | 0 | 0 | 0 | 0 | 0 | 0 | 0.23853 | 0 | 0 | 0.9957 | 0 | 0 | 0.89613
3624 | 2018-05-31 23:00 | 5 | Mai | 23 | 151 | 0 | 0 | 0 | 0 | 0 | 1.7169 | 0.12352 | 0.12317 | 1.9636 | 1.7169 | 0 | 0 | 0 | 0 | 0 | 0 | 0 | 0.12352 | 0 | 0 | 0.12317 | 0 | 0 | 0.11085
3625 | 2018-06-01 | 6 | Juni | 0 | 152 | 0 | 0 | 0 | 0 | 0 | 1.33 | 0.12352 | 0.091347 | 1.5448 | 1.33 | 0 | 0 | 0 | 0 | 0 | 0 | 0 | 0.12352 | 0 | 0 | 0.091347 | 0 | 0 | 0.082212
3626 | 2018-06-01 01:00 | 6 | Juni | 1 | 152 | 0 | 0 | 0 | 0 | 0 | 1.2259 | 0.12352 | 0 | 1.3494 | 1.2259 | 0 | 0 | 0 | 0 | 0 | 0 | 0 | 0.12352 | 0 | 0 | 0 | 0 | 0 | 0
3627 | 2018-06-01 02:00 | 6 | Juni | 2 | 152 | 0 | 0 | 0 | 0 | 0 | 1.1661 | 0.23853 | 0.11659 | 1.5212 | 1.1661 | 0 | 0 | 0 | 0 | 0 | 0 | 0 | 0.23853 | 0 | 0 | 0.11659 | 0 | 0 | 0.10493
3628 | 2018-06-01 03:00 | 6 | Juni | 3 | 152 | 0 | 0 | 0 | 0 | 0 | 1.2058 | 0.23853 | 0.042301 | 1.4866 | 1.2058 | 0 | 0 | 0 | 0 | 0 | 0 | 0 | 0.23853 | 0 | 0 | 0.042301 | 0 | 0 | 0.038071
3629 | 2018-06-01 04:00 | 6 | Juni | 4 | 152 | 0.33802 | 0.33802 | 0.33802 | 0 | 0 | 1.0831 | 0.47239 | 0.039756 | 1.5953 | 1.4212 | 0 | 0 | 0 | 0 | 0 | 0 | 0 | 0.47239 | 0 | 0 | 0.039756 | 0 | 0 | 0.035781
3630 | 2018-06-01 05:00 | 6 | Juni | 5 | 152 | 3.5752 | 2.2178 | 2.9202 | 0 | 0.65507 | 0 | 0 | 0 | 0 | 2.2178 | 0 | 0 | 0 | 0 | 0 | 0 | 0 | 0.70241 | 0 | 0 | 0 | 0 | 0 | 0
3631 | 2018-06-01 06:00 | 6 | Juni | 6 | 152 | 10.5697 | 2.8737 | 4.04 | 0 | 6.5297 | 0 | 0 | 0 | 0 | 2.8737 | 0 | 0 | 0 | 0 | 0 | 0 | 0 | 1.1663 | 0 | 0 | 0 | 0 | 0 | 0
3632 | 2018-06-01 07:00 | 6 | Juni | 7 | 152 | 16.8101 | 3.1189 | 4.2852 | 0 | 12.5249 | 0 | 0 | 0 | 0 | 3.1189 | 0 | 0 | 0 | 0 | 0 | 0 | 0 | 1.1663 | 0 | 0 | 0 | 0 | 0 | 0
3633 | 2018-06-01 08:00 | 6 | Juni | 8 | 152 | 22.1015 | 3.1694 | 4.1019 | 0 | 17.9996 | 0 | 0 | 0 | 0 | 3.1694 | 0 | 0 | 0 | 0 | 0 | 0 | 0 | 0.93243 | 0 | 0 | 0 | 0 | 0 | 0
3634 | 2018-06-01 09:00 | 6 | Juni | 9 | 152 | 23.9866 | 3.07 | 3.8231 | 0 | 20.1635 | 0 | 0 | 0 | 0 | 3.07 | 0 | 0 | 0 | 0 | 0 | 0 | 0 | 0.5874 | 0 | 0 | 0.16574 | 0 | 0 | 0.14917
3635 | 2018-06-01 10:00 | 6 | Juni | 10 | 152 | 26.2358 | 3.1256 | 3.9962 | 0 | 22.2395 | 0 | 0 | 0 | 0 | 3.1256 | 0 | 0 | 0 | 0 | 0 | 0 | 0 | 0.47239 | 0 | 0 | 0.39821 | 0 | 0 | 0.35839
3636 | 2018-06-01 11:00 | 6 | Juni | 11 | 152 | 19.2283 | 3.4523 | 4.5506 | 0 | 14.6777 | 0 | 0 | 0 | 0 | 3.4523 | 0 | 0 | 0 | 0 | 0 | 0 | 0 | 0.70241 | 0 | 0 | 0.39589 | 0 | 0 | 0.3563
3637 | 2018-06-01 12:00 | 6 | Juni | 12 | 152 | 22.6085 | 3.3472 | 5.2244 | 0 | 17.3841 | 0 | 0 | 0 | 0 | 3.3472 | 0 | 0 | 0 | 0 | 0 | 0 | 0 | 0.93243 | 0 | 0 | 0.94478 | 0 | 0 | 0.8503
3638 | 2018-06-01 13:00 | 6 | Juni | 13 | 152 | 17.0181 | 2.9159 | 4.8679 | 0 | 12.1503 | 0 | 0 | 0 | 0 | 2.9159 | 0 | 0 | 0 | 0 | 0 | 0 | 0 | 0.5874 | 0 | 0 | 1.3646 | 0 | 0 | 1.2281
3639 | 2018-06-01 14:00 | 6 | Juni | 14 | 152 | 14.626 | 2.648 | 4.1781 | 0 | 10.4479 | 0 | 0 | 0 | 0 | 2.648 | 0 | 0 | 0 | 0 | 0 | 0 | 0 | 0.35355 | 0 | 0 | 1.1765 | 0 | 0 | 1.0589
3640 | 2018-06-01 15:00 | 6 | Juni | 15 | 152 | 14.366 | 2.5656 | 3.8915 | 0 | 10.4745 | 0 | 0 | 0 | 0 | 2.5656 | 0 | 0 | 0 | 0 | 0 | 0 | 0 | 0.35355 | 0 | 0 | 0.97242 | 0 | 0 | 0.87517
3641 | 2018-06-01 16:00 | 6 | Juni | 16 | 152 | 12.0128 | 2.7248 | 4.7707 | 0 | 7.2421 | 0 | 0 | 0 | 0 | 2.7248 | 0 | 0 | 0 | 0 | 0 | 0 | 0 | 0.5874 | 0 | 0 | 1.4586 | 0 | 0 | 1.3127
3642 | 2018-06-01 17:00 | 6 | Juni | 17 | 152 | 9.7897 | 3.1303 | 5.4882 | 0 | 4.3014 | 0 | 0 | 0 | 0 | 3.1303 | 0 | 0 | 0 | 0 | 0 | 0 | 0 | 0.70241 | 0 | 0 | 1.6556 | 0 | 0 | 1.49
3643 | 2018-06-01 18:00 | 6 | Juni | 18 | 152 | 6.7345 | 3.6038 | 6.4691 | 0 | 0.26537 | 0 | 0 | 0 | 0 | 3.6038 | 0 | 0 | 0 | 0 | 0 | 0 | 0 | 0.70241 | 0 | 0 | 2.1629 | 0 | 0 | 1.9466
3644 | 2018-06-01 19:00 | 6 | Juni | 19 | 152 | 0.19501 | 0.19501 | 0.19501 | 0 | 0 | 3.4382 | 0.5874 | 2.087 | 6.1126 | 3.6332 | 0 | 0 | 0 | 0 | 0 | 0 | 0 | 0.5874 | 0 | 0 | 2.087 | 0 | 0 | 1.8783
3645 | 2018-06-01 20:00 | 6 | Juni | 20 | 152 | 0 | 0 | 0 | 0 | 0 | 3.4466 | 0.47239 | 1.7154 | 5.6345 | 3.4466 | 0 | 0 | 0 | 0 | 0 | 0 | 0 | 0.47239 | 0 | 0 | 1.7154 | 0 | 0 | 1.5439
3646 | 2018-06-01 21:00 | 6 | Juni | 21 | 152 | 0 | 0 | 0 | 0 | 0 | 3.1782 | 0.23853 | 1.2558 | 4.6725 | 3.1782 | 0 | 0 | 0 | 0 | 0 | 0 | 0 | 0.23853 | 0 | 0 | 1.2558 | 0 | 0 | 1.1302
3647 | 2018-06-01 22:00 | 6 | Juni | 22 | 152 | 0 | 0 | 0 | 0 | 0 | 2.5099 | 0.23853 | 0.75773 | 3.5062 | 2.5099 | 0 | 0 | 0 | 0 | 0 | 0 | 0 | 0.23853 | 0 | 0 | 0.75773 | 0 | 0 | 0.68195
3648 | 2018-06-01 23:00 | 6 | Juni | 23 | 152 | 0 | 0 | 0 | 0 | 0 | 1.7169 | 0.12352 | 0.49733 | 2.3378 | 1.7169 | 0 | 0 | 0 | 0 | 0 | 0 | 0 | 0.12352 | 0 | 0 | 0.49733 | 0 | 0 | 0.4476
3649 | 2018-06-02 | 6 | Juni | 0 | 153 | 0 | 0 | 0 | 0 | 0 | 1.33 | 0.12352 | 0 | 1.4535 | 1.33 | 0 | 0 | 0 | 0 | 0 | 0 | 0 | 0.12352 | 0 | 0 | 0 | 0 | 0 | 0
3650 | 2018-06-02 01:00 | 6 | Juni | 1 | 153 | 0 | 0 | 0 | 0 | 0 | 1.2259 | 0.12352 | 0 | 1.3494 | 1.2259 | 0 | 0 | 0 | 0 | 0 | 0 | 0 | 0.12352 | 0 | 0 | 0 | 0 | 0 | 0
3651 | 2018-06-02 02:00 | 6 | Juni | 2 | 153 | 0 | 0 | 0 | 0 | 0 | 1.1661 | 0.12352 | 0.085531 | 1.3752 | 1.1661 | 0 | 0 | 0 | 0 | 0 | 0 | 0 | 0.12352 | 0 | 0 | 0.085531 | 0 | 0 | 0.076978
3652 | 2018-06-02 03:00 | 6 | Juni | 3 | 153 | 0 | 0 | 0 | 0 | 0 | 1.2058 | 0.12352 | 0.025909 | 1.3552 | 1.2058 | 0 | 0 | 0 | 0 | 0 | 0 | 0 | 0.12352 | 0 | 0 | 0.025909 | 0 | 0 | 0.023318
3653 | 2018-06-02 04:00 | 6 | Juni | 4 | 153 | 0.11701 | 0.11701 | 0.11701 | 0 | 0 | 1.3042 | 0.12352 | 0.055915 | 1.4836 | 1.4212 | 0 | 0 | 0 | 0 | 0 | 0 | 0 | 0.12352 | 0 | 0 | 0.055915 | 0 | 0 | 0.050323
3654 | 2018-06-02 05:00 | 6 | Juni | 5 | 153 | 1.5731 | 1.5731 | 1.5731 | 0 | 0 | 0.64465 | 0.23853 | 0 | 0.88318 | 2.2178 | 0 | 0 | 0 | 0 | 0 | 0 | 0 | 0.23853 | 0 | 0 | 0 | 0 | 0 | 0
3655 | 2018-06-02 06:00 | 6 | Juni | 6 | 153 | 2.6652 | 2.6652 | 2.6652 | 0 | 0 | 0.2085 | 0.47239 | 0 | 0.68089 | 2.8737 | 0 | 0 | 0 | 0 | 0 | 0 | 0 | 0.47239 | 0 | 0 | 0 | 0 | 0 | 0
3656 | 2018-06-02 07:00 | 6 | Juni | 7 | 153 | 4.8753 | 3.1189 | 3.8214 | 0 | 1.054 | 0 | 0 | 0 | 0 | 3.1189 | 0 | 0 | 0 | 0 | 0 | 0 | 0 | 0.70241 | 0 | 0 | 0 | 0 | 0 | 0
3657 | 2018-06-02 08:00 | 6 | Juni | 8 | 153 | 16.4721 | 3.1694 | 3.8718 | 0 | 12.6003 | 0 | 0 | 0 | 0 | 3.1694 | 0 | 0 | 0 | 0 | 0 | 0 | 0 | 0.70241 | 0 | 0 | 0 | 0 | 0 | 0
3658 | 2018-06-02 09:00 | 6 | Juni | 9 | 153 | 19.6573 | 3.07 | 3.9305 | 0 | 15.7269 | 0 | 0 | 0 | 0 | 3.07 | 0 | 0 | 0 | 0 | 0 | 0 | 0 | 0.5874 | 0 | 0 | 0.27308 | 0 | 0 | 0.24577
3659 | 2018-06-02 10:00 | 6 | Juni | 10 | 153 | 31.4361 | 3.1256 | 4.0581 | 0 | 27.3781 | 0 | 0 | 0 | 0 | 3.1256 | 0 | 0 | 0 | 0 | 0 | 0 | 0 | 0.35738 | 0 | 0 | 0.57504 | 0 | 0 | 0.51754
3660 | 2018-06-02 11:00 | 6 | Juni | 11 | 153 | 19.2803 | 3.4523 | 4.5342 | 0 | 14.7461 | 0 | 0 | 0 | 0 | 3.4523 | 0 | 0 | 0 | 0 | 0 | 0 | 0 | 0.5874 | 0 | 0 | 0.49448 | 0 | 0 | 0.44503
3661 | 2018-06-02 12:00 | 6 | Juni | 12 | 153 | 20.2684 | 3.3472 | 4.8525 | 0 | 15.4158 | 0 | 0 | 0 | 0 | 3.3472 | 0 | 0 | 0 | 0 | 0 | 0 | 0 | 0.70241 | 0 | 0 | 0.80292 | 0 | 0 | 0.72263
3662 | 2018-06-02 13:00 | 6 | Juni | 13 | 153 | 16.4981 | 2.9159 | 5.0467 | 0 | 11.4515 | 0 | 0 | 0 | 0 | 2.9159 | 0 | 0 | 0 | 0 | 0 | 0 | 0 | 0.70241 | 0 | 0 | 1.4283 | 0 | 0 | 1.2855
3663 | 2018-06-02 14:00 | 6 | Juni | 14 | 153 | 10.2317 | 2.648 | 4.2622 | 0 | 5.9694 | 0 | 0 | 0 | 0 | 2.648 | 0 | 0 | 0 | 0 | 0 | 0 | 0 | 0.5874 | 0 | 0 | 1.0268 | 0 | 0 | 0.92416
3664 | 2018-06-02 15:00 | 6 | Juni | 15 | 153 | 2.4962 | 2.4962 | 2.4962 | 0 | 0 | 0.069385 | 0.5874 | 0.73184 | 1.3886 | 2.5656 | 0 | 0 | 0 | 0 | 0 | 0 | 0 | 0.5874 | 0 | 0 | 0.73184 | 0 | 0 | 0.65866
3665 | 2018-06-02 16:00 | 6 | Juni | 16 | 153 | 4.3033 | 2.7248 | 4.3033 | 0 | 0 | 0 | 0 | 0.30575 | 0.30575 | 2.7248 | 0 | 0 | 0 | 0 | 0 | 0 | 0 | 1.0513 | 0 | 0 | 0.83299 | 0 | 0 | 0.74969
3666 | 2018-06-02 17:00 | 6 | Juni | 17 | 153 | 1.7811 | 1.7811 | 1.7811 | 0 | 0 | 1.3492 | 0.81742 | 1.2201 | 3.3867 | 3.1303 | 0 | 0 | 0 | 0 | 0 | 0 | 0 | 0.81742 | 0 | 0 | 1.2201 | 0 | 0 | 1.0981
3667 | 2018-06-02 18:00 | 6 | Juni | 18 | 153 | 0.79305 | 0.79305 | 0.79305 | 0 | 0 | 2.8107 | 0.47239 | 1.9034 | 5.1866 | 3.6038 | 0 | 0 | 0 | 0 | 0 | 0 | 0 | 0.47239 | 0 | 0 | 1.9034 | 0 | 0 | 1.7131
3668 | 2018-06-02 19:00 | 6 | Juni | 19 | 153 | 0.013001 | 0.013001 | 0.013001 | 0 | 0 | 3.6202 | 0.47239 | 1.7545 | 5.847 | 3.6332 | 0 | 0 | 0 | 0 | 0 | 0 | 0 | 0.47239 | 0 | 0 | 1.7545 | 0 | 0 | 1.579
3669 | 2018-06-02 20:00 | 6 | Juni | 20 | 153 | 0 | 0 | 0 | 0 | 0 | 3.4466 | 0.23853 | 1.2804 | 4.9655 | 3.4466 | 0 | 0 | 0 | 0 | 0 | 0 | 0 | 0.23853 | 0 | 0 | 1.2804 | 0 | 0 | 1.1523
3670 | 2018-06-02 21:00 | 6 | Juni | 21 | 153 | 0 | 0 | 0 | 0 | 0 | 3.1782 | 0.23853 | 0.99691 | 4.4136 | 3.1782 | 0 | 0 | 0 | 0 | 0 | 0 | 0 | 0.23853 | 0 | 0 | 0.99691 | 0 | 0 | 0.89722
3671 | 2018-06-02 22:00 | 6 | Juni | 22 | 153 | 0 | 0 | 0 | 0 | 0 | 2.5099 | 0.23853 | 0.5535 | 3.3019 | 2.5099 | 0 | 0 | 0 | 0 | 0 | 0 | 0 | 0.23853 | 0 | 0 | 0.5535 | 0 | 0 | 0.49815
3672 | 2018-06-02 23:00 | 6 | Juni | 23 | 153 | 0 | 0 | 0 | 0 | 0 | 1.7169 | 0.12352 | 0.49099 | 2.3314 | 1.7169 | 0 | 0 | 0 | 0 | 0 | 0 | 0 | 0.12352 | 0 | 0 | 0.49099 | 0 | 0 | 0.44189
3673 | 2018-06-03 | 6 | Juni | 0 | 154 | 0 | 0 | 0 | 0 | 0 | 1.5258 | 0.12352 | 0.59399 | 2.2433 | 1.5258 | 0 | 0 | 0 | 0 | 0 | 0 | 0 | 0.12352 | 0 | 0 | 0.59399 | 0 | 0 | 0.53459
3674 | 2018-06-03 01:00 | 6 | Juni | 1 | 154 | 0 | 0 | 0 | 0 | 0 | 1.2784 | 0.12352 | 0.39144 | 1.7934 | 1.2784 | 0 | 0 | 0 | 0 | 0 | 0 | 0 | 0.12352 | 0 | 0 | 0.39144 | 0 | 0 | 0.35229
3675 | 2018-06-03 02:00 | 6 | Juni | 2 | 154 | 0 | 0 | 0 | 0 | 0 | 1.231 | 0.12352 | 0.014074 | 1.3686 | 1.231 | 0 | 0 | 0 | 0 | 0 | 0 | 0 | 0.12352 | 0 | 0 | 0.014074 | 0 | 0 | 0.012667
3676 | 2018-06-03 03:00 | 6 | Juni | 3 | 154 | 0 | 0 | 0 | 0 | 0 | 1.2408 | 0.12352 | 0.026572 | 1.3909 | 1.2408 | 0 | 0 | 0 | 0 | 0 | 0 | 0 | 0.12352 | 0 | 0 | 0.026572 | 0 | 0 | 0.023914
3677 | 2018-06-03 04:00 | 6 | Juni | 4 | 154 | 0.33802 | 0.33802 | 0.33802 | 0 | 0 | 0.9265 | 0.12352 | 0.02326 | 1.0733 | 1.2645 | 0 | 0 | 0 | 0 | 0 | 0 | 0 | 0.12352 | 0 | 0 | 0.02326 | 0 | 0 | 0.020934
3678 | 2018-06-03 05:00 | 6 | Juni | 5 | 154 | 4.0043 | 1.5129 | 1.6364 | 0 | 2.3679 | 0 | 0 | 0 | 0 | 1.5129 | 0 | 0 | 0 | 0 | 0 | 0 | 0 | 0.12352 | 0 | 0 | 0 | 0 | 0 | 0
3679 | 2018-06-03 06:00 | 6 | Juni | 6 | 154 | 8.3076 | 2.1188 | 2.2423 | 0 | 6.0652 | 0 | 0 | 0 | 0 | 2.1188 | 0 | 0 | 0 | 0 | 0 | 0 | 0 | 0.12352 | 0 | 0 | 0 | 0 | 0 | 0
3680 | 2018-06-03 07:00 | 6 | Juni | 7 | 154 | 11.4538 | 2.8459 | 3.0844 | 0 | 8.3694 | 0 | 0 | 0 | 0 | 2.8459 | 0 | 0 | 0 | 0 | 0 | 0 | 0 | 0.23853 | 0 | 0 | 0 | 0 | 0 | 0
3681 | 2018-06-03 08:00 | 6 | Juni | 8 | 154 | 14.899 | 3.4101 | 3.7674 | 0 | 11.1316 | 0 | 0 | 0 | 0 | 3.4101 | 0 | 0 | 0 | 0 | 0 | 0 | 0 | 0.35738 | 0 | 0 | 0 | 0 | 0 | 0
3682 | 2018-06-03 09:00 | 6 | Juni | 9 | 154 | 16.9661 | 3.5976 | 4.5977 | 0 | 12.3684 | 0 | 0 | 0 | 0 | 3.5976 | 0 | 0 | 0 | 0 | 0 | 0 | 0 | 0.70241 | 0 | 0 | 0.29766 | 0 | 0 | 0.2679
3683 | 2018-06-03 10:00 | 6 | Juni | 10 | 154 | 18.2792 | 3.7269 | 5.0364 | 0 | 13.2428 | 0 | 0 | 0 | 0 | 3.7269 | 0 | 0 | 0 | 0 | 0 | 0 | 0 | 0.70241 | 0 | 0 | 0.60708 | 0 | 0 | 0.54638
3684 | 2018-06-03 11:00 | 6 | Juni | 11 | 154 | 17.2132 | 3.9537 | 5.3635 | 0 | 11.8496 | 0 | 0 | 0 | 0 | 3.9537 | 0 | 0 | 0 | 0 | 0 | 0 | 0 | 0.93243 | 0 | 0 | 0.47745 | 0 | 0 | 0.4297
3685 | 2018-06-03 12:00 | 6 | Juni | 12 | 154 | 17.7592 | 3.8269 | 5.2715 | 0 | 12.4877 | 0 | 0 | 0 | 0 | 3.8269 | 0 | 0 | 0 | 0 | 0 | 0 | 0 | 0.93243 | 0 | 0 | 0.51211 | 0 | 0 | 0.4609
3686 | 2018-06-03 13:00 | 6 | Juni | 13 | 154 | 15.133 | 3.4394 | 4.9622 | 0 | 10.1708 | 0 | 0 | 0 | 0 | 3.4394 | 0 | 0 | 0 | 0 | 0 | 0 | 0 | 0.81742 | 0 | 0 | 0.70537 | 0 | 0 | 0.63484
3687 | 2018-06-03 14:00 | 6 | Juni | 14 | 154 | 13.5859 | 3.2581 | 4.5188 | 0 | 9.0672 | 0 | 0 | 0 | 0 | 3.2581 | 0 | 0 | 0 | 0 | 0 | 0 | 0 | 0.5874 | 0 | 0 | 0.6733 | 0 | 0 | 0.60597
3688 | 2018-06-03 15:00 | 6 | Juni | 15 | 154 | 10.5567 | 3.1849 | 4.3483 | 0 | 6.2084 | 0 | 0 | 0 | 0 | 3.1849 | 0 | 0 | 0 | 0 | 0 | 0 | 0 | 0.47239 | 0 | 0 | 0.691 | 0 | 0 | 0.6219
3689 | 2018-06-03 16:00 | 6 | Juni | 16 | 154 | 6.4874 | 3.2699 | 4.6745 | 0 | 1.8129 | 0 | 0 | 0 | 0 | 3.2699 | 0 | 0 | 0 | 0 | 0 | 0 | 0 | 0.5874 | 0 | 0 | 0.81723 | 0 | 0 | 0.73551
3690 | 2018-06-03 17:00 | 6 | Juni | 17 | 154 | 4.2773 | 3.6316 | 4.2773 | 0 | 0 | 0 | 0.056749 | 1.2113 | 1.268 | 3.6316 | 0 | 0 | 0 | 0 | 0 | 0 | 0 | 0.70241 | 0 | 0 | 1.2113 | 0 | 0 | 1.0901
3691 | 2018-06-03 18:00 | 6 | Juni | 18 | 154 | 1.3261 | 1.3261 | 1.3261 | 0 | 0 | 2.5915 | 0.70241 | 1.9407 | 5.2346 | 3.9176 | 0 | 0 | 0 | 0 | 0 | 0 | 0 | 0.70241 | 0 | 0 | 1.9407 | 0 | 0 | 1.7466
3692 | 2018-06-03 19:00 | 6 | Juni | 19 | 154 | 0.039003 | 0.039003 | 0.039003 | 0 | 0 | 3.7245 | 0.47239 | 2.17 | 6.3669 | 3.7635 | 0 | 0 | 0 | 0 | 0 | 0 | 0 | 0.47239 | 0 | 0 | 2.17 | 0 | 0 | 1.953
3693 | 2018-06-03 20:00 | 6 | Juni | 20 | 154 | 0 | 0 | 0 | 0 | 0 | 3.3704 | 0.47239 | 1.905 | 5.7478 | 3.3704 | 0 | 0 | 0 | 0 | 0 | 0 | 0 | 0.47239 | 0 | 0 | 1.905 | 0 | 0 | 1.7145
3694 | 2018-06-03 21:00 | 6 | Juni | 21 | 154 | 0 | 0 | 0 | 0 | 0 | 3.2627 | 0.23853 | 1.5578 | 5.059 | 3.2627 | 0 | 0 | 0 | 0 | 0 | 0 | 0 | 0.23853 | 0 | 0 | 1.5578 | 0 | 0 | 1.402
3695 | 2018-06-03 22:00 | 6 | Juni | 22 | 154 | 0 | 0 | 0 | 0 | 0 | 2.7691 | 0.23853 | 0.88022 | 3.8878 | 2.7691 | 0 | 0 | 0 | 0 | 0 | 0 | 0 | 0.23853 | 0 | 0 | 0.88022 | 0 | 0 | 0.7922
3696 | 2018-06-03 23:00 | 6 | Juni | 23 | 154 | 0 | 0 | 0 | 0 | 0 | 1.9107 | 0.12352 | 0.73599 | 2.7702 | 1.9107 | 0 | 0 | 0 | 0 | 0 | 0 | 0 | 0.12352 | 0 | 0 | 0.73599 | 0 | 0 | 0.66239
3697 | 2018-06-04 | 6 | Juni | 0 | 155 | 0 | 0 | 0 | 0 | 0 | 2.0467 | 0.12352 | 0.37687 | 2.5471 | 2.0467 | 0 | 0 | 0 | 0 | 0 | 0 | 0 | 0.12352 | 0 | 0 | 0.37687 | 0 | 0 | 0.33918
3698 | 2018-06-04 01:00 | 6 | Juni | 1 | 155 | 0 | 0 | 0 | 0 | 0 | 1.5737 | 0.12352 | 0.57442 | 2.2716 | 1.5737 | 0 | 0 | 0 | 0 | 0 | 0 | 0 | 0.12352 | 0 | 0 | 0.57442 | 0 | 0 | 0.51697
3699 | 2018-06-04 02:00 | 6 | Juni | 2 | 155 | 0 | 0 | 0 | 0 | 0 | 1.3227 | 0.23853 | 0.34995 | 1.9112 | 1.3227 | 0 | 0 | 0 | 0 | 0 | 0 | 0 | 0.23853 | 0 | 0 | 0.34995 | 0 | 0 | 0.31496
3700 | 2018-06-04 03:00 | 6 | Juni | 3 | 155 | 0 | 0 | 0 | 0 | 0 | 1.2429 | 0.23853 | 0 | 1.4814 | 1.2429 | 0 | 0 | 0 | 0 | 0 | 0 | 0 | 0.23853 | 0 | 0 | 0 | 0 | 0 | 0
3701 | 2018-06-04 04:00 | 6 | Juni | 4 | 155 | 0.55904 | 0.55904 | 0.55904 | 0 | 0 | 0.67096 | 0.47239 | 0 | 1.1434 | 1.23 | 0 | 0 | 0 | 0 | 0 | 0 | 0 | 0.47239 | 0 | 0 | 0 | 0 | 0 | 0
3702 | 2018-06-04 05:00 | 6 | Juni | 5 | 155 | 7.8655 | 1.2053 | 1.9077 | 0 | 5.9578 | 0 | 0 | 0 | 0 | 1.2053 | 0 | 0 | 0 | 0 | 0 | 0 | 0 | 0.70241 | 0 | 0 | 0 | 0 | 0 | 0
3703 | 2018-06-04 06:00 | 6 | Juni | 6 | 155 | 12.0778 | 1.2578 | 2.4241 | 0 | 9.6537 | 0 | 0 | 0 | 0 | 1.2578 | 0 | 0 | 0 | 0 | 0 | 0 | 0 | 1.1663 | 0 | 0 | 0 | 0 | 0 | 0
3704 | 2018-06-04 07:00 | 6 | Juni | 7 | 155 | 16.1731 | 1.6324 | 2.7987 | 0 | 13.3744 | 0 | 0 | 0 | 0 | 1.6324 | 0 | 0 | 0 | 0 | 0 | 0 | 0 | 1.1663 | 0 | 0 | 0 | 0 | 0 | 0
3705 | 2018-06-04 08:00 | 6 | Juni | 8 | 155 | 21.0354 | 2.5176 | 3.4501 | 0 | 17.5853 | 0 | 0 | 0 | 0 | 2.5176 | 0 | 0 | 0 | 0 | 0 | 0 | 0 | 0.93243 | 0 | 0 | 0 | 0 | 0 | 0
3706 | 2018-06-04 09:00 | 6 | Juni | 9 | 155 | 24.8447 | 3.5028 | 4.2971 | 0 | 20.5475 | 0 | 0 | 0 | 0 | 3.5028 | 0 | 0 | 0 | 0 | 0 | 0 | 0 | 0.5874 | 0 | 0 | 0.20694 | 0 | 0 | 0.18624
3707 | 2018-06-04 10:00 | 6 | Juni | 10 | 155 | 28.0429 | 4.0459 | 4.9623 | 0 | 23.0806 | 0 | 0 | 0 | 0 | 4.0459 | 0 | 0 | 0 | 0 | 0 | 0 | 0 | 0.47239 | 0 | 0 | 0.44402 | 0 | 0 | 0.39962
3708 | 2018-06-04 11:00 | 6 | Juni | 11 | 155 | 29.083 | 4.4401 | 5.5755 | 0 | 23.5074 | 0 | 0 | 0 | 0 | 4.4401 | 0 | 0 | 0 | 0 | 0 | 0 | 0 | 0.70241 | 0 | 0 | 0.43304 | 0 | 0 | 0.38973
3709 | 2018-06-04 12:00 | 6 | Juni | 12 | 155 | 28.8619 | 4.5168 | 6.2905 | 0 | 22.5714 | 0 | 0 | 0 | 0 | 4.5168 | 0 | 0 | 0 | 0 | 0 | 0 | 0 | 0.93243 | 0 | 0 | 0.84126 | 0 | 0 | 0.75713
3710 | 2018-06-04 13:00 | 6 | Juni | 13 | 155 | 27.1978 | 3.8145 | 5.5212 | 0 | 21.6767 | 0 | 0 | 0 | 0 | 3.8145 | 0 | 0 | 0 | 0 | 0 | 0 | 0 | 0.5874 | 0 | 0 | 1.1192 | 0 | 0 | 1.0073
3711 | 2018-06-04 14:00 | 6 | Juni | 14 | 155 | 24.3116 | 3.1694 | 4.522 | 0 | 19.7896 | 0 | 0 | 0 | 0 | 3.1694 | 0 | 0 | 0 | 0 | 0 | 0 | 0 | 0.35355 | 0 | 0 | 0.99905 | 0 | 0 | 0.89914
3712 | 2018-06-04 15:00 | 6 | Juni | 15 | 155 | 19.5663 | 2.7634 | 3.7203 | 0 | 15.8461 | 0 | 0 | 0 | 0 | 2.7634 | 0 | 0 | 0 | 0 | 0 | 0 | 0 | 0.35355 | 0 | 0 | 0.6033 | 0 | 0 | 0.54297
3713 | 2018-06-04 16:00 | 6 | Juni | 16 | 155 | 15.198 | 2.4336 | 4.2013 | 0 | 10.9967 | 0 | 0 | 0 | 0 | 2.4336 | 0 | 0 | 0 | 0 | 0 | 0 | 0 | 0.5874 | 0 | 0 | 1.1803 | 0 | 0 | 1.0622
3714 | 2018-06-04 17:00 | 6 | Juni | 17 | 155 | 10.7647 | 2.4579 | 5.2298 | 0 | 5.5349 | 0 | 0 | 0 | 0 | 2.4579 | 0 | 0 | 0 | 0 | 0 | 0 | 0 | 0.70241 | 0 | 0 | 2.0695 | 0 | 0 | 1.8626
3715 | 2018-06-04 18:00 | 6 | Juni | 18 | 155 | 6.6694 | 2.8103 | 6.1771 | 0 | 0.49234 | 0 | 0 | 0 | 0 | 2.8103 | 0 | 0 | 0 | 0 | 0 | 0 | 0 | 0.70241 | 0 | 0 | 2.6644 | 0 | 0 | 2.398
3716 | 2018-06-04 19:00 | 6 | Juni | 19 | 155 | 0.14301 | 0.14301 | 0.14301 | 0 | 0 | 3.1903 | 0.5874 | 2.5359 | 6.3136 | 3.3333 | 0 | 0 | 0 | 0 | 0 | 0 | 0 | 0.5874 | 0 | 0 | 2.5359 | 0 | 0 | 2.2823
3717 | 2018-06-04 20:00 | 6 | Juni | 20 | 155 | 0 | 0 | 0 | 0 | 0 | 3.4858 | 0.47239 | 1.8296 | 5.7878 | 3.4858 | 0 | 0 | 0 | 0 | 0 | 0 | 0 | 0.47239 | 0 | 0 | 1.8296 | 0 | 0 | 1.6467
3718 | 2018-06-04 21:00 | 6 | Juni | 21 | 155 | 0 | 0 | 0 | 0 | 0 | 3.3019 | 0.23853 | 1.4543 | 4.9947 | 3.3019 | 0 | 0 | 0 | 0 | 0 | 0 | 0 | 0.23853 | 0 | 0 | 1.4543 | 0 | 0 | 1.3089
3719 | 2018-06-04 22:00 | 6 | Juni | 22 | 155 | 0 | 0 | 0 | 0 | 0 | 3.0896 | 0.23853 | 0.9957 | 4.3238 | 3.0896 | 0 | 0 | 0 | 0 | 0 | 0 | 0 | 0.23853 | 0 | 0 | 0.9957 | 0 | 0 | 0.89613
3720 | 2018-06-04 23:00 | 6 | Juni | 23 | 155 | 0 | 0 | 0 | 0 | 0 | 1.7169 | 0.12352 | 0.63126 | 2.4717 | 1.7169 | 0 | 0 | 0 | 0 | 0 | 0 | 0 | 0.12352 | 0 | 0 | 0.63126 | 0 | 0 | 0.56813
3721 | 2018-06-05 | 6 | Juni | 0 | 156 | 0 | 0 | 0 | 0 | 0 | 1.33 | 0.12352 | 0.34706 | 1.8005 | 1.33 | 0 | 0 | 0 | 0 | 0 | 0 | 0 | 0.12352 | 0 | 0 | 0.34706 | 0 | 0 | 0.31235
3722 | 2018-06-05 01:00 | 6 | Juni | 1 | 156 | 0 | 0 | 0 | 0 | 0 | 1.2259 | 0.12352 | 0.040439 | 1.3898 | 1.2259 | 0 | 0 | 0 | 0 | 0 | 0 | 0 | 0.12352 | 0 | 0 | 0.040439 | 0 | 0 | 0.036395
3723 | 2018-06-05 02:00 | 6 | Juni | 2 | 156 | 0 | 0 | 0 | 0 | 0 | 1.1661 | 0.23853 | 0.042189 | 1.4468 | 1.1661 | 0 | 0 | 0 | 0 | 0 | 0 | 0 | 0.23853 | 0 | 0 | 0.042189 | 0 | 0 | 0.03797
3724 | 2018-06-05 03:00 | 6 | Juni | 3 | 156 | 0 | 0 | 0 | 0 | 0 | 1.2058 | 0.23853 | 0 | 1.4443 | 1.2058 | 0 | 0 | 0 | 0 | 0 | 0 | 0 | 0.23853 | 0 | 0 | 0 | 0 | 0 | 0
3725 | 2018-06-05 04:00 | 6 | Juni | 4 | 156 | 0.54604 | 0.54604 | 0.54604 | 0 | 0 | 0.87513 | 0.47239 | 0 | 1.3475 | 1.4212 | 0 | 0 | 0 | 0 | 0 | 0 | 0 | 0.47239 | 0 | 0 | 0 | 0 | 0 | 0
3726 | 2018-06-05 05:00 | 6 | Juni | 5 | 156 | 2.1971 | 2.1971 | 2.1971 | 0 | 0 | 0.020606 | 0.70241 | 0 | 0.72302 | 2.2178 | 0 | 0 | 0 | 0 | 0 | 0 | 0 | 0.70241 | 0 | 0 | 0 | 0 | 0 | 0
3727 | 2018-06-05 06:00 | 6 | Juni | 6 | 156 | 4.8753 | 2.8737 | 4.04 | 0 | 0.83536 | 0 | 0 | 0 | 0 | 2.8737 | 0 | 0 | 0 | 0 | 0 | 0 | 0 | 1.1663 | 0 | 0 | 0 | 0 | 0 | 0
3728 | 2018-06-05 07:00 | 6 | Juni | 7 | 156 | 7.4625 | 3.1189 | 4.2852 | 0 | 3.1773 | 0 | 0 | 0 | 0 | 3.1189 | 0 | 0 | 0 | 0 | 0 | 0 | 0 | 1.1663 | 0 | 0 | 0 | 0 | 0 | 0
3729 | 2018-06-05 08:00 | 6 | Juni | 8 | 156 | 9.8807 | 3.1694 | 4.1019 | 0 | 5.7788 | 0 | 0 | 0 | 0 | 3.1694 | 0 | 0 | 0 | 0 | 0 | 0 | 0 | 0.93243 | 0 | 0 | 0 | 0 | 0 | 0
3730 | 2018-06-05 09:00 | 6 | Juni | 9 | 156 | 12.1168 | 3.07 | 3.8643 | 0 | 8.2525 | 0 | 0 | 0 | 0 | 3.07 | 0 | 0 | 0 | 0 | 0 | 0 | 0 | 0.5874 | 0 | 0 | 0.20694 | 0 | 0 | 0.18624
3731 | 2018-06-05 10:00 | 6 | Juni | 10 | 156 | 13.7809 | 3.1256 | 4.042 | 0 | 9.7389 | 0 | 0 | 0 | 0 | 3.1256 | 0 | 0 | 0 | 0 | 0 | 0 | 0 | 0.47239 | 0 | 0 | 0.44402 | 0 | 0 | 0.39962
3732 | 2018-06-05 11:00 | 6 | Juni | 11 | 156 | 15.068 | 3.4523 | 4.5878 | 0 | 10.4803 | 0 | 0 | 0 | 0 | 3.4523 | 0 | 0 | 0 | 0 | 0 | 0 | 0 | 0.70241 | 0 | 0 | 0.43304 | 0 | 0 | 0.38973
3733 | 2018-06-05 12:00 | 6 | Juni | 12 | 156 | 14.912 | 3.3472 | 5.1209 | 0 | 9.7911 | 0 | 0 | 0 | 0 | 3.3472 | 0 | 0 | 0 | 0 | 0 | 0 | 0 | 0.93243 | 0 | 0 | 0.84126 | 0 | 0 | 0.75713
3734 | 2018-06-05 13:00 | 6 | Juni | 13 | 156 | 11.8178 | 2.9159 | 4.6226 | 0 | 7.1952 | 0 | 0 | 0 | 0 | 2.9159 | 0 | 0 | 0 | 0 | 0 | 0 | 0 | 0.5874 | 0 | 0 | 1.1192 | 0 | 0 | 1.0073
3735 | 2018-06-05 14:00 | 6 | Juni | 14 | 156 | 9.7117 | 2.648 | 4.0006 | 0 | 5.7111 | 0 | 0 | 0 | 0 | 2.648 | 0 | 0 | 0 | 0 | 0 | 0 | 0 | 0.35355 | 0 | 0 | 0.99905 | 0 | 0 | 0.89914
3736 | 2018-06-05 15:00 | 6 | Juni | 15 | 156 | 7.2935 | 2.5656 | 3.5224 | 0 | 3.7711 | 0 | 0 | 0 | 0 | 2.5656 | 0 | 0 | 0 | 0 | 0 | 0 | 0 | 0.35355 | 0 | 0 | 0.6033 | 0 | 0 | 0.54297
3737 | 2018-06-05 16:00 | 6 | Juni | 16 | 156 | 5.3434 | 2.7248 | 4.4924 | 0 | 0.85093 | 0 | 0 | 0 | 0 | 2.7248 | 0 | 0 | 0 | 0 | 0 | 0 | 0 | 0.5874 | 0 | 0 | 1.1803 | 0 | 0 | 1.0622
3738 | 2018-06-05 17:00 | 6 | Juni | 17 | 156 | 2.9772 | 2.9772 | 2.9772 | 0 | 0 | 0.15308 | 0.70241 | 2.0695 | 2.925 | 3.1303 | 0 | 0 | 0 | 0 | 0 | 0 | 0 | 0.70241 | 0 | 0 | 2.0695 | 0 | 0 | 1.8626
3739 | 2018-06-05 18:00 | 6 | Juni | 18 | 156 | 1.0401 | 1.0401 | 1.0401 | 0 | 0 | 2.5637 | 0.70241 | 2.6644 | 5.9305 | 3.6038 | 0 | 0 | 0 | 0 | 0 | 0 | 0 | 0.70241 | 0 | 0 | 2.6644 | 0 | 0 | 2.398
3740 | 2018-06-05 19:00 | 6 | Juni | 19 | 156 | 0.039003 | 0.039003 | 0.039003 | 0 | 0 | 3.5942 | 0.5874 | 2.5359 | 6.7175 | 3.6332 | 0 | 0 | 0 | 0 | 0 | 0 | 0 | 0.5874 | 0 | 0 | 2.5359 | 0 | 0 | 2.2823
3741 | 2018-06-05 20:00 | 6 | Juni | 20 | 156 | 0 | 0 | 0 | 0 | 0 | 3.4466 | 0.47239 | 1.8296 | 5.7487 | 3.4466 | 0 | 0 | 0 | 0 | 0 | 0 | 0 | 0.47239 | 0 | 0 | 1.8296 | 0 | 0 | 1.6467
3742 | 2018-06-05 21:00 | 6 | Juni | 21 | 156 | 0 | 0 | 0 | 0 | 0 | 3.1782 | 0.23853 | 1.4543 | 4.871 | 3.1782 | 0 | 0 | 0 | 0 | 0 | 0 | 0 | 0.23853 | 0 | 0 | 1.4543 | 0 | 0 | 1.3089
3743 | 2018-06-05 22:00 | 6 | Juni | 22 | 156 | 0 | 0 | 0 | 0 | 0 | 2.5099 | 0.23853 | 0.9957 | 3.7441 | 2.5099 | 0 | 0 | 0 | 0 | 0 | 0 | 0 | 0.23853 | 0 | 0 | 0.9957 | 0 | 0 | 0.89613
3744 | 2018-06-05 23:00 | 6 | Juni | 23 | 156 | 0 | 0 | 0 | 0 | 0 | 1.7169 | 0.12352 | 0.63126 | 2.4717 | 1.7169 | 0 | 0 | 0 | 0 | 0 | 0 | 0 | 0.12352 | 0 | 0 | 0.63126 | 0 | 0 | 0.56813
3745 | 2018-06-06 | 6 | Juni | 0 | 157 | 0 | 0 | 0 | 0 | 0 | 1.33 | 0.12352 | 0.34706 | 1.8005 | 1.33 | 0 | 0 | 0 | 0 | 0 | 0 | 0 | 0.12352 | 0 | 0 | 0.34706 | 0 | 0 | 0.31235
3746 | 2018-06-06 01:00 | 6 | Juni | 1 | 157 | 0 | 0 | 0 | 0 | 0 | 1.2259 | 0.12352 | 0.040439 | 1.3898 | 1.2259 | 0 | 0 | 0 | 0 | 0 | 0 | 0 | 0.12352 | 0 | 0 | 0.040439 | 0 | 0 | 0.036395
3747 | 2018-06-06 02:00 | 6 | Juni | 2 | 157 | 0 | 0 | 0 | 0 | 0 | 1.1661 | 0.23853 | 0.042189 | 1.4468 | 1.1661 | 0 | 0 | 0 | 0 | 0 | 0 | 0 | 0.23853 | 0 | 0 | 0.042189 | 0 | 0 | 0.03797
3748 | 2018-06-06 03:00 | 6 | Juni | 3 | 157 | 0 | 0 | 0 | 0 | 0 | 1.2058 | 0.23853 | 0 | 1.4443 | 1.2058 | 0 | 0 | 0 | 0 | 0 | 0 | 0 | 0.23853 | 0 | 0 | 0 | 0 | 0 | 0
3749 | 2018-06-06 04:00 | 6 | Juni | 4 | 157 | 2.8472 | 1.4212 | 1.8936 | 0 | 0.95364 | 0 | 0 | 0 | 0 | 1.4212 | 0 | 0 | 0 | 0 | 0 | 0 | 0 | 0.47239 | 0 | 0 | 0 | 0 | 0 | 0
3750 | 2018-06-06 05:00 | 6 | Juni | 5 | 157 | 8.0085 | 2.2178 | 2.9202 | 0 | 5.0884 | 0 | 0 | 0 | 0 | 2.2178 | 0 | 0 | 0 | 0 | 0 | 0 | 0 | 0.70241 | 0 | 0 | 0 | 0 | 0 | 0
3751 | 2018-06-06 06:00 | 6 | Juni | 6 | 157 | 12.4028 | 2.8737 | 4.04 | 0 | 8.3629 | 0 | 0 | 0 | 0 | 2.8737 | 0 | 0 | 0 | 0 | 0 | 0 | 0 | 1.1663 | 0 | 0 | 0 | 0 | 0 | 0
3752 | 2018-06-06 07:00 | 6 | Juni | 7 | 157 | 16.7061 | 3.1189 | 4.2852 | 0 | 12.4209 | 0 | 0 | 0 | 0 | 3.1189 | 0 | 0 | 0 | 0 | 0 | 0 | 0 | 1.1663 | 0 | 0 | 0 | 0 | 0 | 0
3753 | 2018-06-06 08:00 | 6 | Juni | 8 | 157 | 21.5034 | 3.1694 | 4.1019 | 0 | 17.4016 | 0 | 0 | 0 | 0 | 3.1694 | 0 | 0 | 0 | 0 | 0 | 0 | 0 | 0.93243 | 0 | 0 | 0 | 0 | 0 | 0
3754 | 2018-06-06 09:00 | 6 | Juni | 9 | 157 | 25.7027 | 3.07 | 3.8643 | 0 | 21.8384 | 0 | 0 | 0 | 0 | 3.07 | 0 | 0 | 0 | 0 | 0 | 0 | 0 | 0.5874 | 0 | 0 | 0.20694 | 0 | 0 | 0.18624
3755 | 2018-06-06 10:00 | 6 | Juni | 10 | 157 | 28.6799 | 3.1256 | 4.042 | 0 | 24.6379 | 0 | 0 | 0 | 0 | 3.1256 | 0 | 0 | 0 | 0 | 0 | 0 | 0 | 0.47239 | 0 | 0 | 0.44402 | 0 | 0 | 0.39962
3756 | 2018-06-06 11:00 | 6 | Juni | 11 | 157 | 29.993 | 3.4523 | 4.5878 | 0 | 25.4053 | 0 | 0 | 0 | 0 | 3.4523 | 0 | 0 | 0 | 0 | 0 | 0 | 0 | 0.70241 | 0 | 0 | 0.43304 | 0 | 0 | 0.38973
3757 | 2018-06-06 12:00 | 6 | Juni | 12 | 157 | 30.214 | 3.3472 | 5.1209 | 0 | 25.0931 | 0 | 0 | 0 | 0 | 3.3472 | 0 | 0 | 0 | 0 | 0 | 0 | 0 | 0.93243 | 0 | 0 | 0.84126 | 0 | 0 | 0.75713
3758 | 2018-06-06 13:00 | 6 | Juni | 13 | 157 | 28.4719 | 2.9159 | 4.6226 | 0 | 23.8493 | 0 | 0 | 0 | 0 | 2.9159 | 0 | 0 | 0 | 0 | 0 | 0 | 0 | 0.5874 | 0 | 0 | 1.1192 | 0 | 0 | 1.0073
3759 | 2018-06-06 14:00 | 6 | Juni | 14 | 157 | 24.9617 | 2.648 | 4.0006 | 0 | 20.9611 | 0 | 0 | 0 | 0 | 2.648 | 0 | 0 | 0 | 0 | 0 | 0 | 0 | 0.35355 | 0 | 0 | 0.99905 | 0 | 0 | 0.89914
3760 | 2018-06-06 15:00 | 6 | Juni | 15 | 157 | 20.3724 | 2.5656 | 3.5224 | 0 | 16.85 | 0 | 0 | 0 | 0 | 2.5656 | 0 | 0 | 0 | 0 | 0 | 0 | 0 | 0.35355 | 0 | 0 | 0.6033 | 0 | 0 | 0.54297
3761 | 2018-06-06 16:00 | 6 | Juni | 16 | 157 | 15.7181 | 2.7248 | 4.4924 | 0 | 11.2256 | 0 | 0 | 0 | 0 | 2.7248 | 0 | 0 | 0 | 0 | 0 | 0 | 0 | 0.5874 | 0 | 0 | 1.1803 | 0 | 0 | 1.0622
3762 | 2018-06-06 17:00 | 6 | Juni | 17 | 157 | 11.7138 | 3.1303 | 5.9022 | 0 | 5.8116 | 0 | 0 | 0 | 0 | 3.1303 | 0 | 0 | 0 | 0 | 0 | 0 | 0 | 0.70241 | 0 | 0 | 2.0695 | 0 | 0 | 1.8626
3763 | 2018-06-06 18:00 | 6 | Juni | 18 | 157 | 7.3975 | 3.6038 | 6.9706 | 0 | 0.42689 | 0 | 0 | 0 | 0 | 3.6038 | 0 | 0 | 0 | 0 | 0 | 0 | 0 | 0.70241 | 0 | 0 | 2.6644 | 0 | 0 | 2.398
3764 | 2018-06-06 19:00 | 6 | Juni | 19 | 157 | 0.19501 | 0.19501 | 0.19501 | 0 | 0 | 3.4382 | 0.5874 | 2.5359 | 6.5615 | 3.6332 | 0 | 0 | 0 | 0 | 0 | 0 | 0 | 0.5874 | 0 | 0 | 2.5359 | 0 | 0 | 2.2823
3765 | 2018-06-06 20:00 | 6 | Juni | 20 | 157 | 0 | 0 | 0 | 0 | 0 | 3.4466 | 0.47239 | 1.8296 | 5.7487 | 3.4466 | 0 | 0 | 0 | 0 | 0 | 0 | 0 | 0.47239 | 0 | 0 | 1.8296 | 0 | 0 | 1.6467
3766 | 2018-06-06 21:00 | 6 | Juni | 21 | 157 | 0 | 0 | 0 | 0 | 0 | 3.1782 | 0.23853 | 1.4543 | 4.871 | 3.1782 | 0 | 0 | 0 | 0 | 0 | 0 | 0 | 0.23853 | 0 | 0 | 1.4543 | 0 | 0 | 1.3089
3767 | 2018-06-06 22:00 | 6 | Juni | 22 | 157 | 0 | 0 | 0 | 0 | 0 | 2.5099 | 0.23853 | 0.9957 | 3.7441 | 2.5099 | 0 | 0 | 0 | 0 | 0 | 0 | 0 | 0.23853 | 0 | 0 | 0.9957 | 0 | 0 | 0.89613
3768 | 2018-06-06 23:00 | 6 | Juni | 23 | 157 | 0 | 0 | 0 | 0 | 0 | 1.7169 | 0.12352 | 0.63126 | 2.4717 | 1.7169 | 0 | 0 | 0 | 0 | 0 | 0 | 0 | 0.12352 | 0 | 0 | 0.63126 | 0 | 0 | 0.56813
3769 | 2018-06-07 | 6 | Juni | 0 | 158 | 0 | 0 | 0 | 0 | 0 | 1.33 | 0.12352 | 0.34706 | 1.8005 | 1.33 | 0 | 0 | 0 | 0 | 0 | 0 | 0 | 0.12352 | 0 | 0 | 0.34706 | 0 | 0 | 0.31235
3770 | 2018-06-07 01:00 | 6 | Juni | 1 | 158 | 0 | 0 | 0 | 0 | 0 | 1.2259 | 0.12352 | 0.040439 | 1.3898 | 1.2259 | 0 | 0 | 0 | 0 | 0 | 0 | 0 | 0.12352 | 0 | 0 | 0.040439 | 0 | 0 | 0.036395
3771 | 2018-06-07 02:00 | 6 | Juni | 2 | 158 | 0 | 0 | 0 | 0 | 0 | 1.1661 | 0.23853 | 0.042189 | 1.4468 | 1.1661 | 0 | 0 | 0 | 0 | 0 | 0 | 0 | 0.23853 | 0 | 0 | 0.042189 | 0 | 0 | 0.03797
3772 | 2018-06-07 03:00 | 6 | Juni | 3 | 158 | 0 | 0 | 0 | 0 | 0 | 1.2058 | 0.23853 | 0 | 1.4443 | 1.2058 | 0 | 0 | 0 | 0 | 0 | 0 | 0 | 0.23853 | 0 | 0 | 0 | 0 | 0 | 0
3773 | 2018-06-07 04:00 | 6 | Juni | 4 | 158 | 2.8602 | 1.4212 | 1.8936 | 0 | 0.96664 | 0 | 0 | 0 | 0 | 1.4212 | 0 | 0 | 0 | 0 | 0 | 0 | 0 | 0.47239 | 0 | 0 | 0 | 0 | 0 | 0
3774 | 2018-06-07 05:00 | 6 | Juni | 5 | 158 | 7.3715 | 2.2178 | 2.9202 | 0 | 4.4513 | 0 | 0 | 0 | 0 | 2.2178 | 0 | 0 | 0 | 0 | 0 | 0 | 0 | 0.70241 | 0 | 0 | 0 | 0 | 0 | 0
3775 | 2018-06-07 06:00 | 6 | Juni | 6 | 158 | 11.3758 | 2.8737 | 4.04 | 0 | 7.3358 | 0 | 0 | 0 | 0 | 2.8737 | 0 | 0 | 0 | 0 | 0 | 0 | 0 | 1.1663 | 0 | 0 | 0 | 0 | 0 | 0
3776 | 2018-06-07 07:00 | 6 | Juni | 7 | 158 | 15.601 | 3.1189 | 4.2852 | 0 | 11.3158 | 0 | 0 | 0 | 0 | 3.1189 | 0 | 0 | 0 | 0 | 0 | 0 | 0 | 1.1663 | 0 | 0 | 0 | 0 | 0 | 0
3777 | 2018-06-07 08:00 | 6 | Juni | 8 | 158 | 20.2814 | 3.1694 | 4.1019 | 0 | 16.1795 | 0 | 0 | 0 | 0 | 3.1694 | 0 | 0 | 0 | 0 | 0 | 0 | 0 | 0.93243 | 0 | 0 | 0 | 0 | 0 | 0
3778 | 2018-06-07 09:00 | 6 | Juni | 9 | 158 | 23.5446 | 3.07 | 3.8643 | 0 | 19.6803 | 0 | 0 | 0 | 0 | 3.07 | 0 | 0 | 0 | 0 | 0 | 0 | 0 | 0.5874 | 0 | 0 | 0.20694 | 0 | 0 | 0.18624
3779 | 2018-06-07 10:00 | 6 | Juni | 10 | 158 | 26.6388 | 3.1256 | 4.042 | 0 | 22.5967 | 0 | 0 | 0 | 0 | 3.1256 | 0 | 0 | 0 | 0 | 0 | 0 | 0 | 0.47239 | 0 | 0 | 0.44402 | 0 | 0 | 0.39962
3780 | 2018-06-07 11:00 | 6 | Juni | 11 | 158 | 28.2639 | 3.4523 | 4.5878 | 0 | 23.6761 | 0 | 0 | 0 | 0 | 3.4523 | 0 | 0 | 0 | 0 | 0 | 0 | 0 | 0.70241 | 0 | 0 | 0.43304 | 0 | 0 | 0.38973
3781 | 2018-06-07 12:00 | 6 | Juni | 12 | 158 | 29.083 | 3.3472 | 5.1209 | 0 | 23.9621 | 0 | 0 | 0 | 0 | 3.3472 | 0 | 0 | 0 | 0 | 0 | 0 | 0 | 0.93243 | 0 | 0 | 0.84126 | 0 | 0 | 0.75713
3782 | 2018-06-07 13:00 | 6 | Juni | 13 | 158 | 26.6908 | 2.9159 | 4.6226 | 0 | 22.0682 | 0 | 0 | 0 | 0 | 2.9159 | 0 | 0 | 0 | 0 | 0 | 0 | 0 | 0.5874 | 0 | 0 | 1.1192 | 0 | 0 | 1.0073
3783 | 2018-06-07 14:00 | 6 | Juni | 14 | 158 | 22.6865 | 2.648 | 4.0006 | 0 | 18.6859 | 0 | 0 | 0 | 0 | 2.648 | 0 | 0 | 0 | 0 | 0 | 0 | 0 | 0.35355 | 0 | 0 | 0.99905 | 0 | 0 | 0.89914
3784 | 2018-06-07 15:00 | 6 | Juni | 15 | 158 | 18.4612 | 2.5656 | 3.5224 | 0 | 14.9388 | 0 | 0 | 0 | 0 | 2.5656 | 0 | 0 | 0 | 0 | 0 | 0 | 0 | 0.35355 | 0 | 0 | 0.6033 | 0 | 0 | 0.54297
3785 | 2018-06-07 16:00 | 6 | Juni | 16 | 158 | 13.7809 | 2.7248 | 4.4924 | 0 | 9.2885 | 0 | 0 | 0 | 0 | 2.7248 | 0 | 0 | 0 | 0 | 0 | 0 | 0 | 0.5874 | 0 | 0 | 1.1803 | 0 | 0 | 1.0622
3786 | 2018-06-07 17:00 | 6 | Juni | 17 | 158 | 9.9457 | 3.1303 | 5.9022 | 0 | 4.0434 | 0 | 0 | 0 | 0 | 3.1303 | 0 | 0 | 0 | 0 | 0 | 0 | 0 | 0.70241 | 0 | 0 | 2.0695 | 0 | 0 | 1.8626
3787 | 2018-06-07 18:00 | 6 | Juni | 18 | 158 | 5.4474 | 3.6038 | 5.4474 | 0 | 0 | 0 | 0 | 1.5232 | 1.5232 | 3.6038 | 0 | 0 | 0 | 0 | 0 | 0 | 0 | 0.70241 | 0 | 0 | 2.6644 | 0 | 0 | 2.398
3788 | 2018-06-07 19:00 | 6 | Juni | 19 | 158 | 0.16901 | 0.16901 | 0.16901 | 0 | 0 | 3.4642 | 0.5874 | 2.5359 | 6.5875 | 3.6332 | 0 | 0 | 0 | 0 | 0 | 0 | 0 | 0.5874 | 0 | 0 | 2.5359 | 0 | 0 | 2.2823
3789 | 2018-06-07 20:00 | 6 | Juni | 20 | 158 | 0 | 0 | 0 | 0 | 0 | 3.4466 | 0.47239 | 1.8296 | 5.7487 | 3.4466 | 0 | 0 | 0 | 0 | 0 | 0 | 0 | 0.47239 | 0 | 0 | 1.8296 | 0 | 0 | 1.6467
3790 | 2018-06-07 21:00 | 6 | Juni | 21 | 158 | 0 | 0 | 0 | 0 | 0 | 3.1782 | 0.23853 | 1.4543 | 4.871 | 3.1782 | 0 | 0 | 0 | 0 | 0 | 0 | 0 | 0.23853 | 0 | 0 | 1.4543 | 0 | 0 | 1.3089
3791 | 2018-06-07 22:00 | 6 | Juni | 22 | 158 | 0 | 0 | 0 | 0 | 0 | 2.5099 | 0.23853 | 0.9957 | 3.7441 | 2.5099 | 0 | 0 | 0 | 0 | 0 | 0 | 0 | 0.23853 | 0 | 0 | 0.9957 | 0 | 0 | 0.89613
3792 | 2018-06-07 23:00 | 6 | Juni | 23 | 158 | 0 | 0 | 0 | 0 | 0 | 1.7169 | 0.12352 | 0.12317 | 1.9636 | 1.7169 | 0 | 0 | 0 | 0 | 0 | 0 | 0 | 0.12352 | 0 | 0 | 0.12317 | 0 | 0 | 0.11085
3793 | 2018-06-08 | 6 | Juni | 0 | 159 | 0 | 0 | 0 | 0 | 0 | 1.33 | 0.12352 | 0.091347 | 1.5448 | 1.33 | 0 | 0 | 0 | 0 | 0 | 0 | 0 | 0.12352 | 0 | 0 | 0.091347 | 0 | 0 | 0.082212
3794 | 2018-06-08 01:00 | 6 | Juni | 1 | 159 | 0 | 0 | 0 | 0 | 0 | 1.2259 | 0.12352 | 0 | 1.3494 | 1.2259 | 0 | 0 | 0 | 0 | 0 | 0 | 0 | 0.12352 | 0 | 0 | 0 | 0 | 0 | 0
3795 | 2018-06-08 02:00 | 6 | Juni | 2 | 159 | 0 | 0 | 0 | 0 | 0 | 1.1661 | 0.23853 | 0.11659 | 1.5212 | 1.1661 | 0 | 0 | 0 | 0 | 0 | 0 | 0 | 0.23853 | 0 | 0 | 0.11659 | 0 | 0 | 0.10493
3796 | 2018-06-08 03:00 | 6 | Juni | 3 | 159 | 0 | 0 | 0 | 0 | 0 | 1.2058 | 0.23853 | 0.042301 | 1.4866 | 1.2058 | 0 | 0 | 0 | 0 | 0 | 0 | 0 | 0.23853 | 0 | 0 | 0.042301 | 0 | 0 | 0.038071
3797 | 2018-06-08 04:00 | 6 | Juni | 4 | 159 | 3.3802 | 1.4212 | 1.9333 | 0 | 1.4469 | 0 | 0 | 0 | 0 | 1.4212 | 0 | 0 | 0 | 0 | 0 | 0 | 0 | 0.47239 | 0 | 0 | 0.039756 | 0 | 0 | 0.035781
3798 | 2018-06-08 05:00 | 6 | Juni | 5 | 159 | 8.7496 | 2.2178 | 2.9202 | 0 | 5.8294 | 0 | 0 | 0 | 0 | 2.2178 | 0 | 0 | 0 | 0 | 0 | 0 | 0 | 0.70241 | 0 | 0 | 0 | 0 | 0 | 0
3799 | 2018-06-08 06:00 | 6 | Juni | 6 | 159 | 12.3898 | 2.8737 | 4.04 | 0 | 8.3499 | 0 | 0 | 0 | 0 | 2.8737 | 0 | 0 | 0 | 0 | 0 | 0 | 0 | 1.1663 | 0 | 0 | 0 | 0 | 0 | 0
3800 | 2018-06-08 07:00 | 6 | Juni | 7 | 159 | 16.5501 | 3.1189 | 4.2852 | 0 | 12.2649 | 0 | 0 | 0 | 0 | 3.1189 | 0 | 0 | 0 | 0 | 0 | 0 | 0 | 1.1663 | 0 | 0 | 0 | 0 | 0 | 0
3801 | 2018-06-08 08:00 | 6 | Juni | 8 | 159 | 20.4114 | 3.1694 | 4.1019 | 0 | 16.3095 | 0 | 0 | 0 | 0 | 3.1694 | 0 | 0 | 0 | 0 | 0 | 0 | 0 | 0.93243 | 0 | 0 | 0 | 0 | 0 | 0
3802 | 2018-06-08 09:00 | 6 | Juni | 9 | 159 | 24.4936 | 3.07 | 3.8231 | 0 | 20.6705 | 0 | 0 | 0 | 0 | 3.07 | 0 | 0 | 0 | 0 | 0 | 0 | 0 | 0.5874 | 0 | 0 | 0.16574 | 0 | 0 | 0.14917
3803 | 2018-06-08 10:00 | 6 | Juni | 10 | 159 | 27.0418 | 3.1256 | 3.9962 | 0 | 23.0456 | 0 | 0 | 0 | 0 | 3.1256 | 0 | 0 | 0 | 0 | 0 | 0 | 0 | 0.47239 | 0 | 0 | 0.39821 | 0 | 0 | 0.35839
3804 | 2018-06-08 11:00 | 6 | Juni | 11 | 159 | 28.4589 | 3.4523 | 4.5506 | 0 | 23.9083 | 0 | 0 | 0 | 0 | 3.4523 | 0 | 0 | 0 | 0 | 0 | 0 | 0 | 0.70241 | 0 | 0 | 0.39589 | 0 | 0 | 0.3563
3805 | 2018-06-08 12:00 | 6 | Juni | 12 | 159 | 29.304 | 3.3472 | 5.2244 | 0 | 24.0796 | 0 | 0 | 0 | 0 | 3.3472 | 0 | 0 | 0 | 0 | 0 | 0 | 0 | 0.93243 | 0 | 0 | 0.94478 | 0 | 0 | 0.8503
3806 | 2018-06-08 13:00 | 6 | Juni | 13 | 159 | 27.6139 | 2.9159 | 4.8679 | 0 | 22.746 | 0 | 0 | 0 | 0 | 2.9159 | 0 | 0 | 0 | 0 | 0 | 0 | 0 | 0.5874 | 0 | 0 | 1.3646 | 0 | 0 | 1.2281
3807 | 2018-06-08 14:00 | 6 | Juni | 14 | 159 | 24.9227 | 2.648 | 4.1781 | 0 | 20.7446 | 0 | 0 | 0 | 0 | 2.648 | 0 | 0 | 0 | 0 | 0 | 0 | 0 | 0.35355 | 0 | 0 | 1.1765 | 0 | 0 | 1.0589
3808 | 2018-06-08 15:00 | 6 | Juni | 15 | 159 | 19.8393 | 2.5656 | 3.8915 | 0 | 15.9478 | 0 | 0 | 0 | 0 | 2.5656 | 0 | 0 | 0 | 0 | 0 | 0 | 0 | 0.35355 | 0 | 0 | 0.97242 | 0 | 0 | 0.87517
3809 | 2018-06-08 16:00 | 6 | Juni | 16 | 159 | 15.328 | 2.7248 | 4.7707 | 0 | 10.5573 | 0 | 0 | 0 | 0 | 2.7248 | 0 | 0 | 0 | 0 | 0 | 0 | 0 | 0.5874 | 0 | 0 | 1.4586 | 0 | 0 | 1.3127
3810 | 2018-06-08 17:00 | 6 | Juni | 17 | 159 | 10.6607 | 3.1303 | 5.4882 | 0 | 5.1725 | 0 | 0 | 0 | 0 | 3.1303 | 0 | 0 | 0 | 0 | 0 | 0 | 0 | 0.70241 | 0 | 0 | 1.6556 | 0 | 0 | 1.49
3811 | 2018-06-08 18:00 | 6 | Juni | 18 | 159 | 6.3834 | 3.6038 | 6.3834 | 0 | 0 | 0 | 0 | 0.085652 | 0.085652 | 3.6038 | 0 | 0 | 0 | 0 | 0 | 0 | 0 | 0.70241 | 0 | 0 | 2.1629 | 0 | 0 | 1.9466
3812 | 2018-06-08 19:00 | 6 | Juni | 19 | 159 | 0.14301 | 0.14301 | 0.14301 | 0 | 0 | 3.4902 | 0.5874 | 2.087 | 6.1646 | 3.6332 | 0 | 0 | 0 | 0 | 0 | 0 | 0 | 0.5874 | 0 | 0 | 2.087 | 0 | 0 | 1.8783
3813 | 2018-06-08 20:00 | 6 | Juni | 20 | 159 | 0 | 0 | 0 | 0 | 0 | 3.4466 | 0.47239 | 1.7154 | 5.6345 | 3.4466 | 0 | 0 | 0 | 0 | 0 | 0 | 0 | 0.47239 | 0 | 0 | 1.7154 | 0 | 0 | 1.5439
3814 | 2018-06-08 21:00 | 6 | Juni | 21 | 159 | 0 | 0 | 0 | 0 | 0 | 3.1782 | 0.23853 | 1.2558 | 4.6725 | 3.1782 | 0 | 0 | 0 | 0 | 0 | 0 | 0 | 0.23853 | 0 | 0 | 1.2558 | 0 | 0 | 1.1302
3815 | 2018-06-08 22:00 | 6 | Juni | 22 | 159 | 0 | 0 | 0 | 0 | 0 | 2.5099 | 0.23853 | 0.75773 | 3.5062 | 2.5099 | 0 | 0 | 0 | 0 | 0 | 0 | 0 | 0.23853 | 0 | 0 | 0.75773 | 0 | 0 | 0.68195
3816 | 2018-06-08 23:00 | 6 | Juni | 23 | 159 | 0 | 0 | 0 | 0 | 0 | 1.7169 | 0.12352 | 0.49733 | 2.3378 | 1.7169 | 0 | 0 | 0 | 0 | 0 | 0 | 0 | 0.12352 | 0 | 0 | 0.49733 | 0 | 0 | 0.4476
3817 | 2018-06-09 | 6 | Juni | 0 | 160 | 0 | 0 | 0 | 0 | 0 | 1.33 | 0.12352 | 0 | 1.4535 | 1.33 | 0 | 0 | 0 | 0 | 0 | 0 | 0 | 0.12352 | 0 | 0 | 0 | 0 | 0 | 0
3818 | 2018-06-09 01:00 | 6 | Juni | 1 | 160 | 0 | 0 | 0 | 0 | 0 | 1.2259 | 0.12352 | 0 | 1.3494 | 1.2259 | 0 | 0 | 0 | 0 | 0 | 0 | 0 | 0.12352 | 0 | 0 | 0 | 0 | 0 | 0
3819 | 2018-06-09 02:00 | 6 | Juni | 2 | 160 | 0 | 0 | 0 | 0 | 0 | 1.1661 | 0.12352 | 0.085531 | 1.3752 | 1.1661 | 0 | 0 | 0 | 0 | 0 | 0 | 0 | 0.12352 | 0 | 0 | 0.085531 | 0 | 0 | 0.076978
3820 | 2018-06-09 03:00 | 6 | Juni | 3 | 160 | 0 | 0 | 0 | 0 | 0 | 1.2058 | 0.12352 | 0.025909 | 1.3552 | 1.2058 | 0 | 0 | 0 | 0 | 0 | 0 | 0 | 0.12352 | 0 | 0 | 0.025909 | 0 | 0 | 0.023318
3821 | 2018-06-09 04:00 | 6 | Juni | 4 | 160 | 1.0661 | 1.0661 | 1.0661 | 0 | 0 | 0.35509 | 0.12352 | 0.055915 | 0.53453 | 1.4212 | 0 | 0 | 0 | 0 | 0 | 0 | 0 | 0.12352 | 0 | 0 | 0.055915 | 0 | 0 | 0.050323
3822 | 2018-06-09 05:00 | 6 | Juni | 5 | 160 | 3.9523 | 2.2178 | 2.4563 | 0 | 1.496 | 0 | 0 | 0 | 0 | 2.2178 | 0 | 0 | 0 | 0 | 0 | 0 | 0 | 0.23853 | 0 | 0 | 0 | 0 | 0 | 0
3823 | 2018-06-09 06:00 | 6 | Juni | 6 | 160 | 7.8525 | 2.8737 | 3.3461 | 0 | 4.5065 | 0 | 0 | 0 | 0 | 2.8737 | 0 | 0 | 0 | 0 | 0 | 0 | 0 | 0.47239 | 0 | 0 | 0 | 0 | 0 | 0
3824 | 2018-06-09 07:00 | 6 | Juni | 7 | 160 | 11.3498 | 3.1189 | 3.8214 | 0 | 7.5284 | 0 | 0 | 0 | 0 | 3.1189 | 0 | 0 | 0 | 0 | 0 | 0 | 0 | 0.70241 | 0 | 0 | 0 | 0 | 0 | 0
3825 | 2018-06-09 08:00 | 6 | Juni | 8 | 160 | 14.782 | 3.1694 | 3.8718 | 0 | 10.9101 | 0 | 0 | 0 | 0 | 3.1694 | 0 | 0 | 0 | 0 | 0 | 0 | 0 | 0.70241 | 0 | 0 | 0 | 0 | 0 | 0
3826 | 2018-06-09 09:00 | 6 | Juni | 9 | 160 | 16.6801 | 3.07 | 3.9305 | 0 | 12.7497 | 0 | 0 | 0 | 0 | 3.07 | 0 | 0 | 0 | 0 | 0 | 0 | 0 | 0.5874 | 0 | 0 | 0.27308 | 0 | 0 | 0.24577
3827 | 2018-06-09 10:00 | 6 | Juni | 10 | 160 | 18.6433 | 3.1256 | 4.0581 | 0 | 14.5852 | 0 | 0 | 0 | 0 | 3.1256 | 0 | 0 | 0 | 0 | 0 | 0 | 0 | 0.35738 | 0 | 0 | 0.57504 | 0 | 0 | 0.51754
3828 | 2018-06-09 11:00 | 6 | Juni | 11 | 160 | 18.4742 | 3.4523 | 4.5342 | 0 | 13.94 | 0 | 0 | 0 | 0 | 3.4523 | 0 | 0 | 0 | 0 | 0 | 0 | 0 | 0.5874 | 0 | 0 | 0.49448 | 0 | 0 | 0.44503
3829 | 2018-06-09 12:00 | 6 | Juni | 12 | 160 | 19.0853 | 3.3472 | 4.8525 | 0 | 14.2327 | 0 | 0 | 0 | 0 | 3.3472 | 0 | 0 | 0 | 0 | 0 | 0 | 0 | 0.70241 | 0 | 0 | 0.80292 | 0 | 0 | 0.72263
3830 | 2018-06-09 13:00 | 6 | Juni | 13 | 160 | 17.7462 | 2.9159 | 5.0467 | 0 | 12.6995 | 0 | 0 | 0 | 0 | 2.9159 | 0 | 0 | 0 | 0 | 0 | 0 | 0 | 0.70241 | 0 | 0 | 1.4283 | 0 | 0 | 1.2855
3831 | 2018-06-09 14:00 | 6 | Juni | 14 | 160 | 15.172 | 2.648 | 4.2622 | 0 | 10.9098 | 0 | 0 | 0 | 0 | 2.648 | 0 | 0 | 0 | 0 | 0 | 0 | 0 | 0.5874 | 0 | 0 | 1.0268 | 0 | 0 | 0.92416
3832 | 2018-06-09 15:00 | 6 | Juni | 15 | 160 | 10.4267 | 2.5656 | 3.8848 | 0 | 6.5419 | 0 | 0 | 0 | 0 | 2.5656 | 0 | 0 | 0 | 0 | 0 | 0 | 0 | 0.5874 | 0 | 0 | 0.73184 | 0 | 0 | 0.65866
3833 | 2018-06-09 16:00 | 6 | Juni | 16 | 160 | 8.0345 | 2.7248 | 4.609 | 0 | 3.4255 | 0 | 0 | 0 | 0 | 2.7248 | 0 | 0 | 0 | 0 | 0 | 0 | 0 | 1.0513 | 0 | 0 | 0.83299 | 0 | 0 | 0.74969
3834 | 2018-06-09 17:00 | 6 | Juni | 17 | 160 | 5.2394 | 3.1303 | 5.1678 | 0 | 0.071506 | 0 | 0 | 0 | 0 | 3.1303 | 0 | 0 | 0 | 0 | 0 | 0 | 0 | 0.81742 | 0 | 0 | 1.2201 | 0 | 0 | 1.0981
3835 | 2018-06-09 18:00 | 6 | Juni | 18 | 160 | 1.6901 | 1.6901 | 1.6901 | 0 | 0 | 1.9137 | 0.47239 | 1.9034 | 4.2895 | 3.6038 | 0 | 0 | 0 | 0 | 0 | 0 | 0 | 0.47239 | 0 | 0 | 1.9034 | 0 | 0 | 1.7131
3836 | 2018-06-09 19:00 | 6 | Juni | 19 | 160 | 0.039003 | 0.039003 | 0.039003 | 0 | 0 | 3.5942 | 0.47239 | 1.7545 | 5.821 | 3.6332 | 0 | 0 | 0 | 0 | 0 | 0 | 0 | 0.47239 | 0 | 0 | 1.7545 | 0 | 0 | 1.579
3837 | 2018-06-09 20:00 | 6 | Juni | 20 | 160 | 0 | 0 | 0 | 0 | 0 | 3.4466 | 0.23853 | 1.2804 | 4.9655 | 3.4466 | 0 | 0 | 0 | 0 | 0 | 0 | 0 | 0.23853 | 0 | 0 | 1.2804 | 0 | 0 | 1.1523
3838 | 2018-06-09 21:00 | 6 | Juni | 21 | 160 | 0 | 0 | 0 | 0 | 0 | 3.1782 | 0.23853 | 0.99691 | 4.4136 | 3.1782 | 0 | 0 | 0 | 0 | 0 | 0 | 0 | 0.23853 | 0 | 0 | 0.99691 | 0 | 0 | 0.89722
3839 | 2018-06-09 22:00 | 6 | Juni | 22 | 160 | 0 | 0 | 0 | 0 | 0 | 2.5099 | 0.23853 | 0.5535 | 3.3019 | 2.5099 | 0 | 0 | 0 | 0 | 0 | 0 | 0 | 0.23853 | 0 | 0 | 0.5535 | 0 | 0 | 0.49815
3840 | 2018-06-09 23:00 | 6 | Juni | 23 | 160 | 0 | 0 | 0 | 0 | 0 | 1.7169 | 0.12352 | 0.49099 | 2.3314 | 1.7169 | 0 | 0 | 0 | 0 | 0 | 0 | 0 | 0.12352 | 0 | 0 | 0.49099 | 0 | 0 | 0.44189
3841 | 2018-06-10 | 6 | Juni | 0 | 161 | 0 | 0 | 0 | 0 | 0 | 1.5258 | 0.12352 | 0.59399 | 2.2433 | 1.5258 | 0 | 0 | 0 | 0 | 0 | 0 | 0 | 0.12352 | 0 | 0 | 0.59399 | 0 | 0 | 0.53459
3842 | 2018-06-10 01:00 | 6 | Juni | 1 | 161 | 0 | 0 | 0 | 0 | 0 | 1.2784 | 0.12352 | 0.39144 | 1.7934 | 1.2784 | 0 | 0 | 0 | 0 | 0 | 0 | 0 | 0.12352 | 0 | 0 | 0.39144 | 0 | 0 | 0.35229
3843 | 2018-06-10 02:00 | 6 | Juni | 2 | 161 | 0 | 0 | 0 | 0 | 0 | 1.231 | 0.12352 | 0.014074 | 1.3686 | 1.231 | 0 | 0 | 0 | 0 | 0 | 0 | 0 | 0.12352 | 0 | 0 | 0.014074 | 0 | 0 | 0.012667
3844 | 2018-06-10 03:00 | 6 | Juni | 3 | 161 | 0 | 0 | 0 | 0 | 0 | 1.2408 | 0.12352 | 0.026572 | 1.3909 | 1.2408 | 0 | 0 | 0 | 0 | 0 | 0 | 0 | 0.12352 | 0 | 0 | 0.026572 | 0 | 0 | 0.023914
3845 | 2018-06-10 04:00 | 6 | Juni | 4 | 161 | 4.3943 | 1.2645 | 1.4113 | 0 | 2.983 | 0 | 0 | 0 | 0 | 1.2645 | 0 | 0 | 0 | 0 | 0 | 0 | 0 | 0.12352 | 0 | 0 | 0.02326 | 0 | 0 | 0.020934
3846 | 2018-06-10 05:00 | 6 | Juni | 5 | 161 | 10.5957 | 1.5129 | 1.6364 | 0 | 8.9593 | 0 | 0 | 0 | 0 | 1.5129 | 0 | 0 | 0 | 0 | 0 | 0 | 0 | 0.12352 | 0 | 0 | 0 | 0 | 0 | 0
3847 | 2018-06-10 06:00 | 6 | Juni | 6 | 161 | 14.639 | 2.1188 | 2.2423 | 0 | 12.3966 | 0 | 0 | 0 | 0 | 2.1188 | 0 | 0 | 0 | 0 | 0 | 0 | 0 | 0.12352 | 0 | 0 | 0 | 0 | 0 | 0
3848 | 2018-06-10 07:00 | 6 | Juni | 7 | 161 | 19.0593 | 2.8459 | 3.0844 | 0 | 15.9749 | 0 | 0 | 0 | 0 | 2.8459 | 0 | 0 | 0 | 0 | 0 | 0 | 0 | 0.23853 | 0 | 0 | 0 | 0 | 0 | 0
3849 | 2018-06-10 08:00 | 6 | Juni | 8 | 161 | 25.9757 | 3.4101 | 3.7674 | 0 | 22.2083 | 0 | 0 | 0 | 0 | 3.4101 | 0 | 0 | 0 | 0 | 0 | 0 | 0 | 0.35738 | 0 | 0 | 0 | 0 | 0 | 0
3850 | 2018-06-10 09:00 | 6 | Juni | 9 | 161 | 26.5218 | 3.5976 | 4.5977 | 0 | 21.9241 | 0 | 0 | 0 | 0 | 3.5976 | 0 | 0 | 0 | 0 | 0 | 0 | 0 | 0.70241 | 0 | 0 | 0.29766 | 0 | 0 | 0.2679
3851 | 2018-06-10 10:00 | 6 | Juni | 10 | 161 | 29.057 | 3.7269 | 5.0364 | 0 | 24.0205 | 0 | 0 | 0 | 0 | 3.7269 | 0 | 0 | 0 | 0 | 0 | 0 | 0 | 0.70241 | 0 | 0 | 0.60708 | 0 | 0 | 0.54638
3852 | 2018-06-10 11:00 | 6 | Juni | 11 | 161 | 18.1232 | 3.9537 | 5.3635 | 0 | 12.7597 | 0 | 0 | 0 | 0 | 3.9537 | 0 | 0 | 0 | 0 | 0 | 0 | 0 | 0.93243 | 0 | 0 | 0.47745 | 0 | 0 | 0.4297
3853 | 2018-06-10 12:00 | 6 | Juni | 12 | 161 | 22.3875 | 3.8269 | 5.2715 | 0 | 17.1161 | 0 | 0 | 0 | 0 | 3.8269 | 0 | 0 | 0 | 0 | 0 | 0 | 0 | 0.93243 | 0 | 0 | 0.51211 | 0 | 0 | 0.4609
3854 | 2018-06-10 13:00 | 6 | Juni | 13 | 161 | 15.107 | 3.4394 | 4.9622 | 0 | 10.1448 | 0 | 0 | 0 | 0 | 3.4394 | 0 | 0 | 0 | 0 | 0 | 0 | 0 | 0.81742 | 0 | 0 | 0.70537 | 0 | 0 | 0.63484
3855 | 2018-06-10 14:00 | 6 | Juni | 14 | 161 | 10.9207 | 3.2581 | 4.5188 | 0 | 6.402 | 0 | 0 | 0 | 0 | 3.2581 | 0 | 0 | 0 | 0 | 0 | 0 | 0 | 0.5874 | 0 | 0 | 0.6733 | 0 | 0 | 0.60597
3856 | 2018-06-10 15:00 | 6 | Juni | 15 | 161 | 9.5556 | 3.1849 | 4.3483 | 0 | 5.2074 | 0 | 0 | 0 | 0 | 3.1849 | 0 | 0 | 0 | 0 | 0 | 0 | 0 | 0.47239 | 0 | 0 | 0.691 | 0 | 0 | 0.6219
3857 | 2018-06-10 16:00 | 6 | Juni | 16 | 161 | 6.8125 | 3.2699 | 4.6745 | 0 | 2.1379 | 0 | 0 | 0 | 0 | 3.2699 | 0 | 0 | 0 | 0 | 0 | 0 | 0 | 0.5874 | 0 | 0 | 0.81723 | 0 | 0 | 0.73551
3858 | 2018-06-10 17:00 | 6 | Juni | 17 | 161 | 0.65004 | 0.65004 | 0.65004 | 0 | 0 | 2.9816 | 0.70241 | 1.2113 | 4.8953 | 3.6316 | 0 | 0 | 0 | 0 | 0 | 0 | 0 | 0.70241 | 0 | 0 | 1.2113 | 0 | 0 | 1.0901
3859 | 2018-06-10 18:00 | 6 | Juni | 18 | 161 | 0.27302 | 0.27302 | 0.27302 | 0 | 0 | 3.6446 | 0.70241 | 1.9407 | 6.2877 | 3.9176 | 0 | 0 | 0 | 0 | 0 | 0 | 0 | 0.70241 | 0 | 0 | 1.9407 | 0 | 0 | 1.7466
3860 | 2018-06-10 19:00 | 6 | Juni | 19 | 161 | 0.039003 | 0.039003 | 0.039003 | 0 | 0 | 3.7245 | 0.47239 | 2.17 | 6.3669 | 3.7635 | 0 | 0 | 0 | 0 | 0 | 0 | 0 | 0.47239 | 0 | 0 | 2.17 | 0 | 0 | 1.953
3861 | 2018-06-10 20:00 | 6 | Juni | 20 | 161 | 0 | 0 | 0 | 0 | 0 | 3.3704 | 0.47239 | 1.905 | 5.7478 | 3.3704 | 0 | 0 | 0 | 0 | 0 | 0 | 0 | 0.47239 | 0 | 0 | 1.905 | 0 | 0 | 1.7145
3862 | 2018-06-10 21:00 | 6 | Juni | 21 | 161 | 0 | 0 | 0 | 0 | 0 | 3.2627 | 0.23853 | 1.5578 | 5.059 | 3.2627 | 0 | 0 | 0 | 0 | 0 | 0 | 0 | 0.23853 | 0 | 0 | 1.5578 | 0 | 0 | 1.402
3863 | 2018-06-10 22:00 | 6 | Juni | 22 | 161 | 0 | 0 | 0 | 0 | 0 | 2.7691 | 0.23853 | 0.88022 | 3.8878 | 2.7691 | 0 | 0 | 0 | 0 | 0 | 0 | 0 | 0.23853 | 0 | 0 | 0.88022 | 0 | 0 | 0.7922
3864 | 2018-06-10 23:00 | 6 | Juni | 23 | 161 | 0 | 0 | 0 | 0 | 0 | 1.9107 | 0.12352 | 0.73599 | 2.7702 | 1.9107 | 0 | 0 | 0 | 0 | 0 | 0 | 0 | 0.12352 | 0 | 0 | 0.73599 | 0 | 0 | 0.66239
3865 | 2018-06-11 | 6 | Juni | 0 | 162 | 0 | 0 | 0 | 0 | 0 | 2.0467 | 0.12352 | 0.37687 | 2.5471 | 2.0467 | 0 | 0 | 0 | 0 | 0 | 0 | 0 | 0.12352 | 0 | 0 | 0.37687 | 0 | 0 | 0.33918
3866 | 2018-06-11 01:00 | 6 | Juni | 1 | 162 | 0 | 0 | 0 | 0 | 0 | 1.5737 | 0.12352 | 0.57442 | 2.2716 | 1.5737 | 0 | 0 | 0 | 0 | 0 | 0 | 0 | 0.12352 | 0 | 0 | 0.57442 | 0 | 0 | 0.51697
3867 | 2018-06-11 02:00 | 6 | Juni | 2 | 162 | 0 | 0 | 0 | 0 | 0 | 1.3227 | 0.23853 | 0.34995 | 1.9112 | 1.3227 | 0 | 0 | 0 | 0 | 0 | 0 | 0 | 0.23853 | 0 | 0 | 0.34995 | 0 | 0 | 0.31496
3868 | 2018-06-11 03:00 | 6 | Juni | 3 | 162 | 0 | 0 | 0 | 0 | 0 | 1.2429 | 0.23853 | 0 | 1.4814 | 1.2429 | 0 | 0 | 0 | 0 | 0 | 0 | 0 | 0.23853 | 0 | 0 | 0 | 0 | 0 | 0
3869 | 2018-06-11 04:00 | 6 | Juni | 4 | 162 | 2.7042 | 1.23 | 1.7024 | 0 | 1.0018 | 0 | 0 | 0 | 0 | 1.23 | 0 | 0 | 0 | 0 | 0 | 0 | 0 | 0.47239 | 0 | 0 | 0 | 0 | 0 | 0
3870 | 2018-06-11 05:00 | 6 | Juni | 5 | 162 | 9.0356 | 1.2053 | 1.9077 | 0 | 7.1279 | 0 | 0 | 0 | 0 | 1.2053 | 0 | 0 | 0 | 0 | 0 | 0 | 0 | 0.70241 | 0 | 0 | 0 | 0 | 0 | 0
3871 | 2018-06-11 06:00 | 6 | Juni | 6 | 162 | 10.9077 | 1.2578 | 2.4241 | 0 | 8.4836 | 0 | 0 | 0 | 0 | 1.2578 | 0 | 0 | 0 | 0 | 0 | 0 | 0 | 1.1663 | 0 | 0 | 0 | 0 | 0 | 0
3872 | 2018-06-11 07:00 | 6 | Juni | 7 | 162 | 12.3378 | 1.6324 | 2.7987 | 0 | 9.5391 | 0 | 0 | 0 | 0 | 1.6324 | 0 | 0 | 0 | 0 | 0 | 0 | 0 | 1.1663 | 0 | 0 | 0 | 0 | 0 | 0
3873 | 2018-06-11 08:00 | 6 | Juni | 8 | 162 | 20.5674 | 2.5176 | 3.4501 | 0 | 17.1173 | 0 | 0 | 0 | 0 | 2.5176 | 0 | 0 | 0 | 0 | 0 | 0 | 0 | 0.93243 | 0 | 0 | 0 | 0 | 0 | 0
3874 | 2018-06-11 09:00 | 6 | Juni | 9 | 162 | 24.6107 | 3.5028 | 4.2971 | 0 | 20.3135 | 0 | 0 | 0 | 0 | 3.5028 | 0 | 0 | 0 | 0 | 0 | 0 | 0 | 0.5874 | 0 | 0 | 0.20694 | 0 | 0 | 0.18624
3875 | 2018-06-11 10:00 | 6 | Juni | 10 | 162 | 30.266 | 4.0459 | 4.9623 | 0 | 25.3037 | 0 | 0 | 0 | 0 | 4.0459 | 0 | 0 | 0 | 0 | 0 | 0 | 0 | 0.47239 | 0 | 0 | 0.44402 | 0 | 0 | 0.39962
3876 | 2018-06-11 11:00 | 6 | Juni | 11 | 162 | 16.8751 | 4.4401 | 5.5755 | 0 | 11.2996 | 0 | 0 | 0 | 0 | 4.4401 | 0 | 0 | 0 | 0 | 0 | 0 | 0 | 0.70241 | 0 | 0 | 0.43304 | 0 | 0 | 0.38973
3877 | 2018-06-11 12:00 | 6 | Juni | 12 | 162 | 12.5068 | 4.5168 | 6.2905 | 0 | 6.2163 | 0 | 0 | 0 | 0 | 4.5168 | 0 | 0 | 0 | 0 | 0 | 0 | 0 | 0.93243 | 0 | 0 | 0.84126 | 0 | 0 | 0.75713
3878 | 2018-06-11 13:00 | 6 | Juni | 13 | 162 | 11.5448 | 3.8145 | 5.5212 | 0 | 6.0236 | 0 | 0 | 0 | 0 | 3.8145 | 0 | 0 | 0 | 0 | 0 | 0 | 0 | 0.5874 | 0 | 0 | 1.1192 | 0 | 0 | 1.0073
3879 | 2018-06-11 14:00 | 6 | Juni | 14 | 162 | 11.4148 | 3.1694 | 4.522 | 0 | 6.8927 | 0 | 0 | 0 | 0 | 3.1694 | 0 | 0 | 0 | 0 | 0 | 0 | 0 | 0.35355 | 0 | 0 | 0.99905 | 0 | 0 | 0.89914
3880 | 2018-06-11 15:00 | 6 | Juni | 15 | 162 | 11.6358 | 2.7634 | 3.7203 | 0 | 7.9155 | 0 | 0 | 0 | 0 | 2.7634 | 0 | 0 | 0 | 0 | 0 | 0 | 0 | 0.35355 | 0 | 0 | 0.6033 | 0 | 0 | 0.54297
3881 | 2018-06-11 16:00 | 6 | Juni | 16 | 162 | 12.5068 | 2.4336 | 4.2013 | 0 | 8.3055 | 0 | 0 | 0 | 0 | 2.4336 | 0 | 0 | 0 | 0 | 0 | 0 | 0 | 0.5874 | 0 | 0 | 1.1803 | 0 | 0 | 1.0622
3882 | 2018-06-11 17:00 | 6 | Juni | 17 | 162 | 12.9359 | 2.4579 | 5.2298 | 0 | 7.706 | 0 | 0 | 0 | 0 | 2.4579 | 0 | 0 | 0 | 0 | 0 | 0 | 0 | 0.70241 | 0 | 0 | 2.0695 | 0 | 0 | 1.8626
3883 | 2018-06-11 18:00 | 6 | Juni | 18 | 162 | 7.5535 | 2.8103 | 6.1771 | 0 | 1.3764 | 0 | 0 | 0 | 0 | 2.8103 | 0 | 0 | 0 | 0 | 0 | 0 | 0 | 0.70241 | 0 | 0 | 2.6644 | 0 | 0 | 2.398
3884 | 2018-06-11 19:00 | 6 | Juni | 19 | 162 | 0.14301 | 0.14301 | 0.14301 | 0 | 0 | 3.1903 | 0.5874 | 2.5359 | 6.3136 | 3.3333 | 0 | 0 | 0 | 0 | 0 | 0 | 0 | 0.5874 | 0 | 0 | 2.5359 | 0 | 0 | 2.2823
3885 | 2018-06-11 20:00 | 6 | Juni | 20 | 162 | 0 | 0 | 0 | 0 | 0 | 3.4858 | 0.47239 | 1.8296 | 5.7878 | 3.4858 | 0 | 0 | 0 | 0 | 0 | 0 | 0 | 0.47239 | 0 | 0 | 1.8296 | 0 | 0 | 1.6467
3886 | 2018-06-11 21:00 | 6 | Juni | 21 | 162 | 0 | 0 | 0 | 0 | 0 | 3.3019 | 0.23853 | 1.4543 | 4.9947 | 3.3019 | 0 | 0 | 0 | 0 | 0 | 0 | 0 | 0.23853 | 0 | 0 | 1.4543 | 0 | 0 | 1.3089
3887 | 2018-06-11 22:00 | 6 | Juni | 22 | 162 | 0 | 0 | 0 | 0 | 0 | 3.0896 | 0.23853 | 0.9957 | 4.3238 | 3.0896 | 0 | 0 | 0 | 0 | 0 | 0 | 0 | 0.23853 | 0 | 0 | 0.9957 | 0 | 0 | 0.89613
3888 | 2018-06-11 23:00 | 6 | Juni | 23 | 162 | 0 | 0 | 0 | 0 | 0 | 1.7169 | 0.12352 | 0.63126 | 2.4717 | 1.7169 | 0 | 0 | 0 | 0 | 0 | 0 | 0 | 0.12352 | 0 | 0 | 0.63126 | 0 | 0 | 0.56813
3889 | 2018-06-12 | 6 | Juni | 0 | 163 | 0 | 0 | 0 | 0 | 0 | 1.33 | 0.12352 | 0.34706 | 1.8005 | 1.33 | 0 | 0 | 0 | 0 | 0 | 0 | 0 | 0.12352 | 0 | 0 | 0.34706 | 0 | 0 | 0.31235
3890 | 2018-06-12 01:00 | 6 | Juni | 1 | 163 | 0 | 0 | 0 | 0 | 0 | 1.2259 | 0.12352 | 0.040439 | 1.3898 | 1.2259 | 0 | 0 | 0 | 0 | 0 | 0 | 0 | 0.12352 | 0 | 0 | 0.040439 | 0 | 0 | 0.036395
3891 | 2018-06-12 02:00 | 6 | Juni | 2 | 163 | 0 | 0 | 0 | 0 | 0 | 1.1661 | 0.23853 | 0.042189 | 1.4468 | 1.1661 | 0 | 0 | 0 | 0 | 0 | 0 | 0 | 0.23853 | 0 | 0 | 0.042189 | 0 | 0 | 0.03797
3892 | 2018-06-12 03:00 | 6 | Juni | 3 | 163 | 0 | 0 | 0 | 0 | 0 | 1.2058 | 0.23853 | 0 | 1.4443 | 1.2058 | 0 | 0 | 0 | 0 | 0 | 0 | 0 | 0.23853 | 0 | 0 | 0 | 0 | 0 | 0
3893 | 2018-06-12 04:00 | 6 | Juni | 4 | 163 | 2.8472 | 1.4212 | 1.8936 | 0 | 0.95364 | 0 | 0 | 0 | 0 | 1.4212 | 0 | 0 | 0 | 0 | 0 | 0 | 0 | 0.47239 | 0 | 0 | 0 | 0 | 0 | 0
3894 | 2018-06-12 05:00 | 6 | Juni | 5 | 163 | 8.0215 | 2.2178 | 2.9202 | 0 | 5.1014 | 0 | 0 | 0 | 0 | 2.2178 | 0 | 0 | 0 | 0 | 0 | 0 | 0 | 0.70241 | 0 | 0 | 0 | 0 | 0 | 0
3895 | 2018-06-12 06:00 | 6 | Juni | 6 | 163 | 12.3638 | 2.8737 | 4.04 | 0 | 8.3239 | 0 | 0 | 0 | 0 | 2.8737 | 0 | 0 | 0 | 0 | 0 | 0 | 0 | 1.1663 | 0 | 0 | 0 | 0 | 0 | 0
3896 | 2018-06-12 07:00 | 6 | Juni | 7 | 163 | 16.4981 | 3.1189 | 4.2852 | 0 | 12.2129 | 0 | 0 | 0 | 0 | 3.1189 | 0 | 0 | 0 | 0 | 0 | 0 | 0 | 1.1663 | 0 | 0 | 0 | 0 | 0 | 0
3897 | 2018-06-12 08:00 | 6 | Juni | 8 | 163 | 20.7234 | 3.1694 | 4.1019 | 0 | 16.6215 | 0 | 0 | 0 | 0 | 3.1694 | 0 | 0 | 0 | 0 | 0 | 0 | 0 | 0.93243 | 0 | 0 | 0 | 0 | 0 | 0
3898 | 2018-06-12 09:00 | 6 | Juni | 9 | 163 | 24.8577 | 3.07 | 3.8643 | 0 | 20.9933 | 0 | 0 | 0 | 0 | 3.07 | 0 | 0 | 0 | 0 | 0 | 0 | 0 | 0.5874 | 0 | 0 | 0.20694 | 0 | 0 | 0.18624
3899 | 2018-06-12 10:00 | 6 | Juni | 10 | 163 | 28.3549 | 3.1256 | 4.042 | 0 | 24.3129 | 0 | 0 | 0 | 0 | 3.1256 | 0 | 0 | 0 | 0 | 0 | 0 | 0 | 0.47239 | 0 | 0 | 0.44402 | 0 | 0 | 0.39962
3900 | 2018-06-12 11:00 | 6 | Juni | 11 | 163 | 29.005 | 3.4523 | 4.5878 | 0 | 24.4172 | 0 | 0 | 0 | 0 | 3.4523 | 0 | 0 | 0 | 0 | 0 | 0 | 0 | 0.70241 | 0 | 0 | 0.43304 | 0 | 0 | 0.38973
3901 | 2018-06-12 12:00 | 6 | Juni | 12 | 163 | 27.1718 | 3.3472 | 5.1209 | 0 | 22.0509 | 0 | 0 | 0 | 0 | 3.3472 | 0 | 0 | 0 | 0 | 0 | 0 | 0 | 0.93243 | 0 | 0 | 0.84126 | 0 | 0 | 0.75713
3902 | 2018-06-12 13:00 | 6 | Juni | 13 | 163 | 25.3127 | 2.9159 | 4.6226 | 0 | 20.6901 | 0 | 0 | 0 | 0 | 2.9159 | 0 | 0 | 0 | 0 | 0 | 0 | 0 | 0.5874 | 0 | 0 | 1.1192 | 0 | 0 | 1.0073
3903 | 2018-06-12 14:00 | 6 | Juni | 14 | 163 | 22.5175 | 2.648 | 4.0006 | 0 | 18.5169 | 0 | 0 | 0 | 0 | 2.648 | 0 | 0 | 0 | 0 | 0 | 0 | 0 | 0.35355 | 0 | 0 | 0.99905 | 0 | 0 | 0.89914
3904 | 2018-06-12 15:00 | 6 | Juni | 15 | 163 | 17.8372 | 2.5656 | 3.5224 | 0 | 14.3148 | 0 | 0 | 0 | 0 | 2.5656 | 0 | 0 | 0 | 0 | 0 | 0 | 0 | 0.35355 | 0 | 0 | 0.6033 | 0 | 0 | 0.54297
3905 | 2018-06-12 16:00 | 6 | Juni | 16 | 163 | 13.5079 | 2.7248 | 4.4924 | 0 | 9.0155 | 0 | 0 | 0 | 0 | 2.7248 | 0 | 0 | 0 | 0 | 0 | 0 | 0 | 0.5874 | 0 | 0 | 1.1803 | 0 | 0 | 1.0622
3906 | 2018-06-12 17:00 | 6 | Juni | 17 | 163 | 9.2956 | 3.1303 | 5.9022 | 0 | 3.3934 | 0 | 0 | 0 | 0 | 3.1303 | 0 | 0 | 0 | 0 | 0 | 0 | 0 | 0.70241 | 0 | 0 | 2.0695 | 0 | 0 | 1.8626
3907 | 2018-06-12 18:00 | 6 | Juni | 18 | 163 | 4.1733 | 3.6038 | 4.1733 | 0 | 0 | 0 | 0.13293 | 2.6644 | 2.7973 | 3.6038 | 0 | 0 | 0 | 0 | 0 | 0 | 0 | 0.70241 | 0 | 0 | 2.6644 | 0 | 0 | 2.398
3908 | 2018-06-12 19:00 | 6 | Juni | 19 | 163 | 0.11701 | 0.11701 | 0.11701 | 0 | 0 | 3.5162 | 0.5874 | 2.5359 | 6.6395 | 3.6332 | 0 | 0 | 0 | 0 | 0 | 0 | 0 | 0.5874 | 0 | 0 | 2.5359 | 0 | 0 | 2.2823
3909 | 2018-06-12 20:00 | 6 | Juni | 20 | 163 | 0 | 0 | 0 | 0 | 0 | 3.4466 | 0.47239 | 1.8296 | 5.7487 | 3.4466 | 0 | 0 | 0 | 0 | 0 | 0 | 0 | 0.47239 | 0 | 0 | 1.8296 | 0 | 0 | 1.6467
3910 | 2018-06-12 21:00 | 6 | Juni | 21 | 163 | 0 | 0 | 0 | 0 | 0 | 3.1782 | 0.23853 | 1.4543 | 4.871 | 3.1782 | 0 | 0 | 0 | 0 | 0 | 0 | 0 | 0.23853 | 0 | 0 | 1.4543 | 0 | 0 | 1.3089
3911 | 2018-06-12 22:00 | 6 | Juni | 22 | 163 | 0 | 0 | 0 | 0 | 0 | 2.5099 | 0.23853 | 0.9957 | 3.7441 | 2.5099 | 0 | 0 | 0 | 0 | 0 | 0 | 0 | 0.23853 | 0 | 0 | 0.9957 | 0 | 0 | 0.89613
3912 | 2018-06-12 23:00 | 6 | Juni | 23 | 163 | 0 | 0 | 0 | 0 | 0 | 1.7169 | 0.12352 | 0.63126 | 2.4717 | 1.7169 | 0 | 0 | 0 | 0 | 0 | 0 | 0 | 0.12352 | 0 | 0 | 0.63126 | 0 | 0 | 0.56813
3913 | 2018-06-13 | 6 | Juni | 0 | 164 | 0 | 0 | 0 | 0 | 0 | 1.33 | 0.12352 | 0.34706 | 1.8005 | 1.33 | 0 | 0 | 0 | 0 | 0 | 0 | 0 | 0.12352 | 0 | 0 | 0.34706 | 0 | 0 | 0.31235
3914 | 2018-06-13 01:00 | 6 | Juni | 1 | 164 | 0 | 0 | 0 | 0 | 0 | 1.2259 | 0.12352 | 0.040439 | 1.3898 | 1.2259 | 0 | 0 | 0 | 0 | 0 | 0 | 0 | 0.12352 | 0 | 0 | 0.040439 | 0 | 0 | 0.036395
3915 | 2018-06-13 02:00 | 6 | Juni | 2 | 164 | 0 | 0 | 0 | 0 | 0 | 1.1661 | 0.23853 | 0.042189 | 1.4468 | 1.1661 | 0 | 0 | 0 | 0 | 0 | 0 | 0 | 0.23853 | 0 | 0 | 0.042189 | 0 | 0 | 0.03797
3916 | 2018-06-13 03:00 | 6 | Juni | 3 | 164 | 0 | 0 | 0 | 0 | 0 | 1.2058 | 0.23853 | 0 | 1.4443 | 1.2058 | 0 | 0 | 0 | 0 | 0 | 0 | 0 | 0.23853 | 0 | 0 | 0 | 0 | 0 | 0
3917 | 2018-06-13 04:00 | 6 | Juni | 4 | 164 | 4.6803 | 1.4212 | 1.8936 | 0 | 2.7868 | 0 | 0 | 0 | 0 | 1.4212 | 0 | 0 | 0 | 0 | 0 | 0 | 0 | 0.47239 | 0 | 0 | 0 | 0 | 0 | 0
3918 | 2018-06-13 05:00 | 6 | Juni | 5 | 164 | 10.7257 | 2.2178 | 2.9202 | 0 | 7.8056 | 0 | 0 | 0 | 0 | 2.2178 | 0 | 0 | 0 | 0 | 0 | 0 | 0 | 0.70241 | 0 | 0 | 0 | 0 | 0 | 0
3919 | 2018-06-13 06:00 | 6 | Juni | 6 | 164 | 15.536 | 2.8737 | 4.04 | 0 | 11.4961 | 0 | 0 | 0 | 0 | 2.8737 | 0 | 0 | 0 | 0 | 0 | 0 | 0 | 1.1663 | 0 | 0 | 0 | 0 | 0 | 0
3920 | 2018-06-13 07:00 | 6 | Juni | 7 | 164 | 18.9423 | 3.1189 | 4.2852 | 0 | 14.657 | 0 | 0 | 0 | 0 | 3.1189 | 0 | 0 | 0 | 0 | 0 | 0 | 0 | 1.1663 | 0 | 0 | 0 | 0 | 0 | 0
3921 | 2018-06-13 08:00 | 6 | Juni | 8 | 164 | 24.3636 | 3.1694 | 4.1019 | 0 | 20.2618 | 0 | 0 | 0 | 0 | 3.1694 | 0 | 0 | 0 | 0 | 0 | 0 | 0 | 0.93243 | 0 | 0 | 0 | 0 | 0 | 0
3922 | 2018-06-13 09:00 | 6 | Juni | 9 | 164 | 30.097 | 3.07 | 3.8643 | 0 | 26.2327 | 0 | 0 | 0 | 0 | 3.07 | 0 | 0 | 0 | 0 | 0 | 0 | 0 | 0.5874 | 0 | 0 | 0.20694 | 0 | 0 | 0.18624
3923 | 2018-06-13 10:00 | 6 | Juni | 10 | 164 | 33.9583 | 3.1256 | 4.042 | 0 | 29.9162 | 0 | 0 | 0 | 0 | 3.1256 | 0 | 0 | 0 | 0 | 0 | 0 | 0 | 0.47239 | 0 | 0 | 0.44402 | 0 | 0 | 0.39962
3924 | 2018-06-13 11:00 | 6 | Juni | 11 | 164 | 12.9749 | 3.4523 | 4.5878 | 0 | 8.3871 | 0 | 0 | 0 | 0 | 3.4523 | 0 | 0 | 0 | 0 | 0 | 0 | 0 | 0.70241 | 0 | 0 | 0.43304 | 0 | 0 | 0.38973
3925 | 2018-06-13 12:00 | 6 | Juni | 12 | 164 | 16.6671 | 3.3472 | 7.0997 | 0 | 9.5675 | 0 | 0 | 0 | 0 | 3.3472 | 0 | 0 | 0 | 0 | 1.9788 | 0 | 0 | 0.93243 | 0 | 0 | 0.84126 | 0 | 0 | 0.75713
3926 | 2018-06-13 13:00 | 6 | Juni | 13 | 164 | 12.1558 | 2.9159 | 6.7076 | 0 | 5.4482 | 0 | 0 | 0 | 0 | 2.9159 | 0 | 0 | 0 | 0 | 2.0851 | 0 | 0 | 0.5874 | 0 | 0 | 1.1192 | 0 | 0 | 1.0073
3927 | 2018-06-13 14:00 | 6 | Juni | 14 | 164 | 2.1191 | 2.1191 | 2.1191 | 0 | 0 | 0.52885 | 2.3756 | 0.99905 | 3.9035 | 2.648 | 0 | 0 | 0 | 0 | 2.0221 | 0 | 0 | 0.35355 | 0 | 0 | 0.99905 | 0 | 0 | 0.89914
3928 | 2018-06-13 15:00 | 6 | Juni | 15 | 164 | 4.3163 | 2.5656 | 4.3163 | 0 | 0 | 0 | 0.4812 | 0.6033 | 1.0845 | 2.5656 | 0 | 0 | 0 | 0 | 1.8784 | 0 | 0 | 0.35355 | 0 | 0 | 0.6033 | 0 | 0 | 0.54297
3929 | 2018-06-13 16:00 | 6 | Juni | 16 | 164 | 5.7594 | 2.7248 | 5.7594 | 0 | 0 | 0 | 0 | 0.55866 | 0.55866 | 2.7248 | 0 | 0 | 0 | 0 | 1.8256 | 0 | 0 | 0.5874 | 0 | 0 | 1.1803 | 0 | 0 | 1.0622
3930 | 2018-06-13 17:00 | 6 | Juni | 17 | 164 | 6.6955 | 3.1303 | 6.6955 | 0 | 0 | 0 | 0 | 1.2069 | 1.2069 | 3.1303 | 0 | 0 | 0 | 0 | 2.0001 | 0 | 0 | 0.70241 | 0 | 0 | 2.0695 | 0 | 0 | 1.8626
3931 | 2018-06-13 18:00 | 6 | Juni | 18 | 164 | 4.6023 | 3.6038 | 4.6023 | 0 | 0 | 0 | 2.0848 | 2.6644 | 4.7492 | 3.6038 | 0 | 0 | 0 | 0 | 2.3809 | 0 | 0 | 0.70241 | 0 | 0 | 2.6644 | 0 | 0 | 2.398
3932 | 2018-06-13 19:00 | 6 | Juni | 19 | 164 | 0.22101 | 0.22101 | 0.22101 | 0 | 0 | 3.4122 | 2.8781 | 2.5359 | 8.8261 | 3.6332 | 0 | 0 | 0 | 0 | 2.2907 | 0 | 0 | 0.5874 | 0 | 0 | 2.5359 | 0 | 0 | 2.2823
3933 | 2018-06-13 20:00 | 6 | Juni | 20 | 164 | 0 | 0 | 0 | 0 | 0 | 3.4466 | 2.4402 | 1.8296 | 7.7165 | 3.4466 | 0 | 0 | 0 | 0 | 1.9678 | 0 | 0 | 0.47239 | 0 | 0 | 1.8296 | 0 | 0 | 1.6467
3934 | 2018-06-13 21:00 | 6 | Juni | 21 | 164 | 0 | 0 | 0 | 0 | 0 | 3.1782 | 2.0076 | 1.4543 | 6.6401 | 3.1782 | 0 | 0 | 0 | 0 | 1.769 | 0 | 0 | 0.23853 | 0 | 0 | 1.4543 | 0 | 0 | 1.3089
3935 | 2018-06-13 22:00 | 6 | Juni | 22 | 164 | 0 | 0 | 0 | 0 | 0 | 2.5099 | 1.4403 | 0.9957 | 4.9459 | 2.5099 | 0 | 0 | 0 | 0 | 1.2017 | 0 | 0 | 0.23853 | 0 | 0 | 0.9957 | 0 | 0 | 0.89613
3936 | 2018-06-13 23:00 | 6 | Juni | 23 | 164 | 0 | 0 | 0 | 0 | 0 | 1.7169 | 0.86408 | 0.63126 | 3.2123 | 1.7169 | 0 | 0 | 0 | 0 | 0.74056 | 0 | 0 | 0.12352 | 0 | 0 | 0.63126 | 0 | 0 | 0.56813
3937 | 2018-06-14 | 6 | Juni | 0 | 165 | 0 | 0 | 0 | 0 | 0 | 1.33 | 0.57864 | 0.34706 | 2.2557 | 1.33 | 0 | 0 | 0 | 0 | 0.45511 | 0 | 0 | 0.12352 | 0 | 0 | 0.34706 | 0 | 0 | 0.31235
3938 | 2018-06-14 01:00 | 6 | Juni | 1 | 165 | 0 | 0 | 0 | 0 | 0 | 1.2259 | 0.38266 | 0.040439 | 1.649 | 1.2259 | 0 | 0 | 0 | 0 | 0.25914 | 0 | 0 | 0.12352 | 0 | 0 | 0.040439 | 0 | 0 | 0.036395
3939 | 2018-06-14 02:00 | 6 | Juni | 2 | 165 | 0 | 0 | 0 | 0 | 0 | 1.1661 | 0.28927 | 0.042189 | 1.4976 | 1.1661 | 0 | 0 | 0 | 0 | 0.050734 | 0 | 0 | 0.23853 | 0 | 0 | 0.042189 | 0 | 0 | 0.03797
3940 | 2018-06-14 03:00 | 6 | Juni | 3 | 165 | 0 | 0 | 0 | 0 | 0 | 1.2058 | 0.3326 | 0 | 1.5384 | 1.2058 | 0 | 0 | 0 | 0 | 0.094063 | 0 | 0 | 0.23853 | 0 | 0 | 0 | 0 | 0 | 0
3941 | 2018-06-14 04:00 | 6 | Juni | 4 | 165 | 2.9252 | 1.4212 | 2.0701 | 0 | 0.85513 | 0 | 0 | 0 | 0 | 1.4212 | 0 | 0 | 0 | 0 | 0.17651 | 0 | 0 | 0.47239 | 0 | 0 | 0 | 0 | 0 | 0
3942 | 2018-06-14 05:00 | 6 | Juni | 5 | 165 | 7.5925 | 2.2178 | 3.6088 | 0 | 3.9837 | 0 | 0 | 0 | 0 | 2.2178 | 0 | 0 | 0 | 0 | 0.68866 | 0 | 0 | 0.70241 | 0 | 0 | 0 | 0 | 0 | 0
3943 | 2018-06-14 06:00 | 6 | Juni | 6 | 165 | 11.0247 | 2.8737 | 5.3484 | 0 | 5.6764 | 0 | 0 | 0 | 0 | 2.8737 | 0 | 0 | 0 | 0 | 1.3084 | 0 | 0 | 1.1663 | 0 | 0 | 0 | 0 | 0 | 0
3944 | 2018-06-14 07:00 | 6 | Juni | 7 | 165 | 14.795 | 3.1189 | 5.7735 | 0 | 9.0215 | 0 | 0 | 0 | 0 | 3.1189 | 0 | 0 | 0 | 0 | 1.4883 | 0 | 0 | 1.1663 | 0 | 0 | 0 | 0 | 0 | 0
3945 | 2018-06-14 08:00 | 6 | Juni | 8 | 165 | 19.7353 | 3.1694 | 5.9559 | 0 | 13.7795 | 0 | 0 | 0 | 0 | 3.1694 | 0 | 0 | 0 | 0 | 1.854 | 0 | 0 | 0.93243 | 0 | 0 | 0 | 0 | 0 | 0
3946 | 2018-06-14 09:00 | 6 | Juni | 9 | 165 | 24.1426 | 3.07 | 5.8426 | 0 | 18.3 | 0 | 0 | 0 | 0 | 3.07 | 0 | 0 | 0 | 0 | 1.9782 | 0 | 0 | 0.5874 | 0 | 0 | 0.20694 | 0 | 0 | 0.18624
3947 | 2018-06-14 10:00 | 6 | Juni | 10 | 165 | 27.1458 | 3.1256 | 6.0549 | 0 | 21.0909 | 0 | 0 | 0 | 0 | 3.1256 | 0 | 0 | 0 | 0 | 2.0129 | 0 | 0 | 0.47239 | 0 | 0 | 0.44402 | 0 | 0 | 0.39962
3948 | 2018-06-14 11:00 | 6 | Juni | 11 | 165 | 28.7059 | 3.4523 | 6.6937 | 0 | 22.0123 | 0 | 0 | 0 | 0 | 3.4523 | 0 | 0 | 0 | 0 | 2.1059 | 0 | 0 | 0.70241 | 0 | 0 | 0.43304 | 0 | 0 | 0.38973
3949 | 2018-06-14 12:00 | 6 | Juni | 12 | 165 | 28.4199 | 3.3472 | 7.2806 | 0 | 21.1393 | 0 | 0 | 0 | 0 | 3.3472 | 0 | 0 | 0 | 0 | 2.1597 | 0 | 0 | 0.93243 | 0 | 0 | 0.84126 | 0 | 0 | 0.75713
3950 | 2018-06-14 13:00 | 6 | Juni | 13 | 165 | 27.5879 | 2.9159 | 6.5332 | 0 | 21.0547 | 0 | 0 | 0 | 0 | 2.9159 | 0 | 0 | 0 | 0 | 1.9106 | 0 | 0 | 0.5874 | 0 | 0 | 1.1192 | 0 | 0 | 1.0073
3951 | 2018-06-14 14:00 | 6 | Juni | 14 | 165 | 24.1296 | 2.648 | 5.7116 | 0 | 18.418 | 0 | 0 | 0 | 0 | 2.648 | 0 | 0 | 0 | 0 | 1.7111 | 0 | 0 | 0.35355 | 0 | 0 | 0.99905 | 0 | 0 | 0.89914
3952 | 2018-06-14 15:00 | 6 | Juni | 15 | 165 | 19.4233 | 2.5656 | 5.043 | 0 | 14.3803 | 0 | 0 | 0 | 0 | 2.5656 | 0 | 0 | 0 | 0 | 1.5206 | 0 | 0 | 0.35355 | 0 | 0 | 0.6033 | 0 | 0 | 0.54297
3953 | 2018-06-14 16:00 | 6 | Juni | 16 | 165 | 15.094 | 2.7248 | 6.0377 | 0 | 9.0564 | 0 | 0 | 0 | 0 | 2.7248 | 0 | 0 | 0 | 0 | 1.5452 | 0 | 0 | 0.5874 | 0 | 0 | 1.1803 | 0 | 0 | 1.0622
3954 | 2018-06-14 17:00 | 6 | Juni | 17 | 165 | 11.6228 | 3.1303 | 7.5278 | 0 | 4.095 | 0 | 0 | 0 | 0 | 3.1303 | 0 | 0 | 0 | 0 | 1.6256 | 0 | 0 | 0.70241 | 0 | 0 | 2.0695 | 0 | 0 | 1.8626
3955 | 2018-06-14 18:00 | 6 | Juni | 18 | 165 | 7.6445 | 3.6038 | 7.6445 | 0 | 0 | 0 | 0 | 1.3237 | 1.3237 | 3.6038 | 0 | 0 | 0 | 0 | 1.9976 | 0 | 0 | 0.70241 | 0 | 0 | 2.6644 | 0 | 0 | 2.398
3956 | 2018-06-14 19:00 | 6 | Juni | 19 | 165 | 0.24702 | 0.24702 | 0.24702 | 0 | 0 | 3.3862 | 2.4532 | 2.5359 | 8.3753 | 3.6332 | 0 | 0 | 0 | 0 | 1.8658 | 0 | 0 | 0.5874 | 0 | 0 | 2.5359 | 0 | 0 | 2.2823
3957 | 2018-06-14 20:00 | 6 | Juni | 20 | 165 | 0 | 0 | 0 | 0 | 0 | 3.4466 | 1.9707 | 1.8296 | 7.247 | 3.4466 | 0 | 0 | 0 | 0 | 1.4983 | 0 | 0 | 0.47239 | 0 | 0 | 1.8296 | 0 | 0 | 1.6467
3958 | 2018-06-14 21:00 | 6 | Juni | 21 | 165 | 0 | 0 | 0 | 0 | 0 | 3.1782 | 1.5379 | 1.4543 | 6.1704 | 3.1782 | 0 | 0 | 0 | 0 | 1.2993 | 0 | 0 | 0.23853 | 0 | 0 | 1.4543 | 0 | 0 | 1.3089
3959 | 2018-06-14 22:00 | 6 | Juni | 22 | 165 | 0 | 0 | 0 | 0 | 0 | 2.5099 | 0.94083 | 0.9957 | 4.4464 | 2.5099 | 0 | 0 | 0 | 0 | 0.7023 | 0 | 0 | 0.23853 | 0 | 0 | 0.9957 | 0 | 0 | 0.89613
3960 | 2018-06-14 23:00 | 6 | Juni | 23 | 165 | 0 | 0 | 0 | 0 | 0 | 1.7169 | 0.32082 | 0.12317 | 2.1609 | 1.7169 | 0 | 0 | 0 | 0 | 0.1973 | 0 | 0 | 0.12352 | 0 | 0 | 0.12317 | 0 | 0 | 0.11085
3961 | 2018-06-15 | 6 | Juni | 0 | 166 | 0 | 0 | 0 | 0 | 0 | 1.33 | 0.13549 | 0.091347 | 1.5568 | 1.33 | 0 | 0 | 0 | 0 | 0.01197 | 0 | 0 | 0.12352 | 0 | 0 | 0.091347 | 0 | 0 | 0.082212
3962 | 2018-06-15 01:00 | 6 | Juni | 1 | 166 | 0 | 0 | 0 | 0 | 0 | 1.2259 | 0.12352 | 0 | 1.3494 | 1.2259 | 0 | 0 | 0 | 0 | 0 | 0 | 0 | 0.12352 | 0 | 0 | 0 | 0 | 0 | 0
3963 | 2018-06-15 02:00 | 6 | Juni | 2 | 166 | 0 | 0 | 0 | 0 | 0 | 1.1661 | 0.23853 | 0.11659 | 1.5212 | 1.1661 | 0 | 0 | 0 | 0 | 0 | 0 | 0 | 0.23853 | 0 | 0 | 0.11659 | 0 | 0 | 0.10493
3964 | 2018-06-15 03:00 | 6 | Juni | 3 | 166 | 0 | 0 | 0 | 0 | 0 | 1.2058 | 0.23853 | 0.042301 | 1.4866 | 1.2058 | 0 | 0 | 0 | 0 | 0 | 0 | 0 | 0.23853 | 0 | 0 | 0.042301 | 0 | 0 | 0.038071
3965 | 2018-06-15 04:00 | 6 | Juni | 4 | 166 | 2.8732 | 1.4212 | 1.9333 | 0 | 0.93988 | 0 | 0 | 0 | 0 | 1.4212 | 0 | 0 | 0 | 0 | 0 | 0 | 0 | 0.47239 | 0 | 0 | 0.039756 | 0 | 0 | 0.035781
3966 | 2018-06-15 05:00 | 6 | Juni | 5 | 166 | 7.6965 | 2.2178 | 3.0492 | 0 | 4.6473 | 0 | 0 | 0 | 0 | 2.2178 | 0 | 0 | 0 | 0 | 0.12902 | 0 | 0 | 0.70241 | 0 | 0 | 0 | 0 | 0 | 0
3967 | 2018-06-15 06:00 | 6 | Juni | 6 | 166 | 12.1168 | 2.8737 | 5.2539 | 0 | 6.863 | 0 | 0 | 0 | 0 | 2.8737 | 0 | 0 | 0 | 0 | 1.2139 | 0 | 0 | 1.1663 | 0 | 0 | 0 | 0 | 0 | 0
3968 | 2018-06-15 07:00 | 6 | Juni | 7 | 166 | 16.5631 | 3.1189 | 5.7949 | 0 | 10.7682 | 0 | 0 | 0 | 0 | 3.1189 | 0 | 0 | 0 | 0 | 1.5097 | 0 | 0 | 1.1663 | 0 | 0 | 0 | 0 | 0 | 0
3969 | 2018-06-15 08:00 | 6 | Juni | 8 | 166 | 21.3734 | 3.1694 | 5.8841 | 0 | 15.4893 | 0 | 0 | 0 | 0 | 3.1694 | 0 | 0 | 0 | 0 | 1.7822 | 0 | 0 | 0.93243 | 0 | 0 | 0 | 0 | 0 | 0
3970 | 2018-06-15 09:00 | 6 | Juni | 9 | 166 | 25.1697 | 3.07 | 5.8938 | 0 | 19.2759 | 0 | 0 | 0 | 0 | 3.07 | 0 | 0 | 0 | 0 | 2.0707 | 0 | 0 | 0.5874 | 0 | 0 | 0.16574 | 0 | 0 | 0.14917
3971 | 2018-06-15 10:00 | 6 | Juni | 10 | 166 | 28.0559 | 3.1256 | 6.4023 | 0 | 21.6536 | 0 | 0 | 0 | 0 | 3.1256 | 0 | 0 | 0 | 0 | 2.406 | 0 | 0 | 0.47239 | 0 | 0 | 0.39821 | 0 | 0 | 0.35839
3972 | 2018-06-15 11:00 | 6 | Juni | 11 | 166 | 28.9399 | 3.4523 | 7.4199 | 0 | 21.5201 | 0 | 0 | 0 | 0 | 3.4523 | 0 | 0 | 0 | 0 | 2.8693 | 0 | 0 | 0.70241 | 0 | 0 | 0.39589 | 0 | 0 | 0.3563
3973 | 2018-06-15 12:00 | 6 | Juni | 12 | 166 | 28.9399 | 3.3472 | 8.1237 | 0 | 20.8162 | 0 | 0 | 0 | 0 | 3.3472 | 0 | 0 | 0 | 0 | 2.8993 | 0 | 0 | 0.93243 | 0 | 0 | 0.94478 | 0 | 0 | 0.8503
3974 | 2018-06-15 13:00 | 6 | Juni | 13 | 166 | 27.0158 | 2.9159 | 7.8589 | 0 | 19.1569 | 0 | 0 | 0 | 0 | 2.9159 | 0 | 0 | 0 | 0 | 2.991 | 0 | 0 | 0.5874 | 0 | 0 | 1.3646 | 0 | 0 | 1.2281
3975 | 2018-06-15 14:00 | 6 | Juni | 14 | 166 | 23.6876 | 2.648 | 7.0637 | 0 | 16.6239 | 0 | 0 | 0 | 0 | 2.648 | 0 | 0 | 0 | 0 | 2.8856 | 0 | 0 | 0.35355 | 0 | 0 | 1.1765 | 0 | 0 | 1.0589
3976 | 2018-06-15 15:00 | 6 | Juni | 15 | 166 | 19.8913 | 2.5656 | 6.6795 | 0 | 13.2118 | 0 | 0 | 0 | 0 | 2.5656 | 0 | 0 | 0 | 0 | 2.788 | 0 | 0 | 0.35355 | 0 | 0 | 0.97242 | 0 | 0 | 0.87517
3977 | 2018-06-15 16:00 | 6 | Juni | 16 | 166 | 14.951 | 2.7248 | 7.4031 | 0 | 7.5479 | 0 | 0 | 0 | 0 | 2.7248 | 0 | 0 | 0 | 0 | 2.6324 | 0 | 0 | 0.5874 | 0 | 0 | 1.4586 | 0 | 0 | 1.3127
3978 | 2018-06-15 17:00 | 6 | Juni | 17 | 166 | 10.8687 | 3.1303 | 8.2891 | 0 | 2.5796 | 0 | 0 | 0 | 0 | 3.1303 | 0 | 0 | 0 | 0 | 2.8009 | 0 | 0 | 0.70241 | 0 | 0 | 1.6556 | 0 | 0 | 1.49
3979 | 2018-06-15 18:00 | 6 | Juni | 18 | 166 | 6.8385 | 3.6038 | 6.8385 | 0 | 0 | 0 | 0.64886 | 2.1629 | 2.8117 | 3.6038 | 0 | 0 | 0 | 0 | 3.1811 | 0 | 0 | 0.70241 | 0 | 0 | 2.1629 | 0 | 0 | 1.9466
3980 | 2018-06-15 19:00 | 6 | Juni | 19 | 166 | 0.24702 | 0.24702 | 0.24702 | 0 | 0 | 3.3862 | 3.5003 | 2.087 | 8.9735 | 3.6332 | 0 | 0 | 0 | 0 | 2.9129 | 0 | 0 | 0.5874 | 0 | 0 | 2.087 | 0 | 0 | 1.8783
3981 | 2018-06-15 20:00 | 6 | Juni | 20 | 166 | 0 | 0 | 0 | 0 | 0 | 3.4466 | 2.8069 | 1.7154 | 7.9689 | 3.4466 | 0 | 0 | 0 | 0 | 2.3345 | 0 | 0 | 0.47239 | 0 | 0 | 1.7154 | 0 | 0 | 1.5439
3982 | 2018-06-15 21:00 | 6 | Juni | 21 | 166 | 0 | 0 | 0 | 0 | 0 | 3.1782 | 2.1585 | 1.2558 | 6.5925 | 3.1782 | 0 | 0 | 0 | 0 | 1.92 | 0 | 0 | 0.23853 | 0 | 0 | 1.2558 | 0 | 0 | 1.1302
3983 | 2018-06-15 22:00 | 6 | Juni | 22 | 166 | 0 | 0 | 0 | 0 | 0 | 2.5099 | 1.374 | 0.75773 | 4.6416 | 2.5099 | 0 | 0 | 0 | 0 | 1.1354 | 0 | 0 | 0.23853 | 0 | 0 | 0.75773 | 0 | 0 | 0.68195
3984 | 2018-06-15 23:00 | 6 | Juni | 23 | 166 | 0 | 0 | 0 | 0 | 0 | 1.7169 | 0.58101 | 0.49733 | 2.7953 | 1.7169 | 0 | 0 | 0 | 0 | 0.45749 | 0 | 0 | 0.12352 | 0 | 0 | 0.49733 | 0 | 0 | 0.4476
3985 | 2018-06-16 | 6 | Juni | 0 | 167 | 0 | 0 | 0 | 0 | 0 | 1.33 | 0.18015 | 0 | 1.5101 | 1.33 | 0 | 0 | 0 | 0 | 0.056622 | 0 | 0 | 0.12352 | 0 | 0 | 0 | 0 | 0 | 0
3986 | 2018-06-16 01:00 | 6 | Juni | 1 | 167 | 0 | 0 | 0 | 0 | 0 | 1.2259 | 0.12352 | 0 | 1.3494 | 1.2259 | 0 | 0 | 0 | 0 | 0 | 0 | 0 | 0.12352 | 0 | 0 | 0 | 0 | 0 | 0
3987 | 2018-06-16 02:00 | 6 | Juni | 2 | 167 | 0 | 0 | 0 | 0 | 0 | 1.1661 | 0.12352 | 0.085531 | 1.3752 | 1.1661 | 0 | 0 | 0 | 0 | 0 | 0 | 0 | 0.12352 | 0 | 0 | 0.085531 | 0 | 0 | 0.076978
3988 | 2018-06-16 03:00 | 6 | Juni | 3 | 167 | 0 | 0 | 0 | 0 | 0 | 1.2058 | 0.12352 | 0.025909 | 1.3552 | 1.2058 | 0 | 0 | 0 | 0 | 0 | 0 | 0 | 0.12352 | 0 | 0 | 0.025909 | 0 | 0 | 0.023318
3989 | 2018-06-16 04:00 | 6 | Juni | 4 | 167 | 3.1722 | 1.4212 | 1.6006 | 0 | 1.5716 | 0 | 0 | 0 | 0 | 1.4212 | 0 | 0 | 0 | 0 | 0 | 0 | 0 | 0.12352 | 0 | 0 | 0.055915 | 0 | 0 | 0.050323
3990 | 2018-06-16 05:00 | 6 | Juni | 5 | 167 | 8.3856 | 2.2178 | 2.4563 | 0 | 5.9293 | 0 | 0 | 0 | 0 | 2.2178 | 0 | 0 | 0 | 0 | 0 | 0 | 0 | 0.23853 | 0 | 0 | 0 | 0 | 0 | 0
3991 | 2018-06-16 06:00 | 6 | Juni | 6 | 167 | 12.6369 | 2.8737 | 3.3461 | 0 | 9.2908 | 0 | 0 | 0 | 0 | 2.8737 | 0 | 0 | 0 | 0 | 0 | 0 | 0 | 0.47239 | 0 | 0 | 0 | 0 | 0 | 0
3992 | 2018-06-16 07:00 | 6 | Juni | 7 | 167 | 17.0441 | 3.1189 | 4.6453 | 0 | 12.3988 | 0 | 0 | 0 | 0 | 3.1189 | 0 | 0 | 0 | 0 | 0.82397 | 0 | 0 | 0.70241 | 0 | 0 | 0 | 0 | 0 | 0
3993 | 2018-06-16 08:00 | 6 | Juni | 8 | 167 | 21.8025 | 3.1694 | 5.7108 | 0 | 16.0916 | 0 | 0 | 0 | 0 | 3.1694 | 0 | 0 | 0 | 0 | 1.839 | 0 | 0 | 0.70241 | 0 | 0 | 0 | 0 | 0 | 0
3994 | 2018-06-16 09:00 | 6 | Juni | 9 | 167 | 26.1188 | 3.07 | 6.2913 | 0 | 19.8275 | 0 | 0 | 0 | 0 | 3.07 | 0 | 0 | 0 | 0 | 2.3608 | 0 | 0 | 0.5874 | 0 | 0 | 0.27308 | 0 | 0 | 0.24577
3995 | 2018-06-16 10:00 | 6 | Juni | 10 | 167 | 28.8489 | 3.1256 | 6.8895 | 0 | 21.9595 | 0 | 0 | 0 | 0 | 3.1256 | 0 | 0 | 0 | 0 | 2.8314 | 0 | 0 | 0.35738 | 0 | 0 | 0.57504 | 0 | 0 | 0.51754
3996 | 2018-06-16 11:00 | 6 | Juni | 11 | 167 | 30.11 | 3.4523 | 7.8312 | 0 | 22.2788 | 0 | 0 | 0 | 0 | 3.4523 | 0 | 0 | 0 | 0 | 3.297 | 0 | 0 | 0.5874 | 0 | 0 | 0.49448 | 0 | 0 | 0.44503
3997 | 2018-06-16 12:00 | 6 | Juni | 12 | 167 | 29.889 | 3.3472 | 8.3116 | 0 | 21.5774 | 0 | 0 | 0 | 0 | 3.3472 | 0 | 0 | 0 | 0 | 3.4591 | 0 | 0 | 0.70241 | 0 | 0 | 0.80292 | 0 | 0 | 0.72263
3998 | 2018-06-16 13:00 | 6 | Juni | 13 | 167 | 28.0169 | 2.9159 | 8.4001 | 0 | 19.6168 | 0 | 0 | 0 | 0 | 2.9159 | 0 | 0 | 0 | 0 | 3.3534 | 0 | 0 | 0.70241 | 0 | 0 | 1.4283 | 0 | 0 | 1.2855
3999 | 2018-06-16 14:00 | 6 | Juni | 14 | 167 | 24.7667 | 2.648 | 7.4172 | 0 | 17.3494 | 0 | 0 | 0 | 0 | 2.648 | 0 | 0 | 0 | 0 | 3.155 | 0 | 0 | 0.5874 | 0 | 0 | 1.0268 | 0 | 0 | 0.92416
4000 | 2018-06-16 15:00 | 6 | Juni | 15 | 167 | 20.6064 | 2.5656 | 6.7926 | 0 | 13.8138 | 0 | 0 | 0 | 0 | 2.5656 | 0 | 0 | 0 | 0 | 2.9078 | 0 | 0 | 0.5874 | 0 | 0 | 0.73184 | 0 | 0 | 0.65866
4001 | 2018-06-16 16:00 | 6 | Juni | 16 | 167 | 15.9131 | 2.7248 | 7.2261 | 0 | 8.687 | 0 | 0 | 0 | 0 | 2.7248 | 0 | 0 | 0 | 0 | 2.6171 | 0 | 0 | 1.0513 | 0 | 0 | 0.83299 | 0 | 0 | 0.74969
4002 | 2018-06-16 17:00 | 6 | Juni | 17 | 167 | 12.0908 | 3.1303 | 7.7808 | 0 | 4.3101 | 0 | 0 | 0 | 0 | 3.1303 | 0 | 0 | 0 | 0 | 2.6129 | 0 | 0 | 0.81742 | 0 | 0 | 1.2201 | 0 | 0 | 1.0981
4003 | 2018-06-16 18:00 | 6 | Juni | 18 | 167 | 7.9435 | 3.6038 | 7.9435 | 0 | 0 | 0 | 0 | 1.0418 | 1.0418 | 3.6038 | 0 | 0 | 0 | 0 | 3.0057 | 0 | 0 | 0.47239 | 0 | 0 | 1.9034 | 0 | 0 | 1.7131
4004 | 2018-06-16 19:00 | 6 | Juni | 19 | 167 | 0.27302 | 0.27302 | 0.27302 | 0 | 0 | 3.3602 | 3.1594 | 1.7545 | 8.274 | 3.6332 | 0 | 0 | 0 | 0 | 2.687 | 0 | 0 | 0.47239 | 0 | 0 | 1.7545 | 0 | 0 | 1.579
4005 | 2018-06-16 20:00 | 6 | Juni | 20 | 167 | 0 | 0 | 0 | 0 | 0 | 3.4466 | 2.2755 | 1.2804 | 7.0025 | 3.4466 | 0 | 0 | 0 | 0 | 2.0369 | 0 | 0 | 0.23853 | 0 | 0 | 1.2804 | 0 | 0 | 1.1523
4006 | 2018-06-16 21:00 | 6 | Juni | 21 | 167 | 0 | 0 | 0 | 0 | 0 | 3.1782 | 1.8608 | 0.99691 | 6.0359 | 3.1782 | 0 | 0 | 0 | 0 | 1.6223 | 0 | 0 | 0.23853 | 0 | 0 | 0.99691 | 0 | 0 | 0.89722
4007 | 2018-06-16 22:00 | 6 | Juni | 22 | 167 | 0 | 0 | 0 | 0 | 0 | 2.5099 | 1.0609 | 0.5535 | 4.1243 | 2.5099 | 0 | 0 | 0 | 0 | 0.82234 | 0 | 0 | 0.23853 | 0 | 0 | 0.5535 | 0 | 0 | 0.49815
4008 | 2018-06-16 23:00 | 6 | Juni | 23 | 167 | 0 | 0 | 0 | 0 | 0 | 1.7169 | 0.2672 | 0.49099 | 2.4751 | 1.7169 | 0 | 0 | 0 | 0 | 0.14368 | 0 | 0 | 0.12352 | 0 | 0 | 0.49099 | 0 | 0 | 0.44189
4009 | 2018-06-17 | 6 | Juni | 0 | 168 | 0 | 0 | 0 | 0 | 0 | 1.5258 | 0.12352 | 0.59399 | 2.2433 | 1.5258 | 0 | 0 | 0 | 0 | 0 | 0 | 0 | 0.12352 | 0 | 0 | 0.59399 | 0 | 0 | 0.53459
4010 | 2018-06-17 01:00 | 6 | Juni | 1 | 168 | 0 | 0 | 0 | 0 | 0 | 1.2784 | 0.12352 | 0.39144 | 1.7934 | 1.2784 | 0 | 0 | 0 | 0 | 0 | 0 | 0 | 0.12352 | 0 | 0 | 0.39144 | 0 | 0 | 0.35229
4011 | 2018-06-17 02:00 | 6 | Juni | 2 | 168 | 0 | 0 | 0 | 0 | 0 | 1.231 | 0.12352 | 0.014074 | 1.3686 | 1.231 | 0 | 0 | 0 | 0 | 0 | 0 | 0 | 0.12352 | 0 | 0 | 0.014074 | 0 | 0 | 0.012667
4012 | 2018-06-17 03:00 | 6 | Juni | 3 | 168 | 0 | 0 | 0 | 0 | 0 | 1.2408 | 0.12352 | 0.026572 | 1.3909 | 1.2408 | 0 | 0 | 0 | 0 | 0 | 0 | 0 | 0.12352 | 0 | 0 | 0.026572 | 0 | 0 | 0.023914
4013 | 2018-06-17 04:00 | 6 | Juni | 4 | 168 | 0.61104 | 0.61104 | 0.61104 | 0 | 0 | 0.65348 | 0.12352 | 0.02326 | 0.80027 | 1.2645 | 0 | 0 | 0 | 0 | 0 | 0 | 0 | 0.12352 | 0 | 0 | 0.02326 | 0 | 0 | 0.020934
4014 | 2018-06-17 05:00 | 6 | Juni | 5 | 168 | 2.7302 | 1.5129 | 1.6364 | 0 | 1.0938 | 0 | 0 | 0 | 0 | 1.5129 | 0 | 0 | 0 | 0 | 0 | 0 | 0 | 0.12352 | 0 | 0 | 0 | 0 | 0 | 0
4015 | 2018-06-17 06:00 | 6 | Juni | 6 | 168 | 5.5124 | 2.1188 | 2.2423 | 0 | 3.27 | 0 | 0 | 0 | 0 | 2.1188 | 0 | 0 | 0 | 0 | 0 | 0 | 0 | 0.12352 | 0 | 0 | 0 | 0 | 0 | 0
4016 | 2018-06-17 07:00 | 6 | Juni | 7 | 168 | 7.9045 | 2.8459 | 3.0844 | 0 | 4.8201 | 0 | 0 | 0 | 0 | 2.8459 | 0 | 0 | 0 | 0 | 0 | 0 | 0 | 0.23853 | 0 | 0 | 0 | 0 | 0 | 0
4017 | 2018-06-17 08:00 | 6 | Juni | 8 | 168 | 11.0637 | 3.4101 | 3.8093 | 0 | 7.2544 | 0 | 0 | 0 | 0 | 3.4101 | 0 | 0 | 0 | 0 | 0.041895 | 0 | 0 | 0.35738 | 0 | 0 | 0 | 0 | 0 | 0
4018 | 2018-06-17 09:00 | 6 | Juni | 9 | 168 | 13.0269 | 3.5976 | 6.3292 | 0 | 6.6977 | 0 | 0 | 0 | 0 | 3.5976 | 0 | 0 | 0 | 0 | 1.7315 | 0 | 0 | 0.70241 | 0 | 0 | 0.29766 | 0 | 0 | 0.2679
4019 | 2018-06-17 10:00 | 6 | Juni | 10 | 168 | 14.0929 | 3.7269 | 7.5037 | 0 | 6.5893 | 0 | 0 | 0 | 0 | 3.7269 | 0 | 0 | 0 | 0 | 2.4672 | 0 | 0 | 0.70241 | 0 | 0 | 0.60708 | 0 | 0 | 0.54638
4020 | 2018-06-17 11:00 | 6 | Juni | 11 | 168 | 13.9629 | 3.9537 | 7.9329 | 0 | 6.0301 | 0 | 0 | 0 | 0 | 3.9537 | 0 | 0 | 0 | 0 | 2.5693 | 0 | 0 | 0.93243 | 0 | 0 | 0.47745 | 0 | 0 | 0.4297
4021 | 2018-06-17 12:00 | 6 | Juni | 12 | 168 | 12.8449 | 3.8269 | 7.9723 | 0 | 4.8726 | 0 | 0 | 0 | 0 | 3.8269 | 0 | 0 | 0 | 0 | 2.7008 | 0 | 0 | 0.93243 | 0 | 0 | 0.51211 | 0 | 0 | 0.4609
4022 | 2018-06-17 13:00 | 6 | Juni | 13 | 168 | 11.8828 | 3.4394 | 7.5002 | 0 | 4.3826 | 0 | 0 | 0 | 0 | 3.4394 | 0 | 0 | 0 | 0 | 2.538 | 0 | 0 | 0.81742 | 0 | 0 | 0.70537 | 0 | 0 | 0.63484
4023 | 2018-06-17 14:00 | 6 | Juni | 14 | 168 | 10.6217 | 3.2581 | 7.0277 | 0 | 3.594 | 0 | 0 | 0 | 0 | 3.2581 | 0 | 0 | 0 | 0 | 2.5089 | 0 | 0 | 0.5874 | 0 | 0 | 0.6733 | 0 | 0 | 0.60597
4024 | 2018-06-17 15:00 | 6 | Juni | 15 | 168 | 10.3617 | 3.1849 | 6.5122 | 0 | 3.8495 | 0 | 0 | 0 | 0 | 3.1849 | 0 | 0 | 0 | 0 | 2.1639 | 0 | 0 | 0.47239 | 0 | 0 | 0.691 | 0 | 0 | 0.6219
4025 | 2018-06-17 16:00 | 6 | Juni | 16 | 168 | 6.6955 | 3.2699 | 6.6955 | 0 | 0 | 0 | 0 | 0.10507 | 0.10507 | 3.2699 | 0 | 0 | 0 | 0 | 2.126 | 0 | 0 | 0.5874 | 0 | 0 | 0.81723 | 0 | 0 | 0.73551
4026 | 2018-06-17 17:00 | 6 | Juni | 17 | 168 | 3.7833 | 3.6316 | 3.7833 | 0 | 0 | 0 | 2.5613 | 1.2113 | 3.7726 | 3.6316 | 0 | 0 | 0 | 0 | 2.0106 | 0 | 0 | 0.70241 | 0 | 0 | 1.2113 | 0 | 0 | 1.0901
4027 | 2018-06-17 18:00 | 6 | Juni | 18 | 168 | 1.5861 | 1.5861 | 1.5861 | 0 | 0 | 2.3315 | 2.9919 | 1.9407 | 7.264 | 3.9176 | 0 | 0 | 0 | 0 | 2.2895 | 0 | 0 | 0.70241 | 0 | 0 | 1.9407 | 0 | 0 | 1.7466
4028 | 2018-06-17 19:00 | 6 | Juni | 19 | 168 | 0.065004 | 0.065004 | 0.065004 | 0 | 0 | 3.6985 | 2.444 | 2.17 | 8.3126 | 3.7635 | 0 | 0 | 0 | 0 | 1.9716 | 0 | 0 | 0.47239 | 0 | 0 | 2.17 | 0 | 0 | 1.953
4029 | 2018-06-17 20:00 | 6 | Juni | 20 | 168 | 0 | 0 | 0 | 0 | 0 | 3.3704 | 1.9539 | 1.905 | 7.2293 | 3.3704 | 0 | 0 | 0 | 0 | 1.4815 | 0 | 0 | 0.47239 | 0 | 0 | 1.905 | 0 | 0 | 1.7145
4030 | 2018-06-17 21:00 | 6 | Juni | 21 | 168 | 0 | 0 | 0 | 0 | 0 | 3.2627 | 1.3503 | 1.5578 | 6.1708 | 3.2627 | 0 | 0 | 0 | 0 | 1.1118 | 0 | 0 | 0.23853 | 0 | 0 | 1.5578 | 0 | 0 | 1.402
4031 | 2018-06-17 22:00 | 6 | Juni | 22 | 168 | 0 | 0 | 0 | 0 | 0 | 2.7691 | 0.61408 | 0.88022 | 4.2634 | 2.7691 | 0 | 0 | 0 | 0 | 0.37554 | 0 | 0 | 0.23853 | 0 | 0 | 0.88022 | 0 | 0 | 0.7922
4032 | 2018-06-17 23:00 | 6 | Juni | 23 | 168 | 0 | 0 | 0 | 0 | 0 | 1.9107 | 0.12352 | 0.73599 | 2.7702 | 1.9107 | 0 | 0 | 0 | 0 | 0 | 0 | 0 | 0.12352 | 0 | 0 | 0.73599 | 0 | 0 | 0.66239
4033 | 2018-06-18 | 6 | Juni | 0 | 169 | 0 | 0 | 0 | 0 | 0 | 2.0467 | 0.12352 | 0.37687 | 2.5471 | 2.0467 | 0 | 0 | 0 | 0 | 0 | 0 | 0 | 0.12352 | 0 | 0 | 0.37687 | 0 | 0 | 0.33918
4034 | 2018-06-18 01:00 | 6 | Juni | 1 | 169 | 0 | 0 | 0 | 0 | 0 | 1.5737 | 0.12352 | 0.57442 | 2.2716 | 1.5737 | 0 | 0 | 0 | 0 | 0 | 0 | 0 | 0.12352 | 0 | 0 | 0.57442 | 0 | 0 | 0.51697
4035 | 2018-06-18 02:00 | 6 | Juni | 2 | 169 | 0 | 0 | 0 | 0 | 0 | 1.3227 | 0.23853 | 0.34995 | 1.9112 | 1.3227 | 0 | 0 | 0 | 0 | 0 | 0 | 0 | 0.23853 | 0 | 0 | 0.34995 | 0 | 0 | 0.31496
4036 | 2018-06-18 03:00 | 6 | Juni | 3 | 169 | 0 | 0 | 0 | 0 | 0 | 1.2429 | 0.23853 | 0 | 1.4814 | 1.2429 | 0 | 0 | 0 | 0 | 0 | 0 | 0 | 0.23853 | 0 | 0 | 0 | 0 | 0 | 0
4037 | 2018-06-18 04:00 | 6 | Juni | 4 | 169 | 1.2741 | 1.23 | 1.2741 | 0 | 0 | 0 | 0.42831 | 0 | 0.42831 | 1.23 | 0 | 0 | 0 | 0 | 0 | 0 | 0 | 0.47239 | 0 | 0 | 0 | 0 | 0 | 0
4038 | 2018-06-18 05:00 | 6 | Juni | 5 | 169 | 2.3922 | 1.2053 | 1.9077 | 0 | 0.48448 | 0 | 0 | 0 | 0 | 1.2053 | 0 | 0 | 0 | 0 | 0 | 0 | 0 | 0.70241 | 0 | 0 | 0 | 0 | 0 | 0
4039 | 2018-06-18 06:00 | 6 | Juni | 6 | 169 | 6.8255 | 1.2578 | 2.4241 | 0 | 4.4013 | 0 | 0 | 0 | 0 | 1.2578 | 0 | 0 | 0 | 0 | 0 | 0 | 0 | 1.1663 | 0 | 0 | 0 | 0 | 0 | 0
4040 | 2018-06-18 07:00 | 6 | Juni | 7 | 169 | 1.2481 | 1.2481 | 1.2481 | 0 | 0 | 0.38434 | 1.1663 | 0 | 1.5506 | 1.6324 | 0 | 0 | 0 | 0 | 0 | 0 | 0 | 1.1663 | 0 | 0 | 0 | 0 | 0 | 0
4041 | 2018-06-18 08:00 | 6 | Juni | 8 | 169 | 4.0433 | 2.5176 | 3.4501 | 0 | 0.5932 | 0 | 0 | 0 | 0 | 2.5176 | 0 | 0 | 0 | 0 | 0 | 0 | 0 | 0.93243 | 0 | 0 | 0 | 0 | 0 | 0
4042 | 2018-06-18 09:00 | 6 | Juni | 9 | 169 | 12.5458 | 3.5028 | 4.2971 | 0 | 8.2487 | 0 | 0 | 0 | 0 | 3.5028 | 0 | 0 | 0 | 0 | 0 | 0 | 0 | 0.5874 | 0 | 0 | 0.20694 | 0 | 0 | 0.18624
4043 | 2018-06-18 10:00 | 6 | Juni | 10 | 169 | 22.5955 | 4.0459 | 4.9623 | 0 | 17.6332 | 0 | 0 | 0 | 0 | 4.0459 | 0 | 0 | 0 | 0 | 0 | 0 | 0 | 0.47239 | 0 | 0 | 0.44402 | 0 | 0 | 0.39962
4044 | 2018-06-18 11:00 | 6 | Juni | 11 | 169 | 23.8176 | 4.4401 | 5.9743 | 0 | 17.8433 | 0 | 0 | 0 | 0 | 4.4401 | 0 | 0 | 0 | 0 | 0.39877 | 0 | 0 | 0.70241 | 0 | 0 | 0.43304 | 0 | 0 | 0.38973
4045 | 2018-06-18 12:00 | 6 | Juni | 12 | 169 | 19.8133 | 4.5168 | 9.2102 | 0 | 10.6031 | 0 | 0 | 0 | 0 | 4.5168 | 0 | 0 | 0 | 0 | 2.9197 | 0 | 0 | 0.93243 | 0 | 0 | 0.84126 | 0 | 0 | 0.75713
4046 | 2018-06-18 13:00 | 6 | Juni | 13 | 169 | 19.9563 | 3.8145 | 8.2199 | 0 | 11.7365 | 0 | 0 | 0 | 0 | 3.8145 | 0 | 0 | 0 | 0 | 2.6987 | 0 | 0 | 0.5874 | 0 | 0 | 1.1192 | 0 | 0 | 1.0073
4047 | 2018-06-18 14:00 | 6 | Juni | 14 | 169 | 11.1157 | 3.1694 | 6.8695 | 0 | 4.2463 | 0 | 0 | 0 | 0 | 3.1694 | 0 | 0 | 0 | 0 | 2.3475 | 0 | 0 | 0.35355 | 0 | 0 | 0.99905 | 0 | 0 | 0.89914
4048 | 2018-06-18 15:00 | 6 | Juni | 15 | 169 | 19.0203 | 2.7634 | 5.6913 | 0 | 13.3289 | 0 | 0 | 0 | 0 | 2.7634 | 0 | 0 | 0 | 0 | 1.9711 | 0 | 0 | 0.35355 | 0 | 0 | 0.6033 | 0 | 0 | 0.54297
4049 | 2018-06-18 16:00 | 6 | Juni | 16 | 169 | 17.5122 | 2.4336 | 5.7158 | 0 | 11.7964 | 0 | 0 | 0 | 0 | 2.4336 | 0 | 0 | 0 | 0 | 1.5145 | 0 | 0 | 0.5874 | 0 | 0 | 1.1803 | 0 | 0 | 1.0622
4050 | 2018-06-18 17:00 | 6 | Juni | 17 | 169 | 11.2198 | 2.4579 | 6.573 | 0 | 4.6467 | 0 | 0 | 0 | 0 | 2.4579 | 0 | 0 | 0 | 0 | 1.3432 | 0 | 0 | 0.70241 | 0 | 0 | 2.0695 | 0 | 0 | 1.8626
4051 | 2018-06-18 18:00 | 6 | Juni | 18 | 169 | 5.6684 | 2.8103 | 5.6684 | 0 | 0 | 0 | 0 | 2.1544 | 2.1544 | 2.8103 | 0 | 0 | 0 | 0 | 1.6457 | 0 | 0 | 0.70241 | 0 | 0 | 2.6644 | 0 | 0 | 2.398
4052 | 2018-06-18 19:00 | 6 | Juni | 19 | 169 | 0.065004 | 0.065004 | 0.065004 | 0 | 0 | 3.2683 | 2.107 | 2.5359 | 7.9112 | 3.3333 | 0 | 0 | 0 | 0 | 1.5196 | 0 | 0 | 0.5874 | 0 | 0 | 2.5359 | 0 | 0 | 2.2823
4053 | 2018-06-18 20:00 | 6 | Juni | 20 | 169 | 0 | 0 | 0 | 0 | 0 | 3.4858 | 1.5267 | 1.8296 | 6.8421 | 3.4858 | 0 | 0 | 0 | 0 | 1.0543 | 0 | 0 | 0.47239 | 0 | 0 | 1.8296 | 0 | 0 | 1.6467
4054 | 2018-06-18 21:00 | 6 | Juni | 21 | 169 | 0 | 0 | 0 | 0 | 0 | 3.3019 | 0.90908 | 1.4543 | 5.6653 | 3.3019 | 0 | 0 | 0 | 0 | 0.67055 | 0 | 0 | 0.23853 | 0 | 0 | 1.4543 | 0 | 0 | 1.3089
4055 | 2018-06-18 22:00 | 6 | Juni | 22 | 169 | 0 | 0 | 0 | 0 | 0 | 3.0896 | 0.29075 | 0.9957 | 4.376 | 3.0896 | 0 | 0 | 0 | 0 | 0.052214 | 0 | 0 | 0.23853 | 0 | 0 | 0.9957 | 0 | 0 | 0.89613
4056 | 2018-06-18 23:00 | 6 | Juni | 23 | 169 | 0 | 0 | 0 | 0 | 0 | 1.7169 | 0.12352 | 0.63126 | 2.4717 | 1.7169 | 0 | 0 | 0 | 0 | 0 | 0 | 0 | 0.12352 | 0 | 0 | 0.63126 | 0 | 0 | 0.56813
4057 | 2018-06-19 | 6 | Juni | 0 | 170 | 0 | 0 | 0 | 0 | 0 | 1.33 | 0.12352 | 0.34706 | 1.8005 | 1.33 | 0 | 0 | 0 | 0 | 0 | 0 | 0 | 0.12352 | 0 | 0 | 0.34706 | 0 | 0 | 0.31235
4058 | 2018-06-19 01:00 | 6 | Juni | 1 | 170 | 0 | 0 | 0 | 0 | 0 | 1.2259 | 0.12352 | 0.040439 | 1.3898 | 1.2259 | 0 | 0 | 0 | 0 | 0 | 0 | 0 | 0.12352 | 0 | 0 | 0.040439 | 0 | 0 | 0.036395
4059 | 2018-06-19 02:00 | 6 | Juni | 2 | 170 | 0 | 0 | 0 | 0 | 0 | 1.1661 | 0.23853 | 0.042189 | 1.4468 | 1.1661 | 0 | 0 | 0 | 0 | 0 | 0 | 0 | 0.23853 | 0 | 0 | 0.042189 | 0 | 0 | 0.03797
4060 | 2018-06-19 03:00 | 6 | Juni | 3 | 170 | 0 | 0 | 0 | 0 | 0 | 1.2058 | 0.23853 | 0 | 1.4443 | 1.2058 | 0 | 0 | 0 | 0 | 0 | 0 | 0 | 0.23853 | 0 | 0 | 0 | 0 | 0 | 0
4061 | 2018-06-19 04:00 | 6 | Juni | 4 | 170 | 0.44203 | 0.44203 | 0.44203 | 0 | 0 | 0.97913 | 0.47239 | 0 | 1.4515 | 1.4212 | 0 | 0 | 0 | 0 | 0 | 0 | 0 | 0.47239 | 0 | 0 | 0 | 0 | 0 | 0
4062 | 2018-06-19 05:00 | 6 | Juni | 5 | 170 | 0.35102 | 0.35102 | 0.35102 | 0 | 0 | 1.8667 | 0.70241 | 0 | 2.5691 | 2.2178 | 0 | 0 | 0 | 0 | 0 | 0 | 0 | 0.70241 | 0 | 0 | 0 | 0 | 0 | 0
4063 | 2018-06-19 06:00 | 6 | Juni | 6 | 170 | 2.3142 | 2.3142 | 2.3142 | 0 | 0 | 0.55952 | 1.1663 | 0 | 1.7258 | 2.8737 | 0 | 0 | 0 | 0 | 0 | 0 | 0 | 1.1663 | 0 | 0 | 0 | 0 | 0 | 0
4064 | 2018-06-19 07:00 | 6 | Juni | 7 | 170 | 6.6955 | 3.1189 | 4.2852 | 0 | 2.4102 | 0 | 0 | 0 | 0 | 3.1189 | 0 | 0 | 0 | 0 | 0 | 0 | 0 | 1.1663 | 0 | 0 | 0 | 0 | 0 | 0
4065 | 2018-06-19 08:00 | 6 | Juni | 8 | 170 | 5.9804 | 3.1694 | 4.1019 | 0 | 1.8785 | 0 | 0 | 0 | 0 | 3.1694 | 0 | 0 | 0 | 0 | 0 | 0 | 0 | 0.93243 | 0 | 0 | 0 | 0 | 0 | 0
4066 | 2018-06-19 09:00 | 6 | Juni | 9 | 170 | 13.0399 | 3.07 | 3.8643 | 0 | 9.1755 | 0 | 0 | 0 | 0 | 3.07 | 0 | 0 | 0 | 0 | 0 | 0 | 0 | 0.5874 | 0 | 0 | 0.20694 | 0 | 0 | 0.18624
4067 | 2018-06-19 10:00 | 6 | Juni | 10 | 170 | 15.445 | 3.1256 | 4.042 | 0 | 11.403 | 0 | 0 | 0 | 0 | 3.1256 | 0 | 0 | 0 | 0 | 0 | 0 | 0 | 0.47239 | 0 | 0 | 0.44402 | 0 | 0 | 0.39962
4068 | 2018-06-19 11:00 | 6 | Juni | 11 | 170 | 16.1991 | 3.4523 | 4.5878 | 0 | 11.6113 | 0 | 0 | 0 | 0 | 3.4523 | 0 | 0 | 0 | 0 | 0 | 0 | 0 | 0.70241 | 0 | 0 | 0.43304 | 0 | 0 | 0.38973
4069 | 2018-06-19 12:00 | 6 | Juni | 12 | 170 | 15.003 | 3.3472 | 5.5985 | 0 | 9.4045 | 0 | 0 | 0 | 0 | 3.3472 | 0 | 0 | 0 | 0 | 0.47759 | 0 | 0 | 0.93243 | 0 | 0 | 0.84126 | 0 | 0 | 0.75713
4070 | 2018-06-19 13:00 | 6 | Juni | 13 | 170 | 14.0149 | 2.9159 | 6.6468 | 0 | 7.3682 | 0 | 0 | 0 | 0 | 2.9159 | 0 | 0 | 0 | 0 | 2.0242 | 0 | 0 | 0.5874 | 0 | 0 | 1.1192 | 0 | 0 | 1.0073
4071 | 2018-06-19 14:00 | 6 | Juni | 14 | 170 | 11.4668 | 2.648 | 5.8199 | 0 | 5.6469 | 0 | 0 | 0 | 0 | 2.648 | 0 | 0 | 0 | 0 | 1.8193 | 0 | 0 | 0.35355 | 0 | 0 | 0.99905 | 0 | 0 | 0.89914
4072 | 2018-06-19 15:00 | 6 | Juni | 15 | 170 | 9.1526 | 2.5656 | 5.1518 | 0 | 4.0008 | 0 | 0 | 0 | 0 | 2.5656 | 0 | 0 | 0 | 0 | 1.6294 | 0 | 0 | 0.35355 | 0 | 0 | 0.6033 | 0 | 0 | 0.54297
4073 | 2018-06-19 16:00 | 6 | Juni | 16 | 170 | 7.3715 | 2.7248 | 5.8822 | 0 | 1.4893 | 0 | 0 | 0 | 0 | 2.7248 | 0 | 0 | 0 | 0 | 1.3898 | 0 | 0 | 0.5874 | 0 | 0 | 1.1803 | 0 | 0 | 1.0622
4074 | 2018-06-19 17:00 | 6 | Juni | 17 | 170 | 5.8374 | 3.1303 | 5.8374 | 0 | 0 | 0 | 0 | 1.5617 | 1.5617 | 3.1303 | 0 | 0 | 0 | 0 | 1.4968 | 0 | 0 | 0.70241 | 0 | 0 | 2.0695 | 0 | 0 | 1.8626
4075 | 2018-06-19 18:00 | 6 | Juni | 18 | 170 | 2.2492 | 2.2492 | 2.2492 | 0 | 0 | 1.3546 | 2.4477 | 2.6644 | 6.4667 | 3.6038 | 0 | 0 | 0 | 0 | 1.7452 | 0 | 0 | 0.70241 | 0 | 0 | 2.6644 | 0 | 0 | 2.398
4076 | 2018-06-19 19:00 | 6 | Juni | 19 | 170 | 0.24702 | 0.24702 | 0.24702 | 0 | 0 | 3.3862 | 2.0405 | 2.5359 | 7.9626 | 3.6332 | 0 | 0 | 0 | 0 | 1.4531 | 0 | 0 | 0.5874 | 0 | 0 | 2.5359 | 0 | 0 | 2.2823
4077 | 2018-06-19 20:00 | 6 | Juni | 20 | 170 | 0 | 0 | 0 | 0 | 0 | 3.4466 | 1.3434 | 1.8296 | 6.6196 | 3.4466 | 0 | 0 | 0 | 0 | 0.871 | 0 | 0 | 0.47239 | 0 | 0 | 1.8296 | 0 | 0 | 1.6467
4078 | 2018-06-19 21:00 | 6 | Juni | 21 | 170 | 0 | 0 | 0 | 0 | 0 | 3.1782 | 0.79471 | 1.4543 | 5.4272 | 3.1782 | 0 | 0 | 0 | 0 | 0.55617 | 0 | 0 | 0.23853 | 0 | 0 | 1.4543 | 0 | 0 | 1.3089
4079 | 2018-06-19 22:00 | 6 | Juni | 22 | 170 | 0 | 0 | 0 | 0 | 0 | 2.5099 | 0.23853 | 0.9957 | 3.7441 | 2.5099 | 0 | 0 | 0 | 0 | 0 | 0 | 0 | 0.23853 | 0 | 0 | 0.9957 | 0 | 0 | 0.89613
4080 | 2018-06-19 23:00 | 6 | Juni | 23 | 170 | 0 | 0 | 0 | 0 | 0 | 1.7169 | 0.12352 | 0.63126 | 2.4717 | 1.7169 | 0 | 0 | 0 | 0 | 0 | 0 | 0 | 0.12352 | 0 | 0 | 0.63126 | 0 | 0 | 0.56813
4081 | 2018-06-20 | 6 | Juni | 0 | 171 | 0 | 0 | 0 | 0 | 0 | 1.33 | 0.12352 | 0.34706 | 1.8005 | 1.33 | 0 | 0 | 0 | 0 | 0 | 0 | 0 | 0.12352 | 0 | 0 | 0.34706 | 0 | 0 | 0.31235
4082 | 2018-06-20 01:00 | 6 | Juni | 1 | 171 | 0 | 0 | 0 | 0 | 0 | 1.2259 | 0.12352 | 0.040439 | 1.3898 | 1.2259 | 0 | 0 | 0 | 0 | 0 | 0 | 0 | 0.12352 | 0 | 0 | 0.040439 | 0 | 0 | 0.036395
4083 | 2018-06-20 02:00 | 6 | Juni | 2 | 171 | 0 | 0 | 0 | 0 | 0 | 1.1661 | 0.23853 | 0.042189 | 1.4468 | 1.1661 | 0 | 0 | 0 | 0 | 0 | 0 | 0 | 0.23853 | 0 | 0 | 0.042189 | 0 | 0 | 0.03797
4084 | 2018-06-20 03:00 | 6 | Juni | 3 | 171 | 0 | 0 | 0 | 0 | 0 | 1.2058 | 0.23853 | 0 | 1.4443 | 1.2058 | 0 | 0 | 0 | 0 | 0 | 0 | 0 | 0.23853 | 0 | 0 | 0 | 0 | 0 | 0
4085 | 2018-06-20 04:00 | 6 | Juni | 4 | 171 | 0.27302 | 0.27302 | 0.27302 | 0 | 0 | 1.1481 | 0.47239 | 0 | 1.6205 | 1.4212 | 0 | 0 | 0 | 0 | 0 | 0 | 0 | 0.47239 | 0 | 0 | 0 | 0 | 0 | 0
4086 | 2018-06-20 05:00 | 6 | Juni | 5 | 171 | 0.35102 | 0.35102 | 0.35102 | 0 | 0 | 1.8667 | 0.70241 | 0 | 2.5691 | 2.2178 | 0 | 0 | 0 | 0 | 0 | 0 | 0 | 0.70241 | 0 | 0 | 0 | 0 | 0 | 0
4087 | 2018-06-20 06:00 | 6 | Juni | 6 | 171 | 1.3001 | 1.3001 | 1.3001 | 0 | 0 | 1.5736 | 1.1663 | 0 | 2.7399 | 2.8737 | 0 | 0 | 0 | 0 | 0 | 0 | 0 | 1.1663 | 0 | 0 | 0 | 0 | 0 | 0
4088 | 2018-06-20 07:00 | 6 | Juni | 7 | 171 | 14.951 | 3.1189 | 4.2852 | 0 | 10.6658 | 0 | 0 | 0 | 0 | 3.1189 | 0 | 0 | 0 | 0 | 0 | 0 | 0 | 1.1663 | 0 | 0 | 0 | 0 | 0 | 0
4089 | 2018-06-20 08:00 | 6 | Juni | 8 | 171 | 24.2986 | 3.1694 | 4.1019 | 0 | 20.1968 | 0 | 0 | 0 | 0 | 3.1694 | 0 | 0 | 0 | 0 | 0 | 0 | 0 | 0.93243 | 0 | 0 | 0 | 0 | 0 | 0
4090 | 2018-06-20 09:00 | 6 | Juni | 9 | 171 | 22.3355 | 3.07 | 3.8643 | 0 | 18.4712 | 0 | 0 | 0 | 0 | 3.07 | 0 | 0 | 0 | 0 | 0 | 0 | 0 | 0.5874 | 0 | 0 | 0.20694 | 0 | 0 | 0.18624
4091 | 2018-06-20 10:00 | 6 | Juni | 10 | 171 | 32.4892 | 3.1256 | 4.042 | 0 | 28.4471 | 0 | 0 | 0 | 0 | 3.1256 | 0 | 0 | 0 | 0 | 0 | 0 | 0 | 0.47239 | 0 | 0 | 0.44402 | 0 | 0 | 0.39962
4092 | 2018-06-20 11:00 | 6 | Juni | 11 | 171 | 20.3594 | 3.4523 | 4.5878 | 0 | 15.7716 | 0 | 0 | 0 | 0 | 3.4523 | 0 | 0 | 0 | 0 | 0 | 0 | 0 | 0.70241 | 0 | 0 | 0.43304 | 0 | 0 | 0.38973
4093 | 2018-06-20 12:00 | 6 | Juni | 12 | 171 | 2.1321 | 2.1321 | 2.1321 | 0 | 0 | 1.2151 | 1.5722 | 0.84126 | 3.6285 | 3.3472 | 0 | 0 | 0 | 0 | 0.63973 | 0 | 0 | 0.93243 | 0 | 0 | 0.84126 | 0 | 0 | 0.75713
4094 | 2018-06-20 13:00 | 6 | Juni | 13 | 171 | 2.0021 | 2.0021 | 2.0021 | 0 | 0 | 0.91379 | 2.4019 | 1.1192 | 4.435 | 2.9159 | 0 | 0 | 0 | 0 | 1.8145 | 0 | 0 | 0.5874 | 0 | 0 | 1.1192 | 0 | 0 | 1.0073
4095 | 2018-06-20 14:00 | 6 | Juni | 14 | 171 | 1.7551 | 1.7551 | 1.7551 | 0 | 0 | 0.89288 | 1.9745 | 0.99905 | 3.8664 | 2.648 | 0 | 0 | 0 | 0 | 1.621 | 0 | 0 | 0.35355 | 0 | 0 | 0.99905 | 0 | 0 | 0.89914
4096 | 2018-06-20 15:00 | 6 | Juni | 15 | 171 | 1.4171 | 1.4171 | 1.4171 | 0 | 0 | 1.1485 | 1.7715 | 0.6033 | 3.5233 | 2.5656 | 0 | 0 | 0 | 0 | 1.418 | 0 | 0 | 0.35355 | 0 | 0 | 0.6033 | 0 | 0 | 0.54297
4097 | 2018-06-20 16:00 | 6 | Juni | 16 | 171 | 1.0531 | 1.0531 | 1.0531 | 0 | 0 | 1.6717 | 1.8482 | 1.1803 | 4.7002 | 2.7248 | 0 | 0 | 0 | 0 | 1.2608 | 0 | 0 | 0.5874 | 0 | 0 | 1.1803 | 0 | 0 | 1.0622
4098 | 2018-06-20 17:00 | 6 | Juni | 17 | 171 | 0.63704 | 0.63704 | 0.63704 | 0 | 0 | 2.4932 | 1.8948 | 2.0695 | 6.4576 | 3.1303 | 0 | 0 | 0 | 0 | 1.1924 | 0 | 0 | 0.70241 | 0 | 0 | 2.0695 | 0 | 0 | 1.8626
4099 | 2018-06-20 18:00 | 6 | Juni | 18 | 171 | 0.27302 | 0.27302 | 0.27302 | 0 | 0 | 3.3308 | 2.3296 | 2.6644 | 8.3247 | 3.6038 | 0 | 0 | 0 | 0 | 1.6272 | 0 | 0 | 0.70241 | 0 | 0 | 2.6644 | 0 | 0 | 2.398
4100 | 2018-06-20 19:00 | 6 | Juni | 19 | 171 | 0.091006 | 0.091006 | 0.091006 | 0 | 0 | 3.5422 | 1.9838 | 2.5359 | 8.0619 | 3.6332 | 0 | 0 | 0 | 0 | 1.3964 | 0 | 0 | 0.5874 | 0 | 0 | 2.5359 | 0 | 0 | 2.2823
4101 | 2018-06-20 20:00 | 6 | Juni | 20 | 171 | 0 | 0 | 0 | 0 | 0 | 3.4466 | 1.4615 | 1.8296 | 6.7377 | 3.4466 | 0 | 0 | 0 | 0 | 0.98908 | 0 | 0 | 0.47239 | 0 | 0 | 1.8296 | 0 | 0 | 1.6467
4102 | 2018-06-20 21:00 | 6 | Juni | 21 | 171 | 0 | 0 | 0 | 0 | 0 | 3.1782 | 0.89825 | 1.4543 | 5.5308 | 3.1782 | 0 | 0 | 0 | 0 | 0.65972 | 0 | 0 | 0.23853 | 0 | 0 | 1.4543 | 0 | 0 | 1.3089
4103 | 2018-06-20 22:00 | 6 | Juni | 22 | 171 | 0 | 0 | 0 | 0 | 0 | 2.5099 | 0.23853 | 0.9957 | 3.7441 | 2.5099 | 0 | 0 | 0 | 0 | 0 | 0 | 0 | 0.23853 | 0 | 0 | 0.9957 | 0 | 0 | 0.89613
4104 | 2018-06-20 23:00 | 6 | Juni | 23 | 171 | 0 | 0 | 0 | 0 | 0 | 1.7169 | 0.12352 | 0.63126 | 2.4717 | 1.7169 | 0 | 0 | 0 | 0 | 0 | 0 | 0 | 0.12352 | 0 | 0 | 0.63126 | 0 | 0 | 0.56813
4105 | 2018-06-21 | 6 | Juni | 0 | 172 | 0 | 0 | 0 | 0 | 0 | 1.33 | 0.12352 | 0.34706 | 1.8005 | 1.33 | 0 | 0 | 0 | 0 | 0 | 0 | 0 | 0.12352 | 0 | 0 | 0.34706 | 0 | 0 | 0.31235
4106 | 2018-06-21 01:00 | 6 | Juni | 1 | 172 | 0 | 0 | 0 | 0 | 0 | 1.2259 | 0.12352 | 0.040439 | 1.3898 | 1.2259 | 0 | 0 | 0 | 0 | 0 | 0 | 0 | 0.12352 | 0 | 0 | 0.040439 | 0 | 0 | 0.036395
4107 | 2018-06-21 02:00 | 6 | Juni | 2 | 172 | 0 | 0 | 0 | 0 | 0 | 1.1661 | 0.23853 | 0.042189 | 1.4468 | 1.1661 | 0 | 0 | 0 | 0 | 0 | 0 | 0 | 0.23853 | 0 | 0 | 0.042189 | 0 | 0 | 0.03797
4108 | 2018-06-21 03:00 | 6 | Juni | 3 | 172 | 0 | 0 | 0 | 0 | 0 | 1.2058 | 0.23853 | 0 | 1.4443 | 1.2058 | 0 | 0 | 0 | 0 | 0 | 0 | 0 | 0.23853 | 0 | 0 | 0 | 0 | 0 | 0
4109 | 2018-06-21 04:00 | 6 | Juni | 4 | 172 | 1.3521 | 1.3521 | 1.3521 | 0 | 0 | 0.069072 | 0.47239 | 0 | 0.54146 | 1.4212 | 0 | 0 | 0 | 0 | 0 | 0 | 0 | 0.47239 | 0 | 0 | 0 | 0 | 0 | 0
4110 | 2018-06-21 05:00 | 6 | Juni | 5 | 172 | 4.5243 | 2.2178 | 2.9202 | 0 | 1.6041 | 0 | 0 | 0 | 0 | 2.2178 | 0 | 0 | 0 | 0 | 0 | 0 | 0 | 0.70241 | 0 | 0 | 0 | 0 | 0 | 0
4111 | 2018-06-21 06:00 | 6 | Juni | 6 | 172 | 7.1115 | 2.8737 | 4.04 | 0 | 3.0715 | 0 | 0 | 0 | 0 | 2.8737 | 0 | 0 | 0 | 0 | 0 | 0 | 0 | 1.1663 | 0 | 0 | 0 | 0 | 0 | 0
4112 | 2018-06-21 07:00 | 6 | Juni | 7 | 172 | 11.4928 | 3.1189 | 4.2852 | 0 | 7.2075 | 0 | 0 | 0 | 0 | 3.1189 | 0 | 0 | 0 | 0 | 0 | 0 | 0 | 1.1663 | 0 | 0 | 0 | 0 | 0 | 0
4113 | 2018-06-21 08:00 | 6 | Juni | 8 | 172 | 17.8632 | 3.1694 | 4.1019 | 0 | 13.7613 | 0 | 0 | 0 | 0 | 3.1694 | 0 | 0 | 0 | 0 | 0 | 0 | 0 | 0.93243 | 0 | 0 | 0 | 0 | 0 | 0
4114 | 2018-06-21 09:00 | 6 | Juni | 9 | 172 | 20.9054 | 3.07 | 3.8643 | 0 | 17.0411 | 0 | 0 | 0 | 0 | 3.07 | 0 | 0 | 0 | 0 | 0 | 0 | 0 | 0.5874 | 0 | 0 | 0.20694 | 0 | 0 | 0.18624
4115 | 2018-06-21 10:00 | 6 | Juni | 10 | 172 | 23.5576 | 3.1256 | 4.042 | 0 | 19.5155 | 0 | 0 | 0 | 0 | 3.1256 | 0 | 0 | 0 | 0 | 0 | 0 | 0 | 0.47239 | 0 | 0 | 0.44402 | 0 | 0 | 0.39962
4116 | 2018-06-21 11:00 | 6 | Juni | 11 | 172 | 22.9335 | 3.4523 | 4.5878 | 0 | 18.3458 | 0 | 0 | 0 | 0 | 3.4523 | 0 | 0 | 0 | 0 | 0 | 0 | 0 | 0.70241 | 0 | 0 | 0.43304 | 0 | 0 | 0.38973
4117 | 2018-06-21 12:00 | 6 | Juni | 12 | 172 | 25.7157 | 3.3472 | 6.9116 | 0 | 18.8041 | 0 | 0 | 0 | 0 | 3.3472 | 0 | 0 | 0 | 0 | 1.7908 | 0 | 0 | 0.93243 | 0 | 0 | 0.84126 | 0 | 0 | 0.75713
4118 | 2018-06-21 13:00 | 6 | Juni | 13 | 172 | 26.4828 | 2.9159 | 6.8323 | 0 | 19.6505 | 0 | 0 | 0 | 0 | 2.9159 | 0 | 0 | 0 | 0 | 2.2098 | 0 | 0 | 0.5874 | 0 | 0 | 1.1192 | 0 | 0 | 1.0073
4119 | 2018-06-21 14:00 | 6 | Juni | 14 | 172 | 21.5424 | 2.648 | 5.9989 | 0 | 15.5436 | 0 | 0 | 0 | 0 | 2.648 | 0 | 0 | 0 | 0 | 1.9983 | 0 | 0 | 0.35355 | 0 | 0 | 0.99905 | 0 | 0 | 0.89914
4120 | 2018-06-21 15:00 | 6 | Juni | 15 | 172 | 16.7451 | 2.5656 | 5.2791 | 0 | 11.466 | 0 | 0 | 0 | 0 | 2.5656 | 0 | 0 | 0 | 0 | 1.7567 | 0 | 0 | 0.35355 | 0 | 0 | 0.6033 | 0 | 0 | 0.54297
4121 | 2018-06-21 16:00 | 6 | Juni | 16 | 172 | 13.7679 | 2.7248 | 5.9844 | 0 | 7.7836 | 0 | 0 | 0 | 0 | 2.7248 | 0 | 0 | 0 | 0 | 1.4919 | 0 | 0 | 0.5874 | 0 | 0 | 1.1803 | 0 | 0 | 1.0622
4122 | 2018-06-21 17:00 | 6 | Juni | 17 | 172 | 10.7777 | 3.1303 | 7.3605 | 0 | 3.4172 | 0 | 0 | 0 | 0 | 3.1303 | 0 | 0 | 0 | 0 | 1.4582 | 0 | 0 | 0.70241 | 0 | 0 | 2.0695 | 0 | 0 | 1.8626
4123 | 2018-06-21 18:00 | 6 | Juni | 18 | 172 | 6.2534 | 3.6038 | 6.2534 | 0 | 0 | 0 | 0 | 2.536 | 2.536 | 3.6038 | 0 | 0 | 0 | 0 | 1.8189 | 0 | 0 | 0.70241 | 0 | 0 | 2.6644 | 0 | 0 | 2.398
4124 | 2018-06-21 19:00 | 6 | Juni | 19 | 172 | 0.35102 | 0.35102 | 0.35102 | 0 | 0 | 3.2821 | 2.0957 | 2.5359 | 7.9137 | 3.6332 | 0 | 0 | 0 | 0 | 1.5083 | 0 | 0 | 0.5874 | 0 | 0 | 2.5359 | 0 | 0 | 2.2823
4125 | 2018-06-21 20:00 | 6 | Juni | 20 | 172 | 0 | 0 | 0 | 0 | 0 | 3.4466 | 1.4072 | 1.8296 | 6.6835 | 3.4466 | 0 | 0 | 0 | 0 | 0.93485 | 0 | 0 | 0.47239 | 0 | 0 | 1.8296 | 0 | 0 | 1.6467
4126 | 2018-06-21 21:00 | 6 | Juni | 21 | 172 | 0 | 0 | 0 | 0 | 0 | 3.1782 | 0.8582 | 1.4543 | 5.4907 | 3.1782 | 0 | 0 | 0 | 0 | 0.61966 | 0 | 0 | 0.23853 | 0 | 0 | 1.4543 | 0 | 0 | 1.3089
4127 | 2018-06-21 22:00 | 6 | Juni | 22 | 172 | 0 | 0 | 0 | 0 | 0 | 2.5099 | 0.23853 | 0.9957 | 3.7441 | 2.5099 | 0 | 0 | 0 | 0 | 0 | 0 | 0 | 0.23853 | 0 | 0 | 0.9957 | 0 | 0 | 0.89613
4128 | 2018-06-21 23:00 | 6 | Juni | 23 | 172 | 0 | 0 | 0 | 0 | 0 | 1.7169 | 0.12352 | 0.12317 | 1.9636 | 1.7169 | 0 | 0 | 0 | 0 | 0 | 0 | 0 | 0.12352 | 0 | 0 | 0.12317 | 0 | 0 | 0.11085
4129 | 2018-06-22 | 6 | Juni | 0 | 173 | 0 | 0 | 0 | 0 | 0 | 1.33 | 0.12352 | 0.091347 | 1.5448 | 1.33 | 0 | 0 | 0 | 0 | 0 | 0 | 0 | 0.12352 | 0 | 0 | 0.091347 | 0 | 0 | 0.082212
4130 | 2018-06-22 01:00 | 6 | Juni | 1 | 173 | 0 | 0 | 0 | 0 | 0 | 1.2259 | 0.12352 | 0 | 1.3494 | 1.2259 | 0 | 0 | 0 | 0 | 0 | 0 | 0 | 0.12352 | 0 | 0 | 0 | 0 | 0 | 0
4131 | 2018-06-22 02:00 | 6 | Juni | 2 | 173 | 0 | 0 | 0 | 0 | 0 | 1.1661 | 0.23853 | 0.11659 | 1.5212 | 1.1661 | 0 | 0 | 0 | 0 | 0 | 0 | 0 | 0.23853 | 0 | 0 | 0.11659 | 0 | 0 | 0.10493
4132 | 2018-06-22 03:00 | 6 | Juni | 3 | 173 | 0 | 0 | 0 | 0 | 0 | 1.2058 | 0.23853 | 0.042301 | 1.4866 | 1.2058 | 0 | 0 | 0 | 0 | 0 | 0 | 0 | 0.23853 | 0 | 0 | 0.042301 | 0 | 0 | 0.038071
4133 | 2018-06-22 04:00 | 6 | Juni | 4 | 173 | 3.1202 | 1.4212 | 1.9333 | 0 | 1.1869 | 0 | 0 | 0 | 0 | 1.4212 | 0 | 0 | 0 | 0 | 0 | 0 | 0 | 0.47239 | 0 | 0 | 0.039756 | 0 | 0 | 0.035781
4134 | 2018-06-22 05:00 | 6 | Juni | 5 | 173 | 8.7366 | 2.2178 | 2.9202 | 0 | 5.8164 | 0 | 0 | 0 | 0 | 2.2178 | 0 | 0 | 0 | 0 | 0 | 0 | 0 | 0.70241 | 0 | 0 | 0 | 0 | 0 | 0
4135 | 2018-06-22 06:00 | 6 | Juni | 6 | 173 | 13.7809 | 2.8737 | 4.04 | 0 | 9.741 | 0 | 0 | 0 | 0 | 2.8737 | 0 | 0 | 0 | 0 | 0 | 0 | 0 | 1.1663 | 0 | 0 | 0 | 0 | 0 | 0
4136 | 2018-06-22 07:00 | 6 | Juni | 7 | 173 | 18.6043 | 3.1189 | 4.2852 | 0 | 14.319 | 0 | 0 | 0 | 0 | 3.1189 | 0 | 0 | 0 | 0 | 0 | 0 | 0 | 1.1663 | 0 | 0 | 0 | 0 | 0 | 0
4137 | 2018-06-22 08:00 | 6 | Juni | 8 | 173 | 22.5175 | 3.1694 | 4.1019 | 0 | 18.4156 | 0 | 0 | 0 | 0 | 3.1694 | 0 | 0 | 0 | 0 | 0 | 0 | 0 | 0.93243 | 0 | 0 | 0 | 0 | 0 | 0
4138 | 2018-06-22 09:00 | 6 | Juni | 9 | 173 | 25.9107 | 3.07 | 3.8231 | 0 | 22.0876 | 0 | 0 | 0 | 0 | 3.07 | 0 | 0 | 0 | 0 | 0 | 0 | 0 | 0.5874 | 0 | 0 | 0.16574 | 0 | 0 | 0.14917
4139 | 2018-06-22 10:00 | 6 | Juni | 10 | 173 | 27.3408 | 3.1256 | 3.9962 | 0 | 23.3446 | 0 | 0 | 0 | 0 | 3.1256 | 0 | 0 | 0 | 0 | 0 | 0 | 0 | 0.47239 | 0 | 0 | 0.39821 | 0 | 0 | 0.35839
4140 | 2018-06-22 11:00 | 6 | Juni | 11 | 173 | 15.9781 | 3.4523 | 4.7282 | 0 | 11.2499 | 0 | 0 | 0 | 0 | 3.4523 | 0 | 0 | 0 | 0 | 0.17759 | 0 | 0 | 0.70241 | 0 | 0 | 0.39589 | 0 | 0 | 0.3563
4141 | 2018-06-22 12:00 | 6 | Juni | 12 | 173 | 15.289 | 3.3472 | 6.2687 | 0 | 9.0203 | 0 | 0 | 0 | 0 | 3.3472 | 0 | 0 | 0 | 0 | 1.0443 | 0 | 0 | 0.93243 | 0 | 0 | 0.94478 | 0 | 0 | 0.8503
4142 | 2018-06-22 13:00 | 6 | Juni | 13 | 173 | 15.445 | 2.9159 | 5.4787 | 0 | 9.9663 | 0 | 0 | 0 | 0 | 2.9159 | 0 | 0 | 0 | 0 | 0.61085 | 0 | 0 | 0.5874 | 0 | 0 | 1.3646 | 0 | 0 | 1.2281
4143 | 2018-06-22 14:00 | 6 | Juni | 14 | 173 | 12.3638 | 2.648 | 5.0795 | 0 | 7.2843 | 0 | 0 | 0 | 0 | 2.648 | 0 | 0 | 0 | 0 | 0.90142 | 0 | 0 | 0.35355 | 0 | 0 | 1.1765 | 0 | 0 | 1.0589
4144 | 2018-06-22 15:00 | 6 | Juni | 15 | 173 | 11.9088 | 2.5656 | 4.6475 | 0 | 7.2613 | 0 | 0 | 0 | 0 | 2.5656 | 0 | 0 | 0 | 0 | 0.75597 | 0 | 0 | 0.35355 | 0 | 0 | 0.97242 | 0 | 0 | 0.87517
4145 | 2018-06-22 16:00 | 6 | Juni | 16 | 173 | 10.5047 | 2.7248 | 5.5404 | 0 | 4.9643 | 0 | 0 | 0 | 0 | 2.7248 | 0 | 0 | 0 | 0 | 0.76967 | 0 | 0 | 0.5874 | 0 | 0 | 1.4586 | 0 | 0 | 1.3127
4146 | 2018-06-22 17:00 | 6 | Juni | 17 | 173 | 7.3325 | 3.1303 | 6.239 | 0 | 1.0935 | 0 | 0 | 0 | 0 | 3.1303 | 0 | 0 | 0 | 0 | 0.75079 | 0 | 0 | 0.70241 | 0 | 0 | 1.6556 | 0 | 0 | 1.49
4147 | 2018-06-22 18:00 | 6 | Juni | 18 | 173 | 4.5503 | 3.6038 | 4.5503 | 0 | 0 | 0 | 1.0612 | 2.1629 | 3.2241 | 3.6038 | 0 | 0 | 0 | 0 | 1.3053 | 0 | 0 | 0.70241 | 0 | 0 | 2.1629 | 0 | 0 | 1.9466
4148 | 2018-06-22 19:00 | 6 | Juni | 19 | 173 | 0.22101 | 0.22101 | 0.22101 | 0 | 0 | 3.4122 | 1.7352 | 2.087 | 7.2344 | 3.6332 | 0 | 0 | 0 | 0 | 1.1478 | 0 | 0 | 0.5874 | 0 | 0 | 2.087 | 0 | 0 | 1.8783
4149 | 2018-06-22 20:00 | 6 | Juni | 20 | 173 | 0 | 0 | 0 | 0 | 0 | 3.4466 | 1.1951 | 1.7154 | 6.3571 | 3.4466 | 0 | 0 | 0 | 0 | 0.72267 | 0 | 0 | 0.47239 | 0 | 0 | 1.7154 | 0 | 0 | 1.5439
4150 | 2018-06-22 21:00 | 6 | Juni | 21 | 173 | 0 | 0 | 0 | 0 | 0 | 3.1782 | 0.68889 | 1.2558 | 5.1228 | 3.1782 | 0 | 0 | 0 | 0 | 0.45035 | 0 | 0 | 0.23853 | 0 | 0 | 1.2558 | 0 | 0 | 1.1302
4151 | 2018-06-22 22:00 | 6 | Juni | 22 | 173 | 0 | 0 | 0 | 0 | 0 | 2.5099 | 0.23853 | 0.75773 | 3.5062 | 2.5099 | 0 | 0 | 0 | 0 | 0 | 0 | 0 | 0.23853 | 0 | 0 | 0.75773 | 0 | 0 | 0.68195
4152 | 2018-06-22 23:00 | 6 | Juni | 23 | 173 | 0 | 0 | 0 | 0 | 0 | 1.7169 | 0.12352 | 0.49733 | 2.3378 | 1.7169 | 0 | 0 | 0 | 0 | 0 | 0 | 0 | 0.12352 | 0 | 0 | 0.49733 | 0 | 0 | 0.4476
4153 | 2018-06-23 | 6 | Juni | 0 | 174 | 0 | 0 | 0 | 0 | 0 | 1.33 | 0.12352 | 0 | 1.4535 | 1.33 | 0 | 0 | 0 | 0 | 0 | 0 | 0 | 0.12352 | 0 | 0 | 0 | 0 | 0 | 0
4154 | 2018-06-23 01:00 | 6 | Juni | 1 | 174 | 0 | 0 | 0 | 0 | 0 | 1.2259 | 0.12352 | 0 | 1.3494 | 1.2259 | 0 | 0 | 0 | 0 | 0 | 0 | 0 | 0.12352 | 0 | 0 | 0 | 0 | 0 | 0
4155 | 2018-06-23 02:00 | 6 | Juni | 2 | 174 | 0 | 0 | 0 | 0 | 0 | 1.1661 | 0.12352 | 0.085531 | 1.3752 | 1.1661 | 0 | 0 | 0 | 0 | 0 | 0 | 0 | 0.12352 | 0 | 0 | 0.085531 | 0 | 0 | 0.076978
4156 | 2018-06-23 03:00 | 6 | Juni | 3 | 174 | 0 | 0 | 0 | 0 | 0 | 1.2058 | 0.12352 | 0.025909 | 1.3552 | 1.2058 | 0 | 0 | 0 | 0 | 0 | 0 | 0 | 0.12352 | 0 | 0 | 0.025909 | 0 | 0 | 0.023318
4157 | 2018-06-23 04:00 | 6 | Juni | 4 | 174 | 2.6652 | 1.4212 | 1.6006 | 0 | 1.0646 | 0 | 0 | 0 | 0 | 1.4212 | 0 | 0 | 0 | 0 | 0 | 0 | 0 | 0.12352 | 0 | 0 | 0.055915 | 0 | 0 | 0.050323
4158 | 2018-06-23 05:00 | 6 | Juni | 5 | 174 | 7.4495 | 2.2178 | 2.4563 | 0 | 4.9932 | 0 | 0 | 0 | 0 | 2.2178 | 0 | 0 | 0 | 0 | 0 | 0 | 0 | 0.23853 | 0 | 0 | 0 | 0 | 0 | 0
4159 | 2018-06-23 06:00 | 6 | Juni | 6 | 174 | 11.8438 | 2.8737 | 3.3461 | 0 | 8.4977 | 0 | 0 | 0 | 0 | 2.8737 | 0 | 0 | 0 | 0 | 0 | 0 | 0 | 0.47239 | 0 | 0 | 0 | 0 | 0 | 0
4160 | 2018-06-23 07:00 | 6 | Juni | 7 | 174 | 15.7441 | 3.1189 | 3.8214 | 0 | 11.9227 | 0 | 0 | 0 | 0 | 3.1189 | 0 | 0 | 0 | 0 | 0 | 0 | 0 | 0.70241 | 0 | 0 | 0 | 0 | 0 | 0
4161 | 2018-06-23 08:00 | 6 | Juni | 8 | 174 | 20.5934 | 3.1694 | 3.8718 | 0 | 16.7215 | 0 | 0 | 0 | 0 | 3.1694 | 0 | 0 | 0 | 0 | 0 | 0 | 0 | 0.70241 | 0 | 0 | 0 | 0 | 0 | 0
4162 | 2018-06-23 09:00 | 6 | Juni | 9 | 174 | 24.8577 | 3.07 | 3.9305 | 0 | 20.9272 | 0 | 0 | 0 | 0 | 3.07 | 0 | 0 | 0 | 0 | 0 | 0 | 0 | 0.5874 | 0 | 0 | 0.27308 | 0 | 0 | 0.24577
4163 | 2018-06-23 10:00 | 6 | Juni | 10 | 174 | 28.0039 | 3.1256 | 4.0581 | 0 | 23.9458 | 0 | 0 | 0 | 0 | 3.1256 | 0 | 0 | 0 | 0 | 0 | 0 | 0 | 0.35738 | 0 | 0 | 0.57504 | 0 | 0 | 0.51754
4164 | 2018-06-23 11:00 | 6 | Juni | 11 | 174 | 29.109 | 3.4523 | 4.5342 | 0 | 24.5748 | 0 | 0 | 0 | 0 | 3.4523 | 0 | 0 | 0 | 0 | 0 | 0 | 0 | 0.5874 | 0 | 0 | 0.49448 | 0 | 0 | 0.44503
4165 | 2018-06-23 12:00 | 6 | Juni | 12 | 174 | 28.8879 | 3.3472 | 4.8525 | 0 | 24.0354 | 0 | 0 | 0 | 0 | 3.3472 | 0 | 0 | 0 | 0 | 0 | 0 | 0 | 0.70241 | 0 | 0 | 0.80292 | 0 | 0 | 0.72263
4166 | 2018-06-23 13:00 | 6 | Juni | 13 | 174 | 27.0938 | 2.9159 | 5.0467 | 0 | 22.0472 | 0 | 0 | 0 | 0 | 2.9159 | 0 | 0 | 0 | 0 | 0 | 0 | 0 | 0.70241 | 0 | 0 | 1.4283 | 0 | 0 | 1.2855
4167 | 2018-06-23 14:00 | 6 | Juni | 14 | 174 | 23.8956 | 2.648 | 4.2622 | 0 | 19.6334 | 0 | 0 | 0 | 0 | 2.648 | 0 | 0 | 0 | 0 | 0 | 0 | 0 | 0.5874 | 0 | 0 | 1.0268 | 0 | 0 | 0.92416
4168 | 2018-06-23 15:00 | 6 | Juni | 15 | 174 | 19.3843 | 2.5656 | 3.8848 | 0 | 15.4995 | 0 | 0 | 0 | 0 | 2.5656 | 0 | 0 | 0 | 0 | 0 | 0 | 0 | 0.5874 | 0 | 0 | 0.73184 | 0 | 0 | 0.65866
4169 | 2018-06-23 16:00 | 6 | Juni | 16 | 174 | 14.834 | 2.7248 | 4.609 | 0 | 10.225 | 0 | 0 | 0 | 0 | 2.7248 | 0 | 0 | 0 | 0 | 0 | 0 | 0 | 1.0513 | 0 | 0 | 0.83299 | 0 | 0 | 0.74969
4170 | 2018-06-23 17:00 | 6 | Juni | 17 | 174 | 10.3747 | 3.1303 | 5.1678 | 0 | 5.2069 | 0 | 0 | 0 | 0 | 3.1303 | 0 | 0 | 0 | 0 | 0 | 0 | 0 | 0.81742 | 0 | 0 | 1.2201 | 0 | 0 | 1.0981
4171 | 2018-06-23 18:00 | 6 | Juni | 18 | 174 | 6.2794 | 3.6038 | 5.9796 | 0 | 0.2998 | 0 | 0 | 0 | 0 | 3.6038 | 0 | 0 | 0 | 0 | 0 | 0 | 0 | 0.47239 | 0 | 0 | 1.9034 | 0 | 0 | 1.7131
4172 | 2018-06-23 19:00 | 6 | Juni | 19 | 174 | 0.27302 | 0.27302 | 0.27302 | 0 | 0 | 3.3602 | 0.74564 | 1.7545 | 5.8603 | 3.6332 | 0 | 0 | 0 | 0 | 0.27325 | 0 | 0 | 0.47239 | 0 | 0 | 1.7545 | 0 | 0 | 1.579
4173 | 2018-06-23 20:00 | 6 | Juni | 20 | 174 | 0 | 0 | 0 | 0 | 0 | 3.4466 | 0.72019 | 1.2804 | 5.4472 | 3.4466 | 0 | 0 | 0 | 0 | 0.48166 | 0 | 0 | 0.23853 | 0 | 0 | 1.2804 | 0 | 0 | 1.1523
4174 | 2018-06-23 21:00 | 6 | Juni | 21 | 174 | 0 | 0 | 0 | 0 | 0 | 3.1782 | 0.5338 | 0.99691 | 4.7089 | 3.1782 | 0 | 0 | 0 | 0 | 0.29527 | 0 | 0 | 0.23853 | 0 | 0 | 0.99691 | 0 | 0 | 0.89722
4175 | 2018-06-23 22:00 | 6 | Juni | 22 | 174 | 0 | 0 | 0 | 0 | 0 | 2.5099 | 0.23853 | 0.5535 | 3.3019 | 2.5099 | 0 | 0 | 0 | 0 | 0 | 0 | 0 | 0.23853 | 0 | 0 | 0.5535 | 0 | 0 | 0.49815
4176 | 2018-06-23 23:00 | 6 | Juni | 23 | 174 | 0 | 0 | 0 | 0 | 0 | 1.7169 | 0.12352 | 0.49099 | 2.3314 | 1.7169 | 0 | 0 | 0 | 0 | 0 | 0 | 0 | 0.12352 | 0 | 0 | 0.49099 | 0 | 0 | 0.44189
4177 | 2018-06-24 | 6 | Juni | 0 | 175 | 0 | 0 | 0 | 0 | 0 | 1.5258 | 0.12352 | 0.59399 | 2.2433 | 1.5258 | 0 | 0 | 0 | 0 | 0 | 0 | 0 | 0.12352 | 0 | 0 | 0.59399 | 0 | 0 | 0.53459
4178 | 2018-06-24 01:00 | 6 | Juni | 1 | 175 | 0 | 0 | 0 | 0 | 0 | 1.2784 | 0.12352 | 0.39144 | 1.7934 | 1.2784 | 0 | 0 | 0 | 0 | 0 | 0 | 0 | 0.12352 | 0 | 0 | 0.39144 | 0 | 0 | 0.35229
4179 | 2018-06-24 02:00 | 6 | Juni | 2 | 175 | 0 | 0 | 0 | 0 | 0 | 1.231 | 0.12352 | 0.014074 | 1.3686 | 1.231 | 0 | 0 | 0 | 0 | 0 | 0 | 0 | 0.12352 | 0 | 0 | 0.014074 | 0 | 0 | 0.012667
4180 | 2018-06-24 03:00 | 6 | Juni | 3 | 175 | 0 | 0 | 0 | 0 | 0 | 1.2408 | 0.12352 | 0.026572 | 1.3909 | 1.2408 | 0 | 0 | 0 | 0 | 0 | 0 | 0 | 0.12352 | 0 | 0 | 0.026572 | 0 | 0 | 0.023914
4181 | 2018-06-24 04:00 | 6 | Juni | 4 | 175 | 1.7291 | 1.2645 | 1.4113 | 0 | 0.31781 | 0 | 0 | 0 | 0 | 1.2645 | 0 | 0 | 0 | 0 | 0 | 0 | 0 | 0.12352 | 0 | 0 | 0.02326 | 0 | 0 | 0.020934
4182 | 2018-06-24 05:00 | 6 | Juni | 5 | 175 | 4.7193 | 1.5129 | 1.6364 | 0 | 3.0829 | 0 | 0 | 0 | 0 | 1.5129 | 0 | 0 | 0 | 0 | 0 | 0 | 0 | 0.12352 | 0 | 0 | 0 | 0 | 0 | 0
4183 | 2018-06-24 06:00 | 6 | Juni | 6 | 175 | 6.9295 | 2.1188 | 2.2423 | 0 | 4.6871 | 0 | 0 | 0 | 0 | 2.1188 | 0 | 0 | 0 | 0 | 0 | 0 | 0 | 0.12352 | 0 | 0 | 0 | 0 | 0 | 0
4184 | 2018-06-24 07:00 | 6 | Juni | 7 | 175 | 13.0009 | 2.8459 | 3.0844 | 0 | 9.9165 | 0 | 0 | 0 | 0 | 2.8459 | 0 | 0 | 0 | 0 | 0 | 0 | 0 | 0.23853 | 0 | 0 | 0 | 0 | 0 | 0
4185 | 2018-06-24 08:00 | 6 | Juni | 8 | 175 | 16.2251 | 3.4101 | 3.7674 | 0 | 12.4576 | 0 | 0 | 0 | 0 | 3.4101 | 0 | 0 | 0 | 0 | 0 | 0 | 0 | 0.35738 | 0 | 0 | 0 | 0 | 0 | 0
4186 | 2018-06-24 09:00 | 6 | Juni | 9 | 175 | 21.3734 | 3.5976 | 4.5977 | 0 | 16.7757 | 0 | 0 | 0 | 0 | 3.5976 | 0 | 0 | 0 | 0 | 0 | 0 | 0 | 0.70241 | 0 | 0 | 0.29766 | 0 | 0 | 0.2679
4187 | 2018-06-24 10:00 | 6 | Juni | 10 | 175 | 22.3745 | 3.7269 | 5.0364 | 0 | 17.3381 | 0 | 0 | 0 | 0 | 3.7269 | 0 | 0 | 0 | 0 | 0 | 0 | 0 | 0.70241 | 0 | 0 | 0.60708 | 0 | 0 | 0.54638
4188 | 2018-06-24 11:00 | 6 | Juni | 11 | 175 | 24.3896 | 3.9537 | 5.3635 | 0 | 19.0261 | 0 | 0 | 0 | 0 | 3.9537 | 0 | 0 | 0 | 0 | 0 | 0 | 0 | 0.93243 | 0 | 0 | 0.47745 | 0 | 0 | 0.4297
4189 | 2018-06-24 12:00 | 6 | Juni | 12 | 175 | 23.5316 | 3.8269 | 5.2715 | 0 | 18.2601 | 0 | 0 | 0 | 0 | 3.8269 | 0 | 0 | 0 | 0 | 0 | 0 | 0 | 0.93243 | 0 | 0 | 0.51211 | 0 | 0 | 0.4609
4190 | 2018-06-24 13:00 | 6 | Juni | 13 | 175 | 18.9163 | 3.4394 | 5.1148 | 0 | 13.8014 | 0 | 0 | 0 | 0 | 3.4394 | 0 | 0 | 0 | 0 | 0.1526 | 0 | 0 | 0.81742 | 0 | 0 | 0.70537 | 0 | 0 | 0.63484
4191 | 2018-06-24 14:00 | 6 | Juni | 14 | 175 | 18.9683 | 3.2581 | 5.4725 | 0 | 13.4958 | 0 | 0 | 0 | 0 | 3.2581 | 0 | 0 | 0 | 0 | 0.95374 | 0 | 0 | 0.5874 | 0 | 0 | 0.6733 | 0 | 0 | 0.60597
4192 | 2018-06-24 15:00 | 6 | Juni | 15 | 175 | 19.5923 | 3.1849 | 5.2343 | 0 | 14.358 | 0 | 0 | 0 | 0 | 3.1849 | 0 | 0 | 0 | 0 | 0.88603 | 0 | 0 | 0.47239 | 0 | 0 | 0.691 | 0 | 0 | 0.6219
4193 | 2018-06-24 16:00 | 6 | Juni | 16 | 175 | 15.237 | 3.2699 | 5.5024 | 0 | 9.7347 | 0 | 0 | 0 | 0 | 3.2699 | 0 | 0 | 0 | 0 | 0.82782 | 0 | 0 | 0.5874 | 0 | 0 | 0.81723 | 0 | 0 | 0.73551
4194 | 2018-06-24 17:00 | 6 | Juni | 17 | 175 | 11.9868 | 3.6316 | 6.366 | 0 | 5.6209 | 0 | 0 | 0 | 0 | 3.6316 | 0 | 0 | 0 | 0 | 0.82064 | 0 | 0 | 0.70241 | 0 | 0 | 1.2113 | 0 | 0 | 1.0901
4195 | 2018-06-24 18:00 | 6 | Juni | 18 | 175 | 5.9284 | 3.9176 | 5.9284 | 0 | 0 | 0 | 0 | 1.8589 | 1.8589 | 3.9176 | 0 | 0 | 0 | 0 | 1.2267 | 0 | 0 | 0.70241 | 0 | 0 | 1.9407 | 0 | 0 | 1.7466
4196 | 2018-06-24 19:00 | 6 | Juni | 19 | 175 | 0.41603 | 0.41603 | 0.41603 | 0 | 0 | 3.3475 | 1.5354 | 2.17 | 7.053 | 3.7635 | 0 | 0 | 0 | 0 | 1.063 | 0 | 0 | 0.47239 | 0 | 0 | 2.17 | 0 | 0 | 1.953
4197 | 2018-06-24 20:00 | 6 | Juni | 20 | 175 | 0 | 0 | 0 | 0 | 0 | 3.3704 | 1.1291 | 1.905 | 6.4045 | 3.3704 | 0 | 0 | 0 | 0 | 0.65675 | 0 | 0 | 0.47239 | 0 | 0 | 1.905 | 0 | 0 | 1.7145
4198 | 2018-06-24 21:00 | 6 | Juni | 21 | 175 | 0 | 0 | 0 | 0 | 0 | 3.2627 | 0.65418 | 1.5578 | 5.4747 | 3.2627 | 0 | 0 | 0 | 0 | 0.41564 | 0 | 0 | 0.23853 | 0 | 0 | 1.5578 | 0 | 0 | 1.402
4199 | 2018-06-24 22:00 | 6 | Juni | 22 | 175 | 0 | 0 | 0 | 0 | 0 | 2.7691 | 0.23853 | 0.88022 | 3.8878 | 2.7691 | 0 | 0 | 0 | 0 | 0 | 0 | 0 | 0.23853 | 0 | 0 | 0.88022 | 0 | 0 | 0.7922
4200 | 2018-06-24 23:00 | 6 | Juni | 23 | 175 | 0 | 0 | 0 | 0 | 0 | 1.9107 | 0.12352 | 0.73599 | 2.7702 | 1.9107 | 0 | 0 | 0 | 0 | 0 | 0 | 0 | 0.12352 | 0 | 0 | 0.73599 | 0 | 0 | 0.66239
4201 | 2018-06-25 | 6 | Juni | 0 | 176 | 0 | 0 | 0 | 0 | 0 | 2.0467 | 0.12352 | 0.37687 | 2.5471 | 2.0467 | 0 | 0 | 0 | 0 | 0 | 0 | 0 | 0.12352 | 0 | 0 | 0.37687 | 0 | 0 | 0.33918
4202 | 2018-06-25 01:00 | 6 | Juni | 1 | 176 | 0 | 0 | 0 | 0 | 0 | 1.5737 | 0.12352 | 0.57442 | 2.2716 | 1.5737 | 0 | 0 | 0 | 0 | 0 | 0 | 0 | 0.12352 | 0 | 0 | 0.57442 | 0 | 0 | 0.51697
4203 | 2018-06-25 02:00 | 6 | Juni | 2 | 176 | 0 | 0 | 0 | 0 | 0 | 1.3227 | 0.23853 | 0.34995 | 1.9112 | 1.3227 | 0 | 0 | 0 | 0 | 0 | 0 | 0 | 0.23853 | 0 | 0 | 0.34995 | 0 | 0 | 0.31496
4204 | 2018-06-25 03:00 | 6 | Juni | 3 | 176 | 0 | 0 | 0 | 0 | 0 | 1.2429 | 0.23853 | 0 | 1.4814 | 1.2429 | 0 | 0 | 0 | 0 | 0 | 0 | 0 | 0.23853 | 0 | 0 | 0 | 0 | 0 | 0
4205 | 2018-06-25 04:00 | 6 | Juni | 4 | 176 | 0.35102 | 0.35102 | 0.35102 | 0 | 0 | 0.87898 | 0.47239 | 0 | 1.3514 | 1.23 | 0 | 0 | 0 | 0 | 0 | 0 | 0 | 0.47239 | 0 | 0 | 0 | 0 | 0 | 0
4206 | 2018-06-25 05:00 | 6 | Juni | 5 | 176 | 9.3216 | 1.2053 | 1.9077 | 0 | 7.4139 | 0 | 0 | 0 | 0 | 1.2053 | 0 | 0 | 0 | 0 | 0 | 0 | 0 | 0.70241 | 0 | 0 | 0 | 0 | 0 | 0
4207 | 2018-06-25 06:00 | 6 | Juni | 6 | 176 | 8.8016 | 1.2578 | 2.4241 | 0 | 6.3775 | 0 | 0 | 0 | 0 | 1.2578 | 0 | 0 | 0 | 0 | 0 | 0 | 0 | 1.1663 | 0 | 0 | 0 | 0 | 0 | 0
4208 | 2018-06-25 07:00 | 6 | Juni | 7 | 176 | 4.9793 | 1.6324 | 2.7987 | 0 | 2.1806 | 0 | 0 | 0 | 0 | 1.6324 | 0 | 0 | 0 | 0 | 0 | 0 | 0 | 1.1663 | 0 | 0 | 0 | 0 | 0 | 0
4209 | 2018-06-25 08:00 | 6 | Juni | 8 | 176 | 5.6814 | 2.5176 | 3.4501 | 0 | 2.2313 | 0 | 0 | 0 | 0 | 2.5176 | 0 | 0 | 0 | 0 | 0 | 0 | 0 | 0.93243 | 0 | 0 | 0 | 0 | 0 | 0
4210 | 2018-06-25 09:00 | 6 | Juni | 9 | 176 | 30.461 | 3.5028 | 4.2971 | 0 | 26.1639 | 0 | 0 | 0 | 0 | 3.5028 | 0 | 0 | 0 | 0 | 0 | 0 | 0 | 0.5874 | 0 | 0 | 0.20694 | 0 | 0 | 0.18624
4211 | 2018-06-25 10:00 | 6 | Juni | 10 | 176 | 31.4621 | 4.0459 | 4.9623 | 0 | 26.4998 | 0 | 0 | 0 | 0 | 4.0459 | 0 | 0 | 0 | 0 | 0 | 0 | 0 | 0.47239 | 0 | 0 | 0.44402 | 0 | 0 | 0.39962
4212 | 2018-06-25 11:00 | 6 | Juni | 11 | 176 | 23.8046 | 4.4401 | 5.5755 | 0 | 18.2291 | 0 | 0 | 0 | 0 | 4.4401 | 0 | 0 | 0 | 0 | 0 | 0 | 0 | 0.70241 | 0 | 0 | 0.43304 | 0 | 0 | 0.38973
4213 | 2018-06-25 12:00 | 6 | Juni | 12 | 176 | 20.2294 | 4.5168 | 6.2905 | 0 | 13.9388 | 0 | 0 | 0 | 0 | 4.5168 | 0 | 0 | 0 | 0 | 0 | 0 | 0 | 0.93243 | 0 | 0 | 0.84126 | 0 | 0 | 0.75713
4214 | 2018-06-25 13:00 | 6 | Juni | 13 | 176 | 7.2935 | 3.8145 | 5.5212 | 0 | 1.7723 | 0 | 0 | 0 | 0 | 3.8145 | 0 | 0 | 0 | 0 | 0 | 0 | 0 | 0.5874 | 0 | 0 | 1.1192 | 0 | 0 | 1.0073
4215 | 2018-06-25 14:00 | 6 | Juni | 14 | 176 | 4.8753 | 3.1694 | 4.522 | 0 | 0.3533 | 0 | 0 | 0 | 0 | 3.1694 | 0 | 0 | 0 | 0 | 0 | 0 | 0 | 0.35355 | 0 | 0 | 0.99905 | 0 | 0 | 0.89914
4216 | 2018-06-25 15:00 | 6 | Juni | 15 | 176 | 3.2892 | 2.7634 | 3.2892 | 0 | 0 | 0 | 0 | 0.43103 | 0.43103 | 2.7634 | 0 | 0 | 0 | 0 | 0 | 0 | 0 | 0.35355 | 0 | 0 | 0.6033 | 0 | 0 | 0.54297
4217 | 2018-06-25 16:00 | 6 | Juni | 16 | 176 | 1.0791 | 1.0791 | 1.0791 | 0 | 0 | 1.3546 | 0.5874 | 1.1803 | 3.1222 | 2.4336 | 0 | 0 | 0 | 0 | 0 | 0 | 0 | 0.5874 | 0 | 0 | 1.1803 | 0 | 0 | 1.0622
4218 | 2018-06-25 17:00 | 6 | Juni | 17 | 176 | 3.0812 | 2.4579 | 3.0812 | 0 | 0 | 0 | 0.07907 | 2.0695 | 2.1486 | 2.4579 | 0 | 0 | 0 | 0 | 0 | 0 | 0 | 0.70241 | 0 | 0 | 2.0695 | 0 | 0 | 1.8626
4219 | 2018-06-25 18:00 | 6 | Juni | 18 | 176 | 5.0183 | 2.8103 | 5.0183 | 0 | 0 | 0 | 0 | 1.1588 | 1.1588 | 2.8103 | 0 | 0 | 0 | 0 | 0 | 0 | 0 | 0.70241 | 0 | 0 | 2.6644 | 0 | 0 | 2.398
4220 | 2018-06-25 19:00 | 6 | Juni | 19 | 176 | 1.4431 | 1.4431 | 1.4431 | 0 | 0 | 1.8902 | 0.5874 | 2.5359 | 5.0135 | 3.3333 | 0 | 0 | 0 | 0 | 0 | 0 | 0 | 0.5874 | 0 | 0 | 2.5359 | 0 | 0 | 2.2823
4221 | 2018-06-25 20:00 | 6 | Juni | 20 | 176 | 0 | 0 | 0 | 0 | 0 | 3.4858 | 0.47239 | 1.8296 | 5.7878 | 3.4858 | 0 | 0 | 0 | 0 | 0 | 0 | 0 | 0.47239 | 0 | 0 | 1.8296 | 0 | 0 | 1.6467
4222 | 2018-06-25 21:00 | 6 | Juni | 21 | 176 | 0 | 0 | 0 | 0 | 0 | 3.3019 | 0.23853 | 1.4543 | 4.9947 | 3.3019 | 0 | 0 | 0 | 0 | 0 | 0 | 0 | 0.23853 | 0 | 0 | 1.4543 | 0 | 0 | 1.3089
4223 | 2018-06-25 22:00 | 6 | Juni | 22 | 176 | 0 | 0 | 0 | 0 | 0 | 3.0896 | 0.23853 | 0.9957 | 4.3238 | 3.0896 | 0 | 0 | 0 | 0 | 0 | 0 | 0 | 0.23853 | 0 | 0 | 0.9957 | 0 | 0 | 0.89613
4224 | 2018-06-25 23:00 | 6 | Juni | 23 | 176 | 0 | 0 | 0 | 0 | 0 | 1.7169 | 0.12352 | 0.63126 | 2.4717 | 1.7169 | 0 | 0 | 0 | 0 | 0 | 0 | 0 | 0.12352 | 0 | 0 | 0.63126 | 0 | 0 | 0.56813
4225 | 2018-06-26 | 6 | Juni | 0 | 177 | 0 | 0 | 0 | 0 | 0 | 1.33 | 0.12352 | 0.34706 | 1.8005 | 1.33 | 0 | 0 | 0 | 0 | 0 | 0 | 0 | 0.12352 | 0 | 0 | 0.34706 | 0 | 0 | 0.31235
4226 | 2018-06-26 01:00 | 6 | Juni | 1 | 177 | 0 | 0 | 0 | 0 | 0 | 1.2259 | 0.12352 | 0.040439 | 1.3898 | 1.2259 | 0 | 0 | 0 | 0 | 0 | 0 | 0 | 0.12352 | 0 | 0 | 0.040439 | 0 | 0 | 0.036395
4227 | 2018-06-26 02:00 | 6 | Juni | 2 | 177 | 0 | 0 | 0 | 0 | 0 | 1.1661 | 0.23853 | 0.042189 | 1.4468 | 1.1661 | 0 | 0 | 0 | 0 | 0 | 0 | 0 | 0.23853 | 0 | 0 | 0.042189 | 0 | 0 | 0.03797
4228 | 2018-06-26 03:00 | 6 | Juni | 3 | 177 | 0 | 0 | 0 | 0 | 0 | 1.2058 | 0.23853 | 0 | 1.4443 | 1.2058 | 0 | 0 | 0 | 0 | 0 | 0 | 0 | 0.23853 | 0 | 0 | 0 | 0 | 0 | 0
4229 | 2018-06-26 04:00 | 6 | Juni | 4 | 177 | 1.0141 | 1.0141 | 1.0141 | 0 | 0 | 0.4071 | 0.47239 | 0 | 0.87949 | 1.4212 | 0 | 0 | 0 | 0 | 0 | 0 | 0 | 0.47239 | 0 | 0 | 0 | 0 | 0 | 0
4230 | 2018-06-26 05:00 | 6 | Juni | 5 | 177 | 7.2025 | 2.2178 | 2.9202 | 0 | 4.2823 | 0 | 0 | 0 | 0 | 2.2178 | 0 | 0 | 0 | 0 | 0 | 0 | 0 | 0.70241 | 0 | 0 | 0 | 0 | 0 | 0
4231 | 2018-06-26 06:00 | 6 | Juni | 6 | 177 | 11.7398 | 2.8737 | 4.04 | 0 | 7.6998 | 0 | 0 | 0 | 0 | 2.8737 | 0 | 0 | 0 | 0 | 0 | 0 | 0 | 1.1663 | 0 | 0 | 0 | 0 | 0 | 0
4232 | 2018-06-26 07:00 | 6 | Juni | 7 | 177 | 13.5079 | 3.1189 | 4.2852 | 0 | 9.2227 | 0 | 0 | 0 | 0 | 3.1189 | 0 | 0 | 0 | 0 | 0 | 0 | 0 | 1.1663 | 0 | 0 | 0 | 0 | 0 | 0
4233 | 2018-06-26 08:00 | 6 | Juni | 8 | 177 | 19.5663 | 3.1694 | 4.1019 | 0 | 15.4644 | 0 | 0 | 0 | 0 | 3.1694 | 0 | 0 | 0 | 0 | 0 | 0 | 0 | 0.93243 | 0 | 0 | 0 | 0 | 0 | 0
4234 | 2018-06-26 09:00 | 6 | Juni | 9 | 177 | 26.5608 | 3.07 | 3.8643 | 0 | 22.6965 | 0 | 0 | 0 | 0 | 3.07 | 0 | 0 | 0 | 0 | 0 | 0 | 0 | 0.5874 | 0 | 0 | 0.20694 | 0 | 0 | 0.18624
4235 | 2018-06-26 10:00 | 6 | Juni | 10 | 177 | 25.6507 | 3.1256 | 4.042 | 0 | 21.6087 | 0 | 0 | 0 | 0 | 3.1256 | 0 | 0 | 0 | 0 | 0 | 0 | 0 | 0.47239 | 0 | 0 | 0.44402 | 0 | 0 | 0.39962
4236 | 2018-06-26 11:00 | 6 | Juni | 11 | 177 | 26.4178 | 3.4523 | 4.5878 | 0 | 21.83 | 0 | 0 | 0 | 0 | 3.4523 | 0 | 0 | 0 | 0 | 0 | 0 | 0 | 0.70241 | 0 | 0 | 0.43304 | 0 | 0 | 0.38973
4237 | 2018-06-26 12:00 | 6 | Juni | 12 | 177 | 23.7526 | 3.3472 | 5.1209 | 0 | 18.6317 | 0 | 0 | 0 | 0 | 3.3472 | 0 | 0 | 0 | 0 | 0 | 0 | 0 | 0.93243 | 0 | 0 | 0.84126 | 0 | 0 | 0.75713
4238 | 2018-06-26 13:00 | 6 | Juni | 13 | 177 | 24.4936 | 2.9159 | 4.6226 | 0 | 19.8711 | 0 | 0 | 0 | 0 | 2.9159 | 0 | 0 | 0 | 0 | 0 | 0 | 0 | 0.5874 | 0 | 0 | 1.1192 | 0 | 0 | 1.0073
4239 | 2018-06-26 14:00 | 6 | Juni | 14 | 177 | 17.1742 | 2.648 | 4.0006 | 0 | 13.1736 | 0 | 0 | 0 | 0 | 2.648 | 0 | 0 | 0 | 0 | 0 | 0 | 0 | 0.35355 | 0 | 0 | 0.99905 | 0 | 0 | 0.89914
4240 | 2018-06-26 15:00 | 6 | Juni | 15 | 177 | 11.2588 | 2.5656 | 3.5224 | 0 | 7.7364 | 0 | 0 | 0 | 0 | 2.5656 | 0 | 0 | 0 | 0 | 0 | 0 | 0 | 0.35355 | 0 | 0 | 0.6033 | 0 | 0 | 0.54297
4241 | 2018-06-26 16:00 | 6 | Juni | 16 | 177 | 8.5286 | 2.7248 | 4.6079 | 0 | 3.9207 | 0 | 0 | 0 | 0 | 2.7248 | 0 | 0 | 0 | 0 | 0.11545 | 0 | 0 | 0.5874 | 0 | 0 | 1.1803 | 0 | 0 | 1.0622
4242 | 2018-06-26 17:00 | 6 | Juni | 17 | 177 | 5.7204 | 3.1303 | 5.7204 | 0 | 0 | 0 | 0 | 1.5132 | 1.5132 | 3.1303 | 0 | 0 | 0 | 0 | 1.3313 | 0 | 0 | 0.70241 | 0 | 0 | 2.0695 | 0 | 0 | 1.8626
4243 | 2018-06-26 18:00 | 6 | Juni | 18 | 177 | 1.7551 | 1.7551 | 1.7551 | 0 | 0 | 1.8487 | 2.4415 | 2.6644 | 6.9546 | 3.6038 | 0 | 0 | 0 | 0 | 1.7391 | 0 | 0 | 0.70241 | 0 | 0 | 2.6644 | 0 | 0 | 2.398
4244 | 2018-06-26 19:00 | 6 | Juni | 19 | 177 | 0.14301 | 0.14301 | 0.14301 | 0 | 0 | 3.4902 | 1.9883 | 2.5359 | 8.0143 | 3.6332 | 0 | 0 | 0 | 0 | 1.4009 | 0 | 0 | 0.5874 | 0 | 0 | 2.5359 | 0 | 0 | 2.2823
4245 | 2018-06-26 20:00 | 6 | Juni | 20 | 177 | 0 | 0 | 0 | 0 | 0 | 3.4466 | 1.2346 | 1.8296 | 6.5109 | 3.4466 | 0 | 0 | 0 | 0 | 0.76224 | 0 | 0 | 0.47239 | 0 | 0 | 1.8296 | 0 | 0 | 1.6467
4246 | 2018-06-26 21:00 | 6 | Juni | 21 | 177 | 0 | 0 | 0 | 0 | 0 | 3.1782 | 0.71349 | 1.4543 | 5.346 | 3.1782 | 0 | 0 | 0 | 0 | 0.47496 | 0 | 0 | 0.23853 | 0 | 0 | 1.4543 | 0 | 0 | 1.3089
4247 | 2018-06-26 22:00 | 6 | Juni | 22 | 177 | 0 | 0 | 0 | 0 | 0 | 2.5099 | 0.23853 | 0.9957 | 3.7441 | 2.5099 | 0 | 0 | 0 | 0 | 0 | 0 | 0 | 0.23853 | 0 | 0 | 0.9957 | 0 | 0 | 0.89613
4248 | 2018-06-26 23:00 | 6 | Juni | 23 | 177 | 0 | 0 | 0 | 0 | 0 | 1.7169 | 0.12352 | 0.63126 | 2.4717 | 1.7169 | 0 | 0 | 0 | 0 | 0 | 0 | 0 | 0.12352 | 0 | 0 | 0.63126 | 0 | 0 | 0.56813
4249 | 2018-06-27 | 6 | Juni | 0 | 178 | 0 | 0 | 0 | 0 | 0 | 1.33 | 0.12352 | 0.34706 | 1.8005 | 1.33 | 0 | 0 | 0 | 0 | 0 | 0 | 0 | 0.12352 | 0 | 0 | 0.34706 | 0 | 0 | 0.31235
4250 | 2018-06-27 01:00 | 6 | Juni | 1 | 178 | 0 | 0 | 0 | 0 | 0 | 1.2259 | 0.12352 | 0.040439 | 1.3898 | 1.2259 | 0 | 0 | 0 | 0 | 0 | 0 | 0 | 0.12352 | 0 | 0 | 0.040439 | 0 | 0 | 0.036395
4251 | 2018-06-27 02:00 | 6 | Juni | 2 | 178 | 0 | 0 | 0 | 0 | 0 | 1.1661 | 0.23853 | 0.042189 | 1.4468 | 1.1661 | 0 | 0 | 0 | 0 | 0 | 0 | 0 | 0.23853 | 0 | 0 | 0.042189 | 0 | 0 | 0.03797
4252 | 2018-06-27 03:00 | 6 | Juni | 3 | 178 | 0 | 0 | 0 | 0 | 0 | 1.2058 | 0.23853 | 0 | 1.4443 | 1.2058 | 0 | 0 | 0 | 0 | 0 | 0 | 0 | 0.23853 | 0 | 0 | 0 | 0 | 0 | 0
4253 | 2018-06-27 04:00 | 6 | Juni | 4 | 178 | 2.1321 | 1.4212 | 1.8936 | 0 | 0.23859 | 0 | 0 | 0 | 0 | 1.4212 | 0 | 0 | 0 | 0 | 0 | 0 | 0 | 0.47239 | 0 | 0 | 0 | 0 | 0 | 0
4254 | 2018-06-27 05:00 | 6 | Juni | 5 | 178 | 6.3444 | 2.2178 | 2.9202 | 0 | 3.4243 | 0 | 0 | 0 | 0 | 2.2178 | 0 | 0 | 0 | 0 | 0 | 0 | 0 | 0.70241 | 0 | 0 | 0 | 0 | 0 | 0
4255 | 2018-06-27 06:00 | 6 | Juni | 6 | 178 | 8.9056 | 2.8737 | 4.04 | 0 | 4.8656 | 0 | 0 | 0 | 0 | 2.8737 | 0 | 0 | 0 | 0 | 0 | 0 | 0 | 1.1663 | 0 | 0 | 0 | 0 | 0 | 0
4256 | 2018-06-27 07:00 | 6 | Juni | 7 | 178 | 13.5469 | 3.1189 | 4.2852 | 0 | 9.2617 | 0 | 0 | 0 | 0 | 3.1189 | 0 | 0 | 0 | 0 | 0 | 0 | 0 | 1.1663 | 0 | 0 | 0 | 0 | 0 | 0
4257 | 2018-06-27 08:00 | 6 | Juni | 8 | 178 | 14.652 | 3.1694 | 4.1019 | 0 | 10.5501 | 0 | 0 | 0 | 0 | 3.1694 | 0 | 0 | 0 | 0 | 0 | 0 | 0 | 0.93243 | 0 | 0 | 0 | 0 | 0 | 0
4258 | 2018-06-27 09:00 | 6 | Juni | 9 | 178 | 17.9412 | 3.07 | 3.8643 | 0 | 14.0769 | 0 | 0 | 0 | 0 | 3.07 | 0 | 0 | 0 | 0 | 0 | 0 | 0 | 0.5874 | 0 | 0 | 0.20694 | 0 | 0 | 0.18624
4259 | 2018-06-27 10:00 | 6 | Juni | 10 | 178 | 19.7613 | 3.1256 | 4.042 | 0 | 15.7193 | 0 | 0 | 0 | 0 | 3.1256 | 0 | 0 | 0 | 0 | 0 | 0 | 0 | 0.47239 | 0 | 0 | 0.44402 | 0 | 0 | 0.39962
4260 | 2018-06-27 11:00 | 6 | Juni | 11 | 178 | 20.7364 | 3.4523 | 6.7478 | 0 | 13.9886 | 0 | 0 | 0 | 0 | 3.4523 | 0 | 0 | 0 | 0 | 2.1601 | 0 | 0 | 0.70241 | 0 | 0 | 0.43304 | 0 | 0 | 0.38973
4261 | 2018-06-27 12:00 | 6 | Juni | 12 | 178 | 25.0527 | 3.3472 | 8.0233 | 0 | 17.0294 | 0 | 0 | 0 | 0 | 3.3472 | 0 | 0 | 0 | 0 | 2.9024 | 0 | 0 | 0.93243 | 0 | 0 | 0.84126 | 0 | 0 | 0.75713
4262 | 2018-06-27 13:00 | 6 | Juni | 13 | 178 | 26.9118 | 2.9159 | 7.4345 | 0 | 19.4773 | 0 | 0 | 0 | 0 | 2.9159 | 0 | 0 | 0 | 0 | 2.8119 | 0 | 0 | 0.5874 | 0 | 0 | 1.1192 | 0 | 0 | 1.0073
4263 | 2018-06-27 14:00 | 6 | Juni | 14 | 178 | 24.0776 | 2.648 | 6.6459 | 0 | 17.4317 | 0 | 0 | 0 | 0 | 2.648 | 0 | 0 | 0 | 0 | 2.6453 | 0 | 0 | 0.35355 | 0 | 0 | 0.99905 | 0 | 0 | 0.89914
4264 | 2018-06-27 15:00 | 6 | Juni | 15 | 178 | 20.2554 | 2.5656 | 5.9137 | 0 | 14.3416 | 0 | 0 | 0 | 0 | 2.5656 | 0 | 0 | 0 | 0 | 2.3913 | 0 | 0 | 0.35355 | 0 | 0 | 0.6033 | 0 | 0 | 0.54297
4265 | 2018-06-27 16:00 | 6 | Juni | 16 | 178 | 15.367 | 2.7248 | 6.6231 | 0 | 8.7439 | 0 | 0 | 0 | 0 | 2.7248 | 0 | 0 | 0 | 0 | 2.1307 | 0 | 0 | 0.5874 | 0 | 0 | 1.1803 | 0 | 0 | 1.0622
4266 | 2018-06-27 17:00 | 6 | Juni | 17 | 178 | 11.1027 | 3.1303 | 8.0107 | 0 | 3.0921 | 0 | 0 | 0 | 0 | 3.1303 | 0 | 0 | 0 | 0 | 2.1084 | 0 | 0 | 0.70241 | 0 | 0 | 2.0695 | 0 | 0 | 1.8626
4267 | 2018-06-27 18:00 | 6 | Juni | 18 | 178 | 7.7355 | 3.6038 | 7.7355 | 0 | 0 | 0 | 0 | 1.7324 | 1.7324 | 3.6038 | 0 | 0 | 0 | 0 | 2.4973 | 0 | 0 | 0.70241 | 0 | 0 | 2.6644 | 0 | 0 | 2.398
4268 | 2018-06-27 19:00 | 6 | Juni | 19 | 178 | 0.32502 | 0.32502 | 0.32502 | 0 | 0 | 3.3081 | 2.7567 | 2.5359 | 8.6007 | 3.6332 | 0 | 0 | 0 | 0 | 2.1693 | 0 | 0 | 0.5874 | 0 | 0 | 2.5359 | 0 | 0 | 2.2823
4269 | 2018-06-27 20:00 | 6 | Juni | 20 | 178 | 0 | 0 | 0 | 0 | 0 | 3.4466 | 2.0118 | 1.8296 | 7.2881 | 3.4466 | 0 | 0 | 0 | 0 | 1.5394 | 0 | 0 | 0.47239 | 0 | 0 | 1.8296 | 0 | 0 | 1.6467
4270 | 2018-06-27 21:00 | 6 | Juni | 21 | 178 | 0 | 0 | 0 | 0 | 0 | 3.1782 | 1.4332 | 1.4543 | 6.0657 | 3.1782 | 0 | 0 | 0 | 0 | 1.1946 | 0 | 0 | 0.23853 | 0 | 0 | 1.4543 | 0 | 0 | 1.3089
4271 | 2018-06-27 22:00 | 6 | Juni | 22 | 178 | 0 | 0 | 0 | 0 | 0 | 2.5099 | 0.69627 | 0.9957 | 4.2019 | 2.5099 | 0 | 0 | 0 | 0 | 0.45774 | 0 | 0 | 0.23853 | 0 | 0 | 0.9957 | 0 | 0 | 0.89613
4272 | 2018-06-27 23:00 | 6 | Juni | 23 | 178 | 0 | 0 | 0 | 0 | 0 | 1.7169 | 0.12352 | 0.63126 | 2.4717 | 1.7169 | 0 | 0 | 0 | 0 | 0 | 0 | 0 | 0.12352 | 0 | 0 | 0.63126 | 0 | 0 | 0.56813
4273 | 2018-06-28 | 6 | Juni | 0 | 179 | 0 | 0 | 0 | 0 | 0 | 1.33 | 0.12352 | 0.34706 | 1.8005 | 1.33 | 0 | 0 | 0 | 0 | 0 | 0 | 0 | 0.12352 | 0 | 0 | 0.34706 | 0 | 0 | 0.31235
4274 | 2018-06-28 01:00 | 6 | Juni | 1 | 179 | 0 | 0 | 0 | 0 | 0 | 1.2259 | 0.12352 | 0.040439 | 1.3898 | 1.2259 | 0 | 0 | 0 | 0 | 0 | 0 | 0 | 0.12352 | 0 | 0 | 0.040439 | 0 | 0 | 0.036395
4275 | 2018-06-28 02:00 | 6 | Juni | 2 | 179 | 0 | 0 | 0 | 0 | 0 | 1.1661 | 0.23853 | 0.042189 | 1.4468 | 1.1661 | 0 | 0 | 0 | 0 | 0 | 0 | 0 | 0.23853 | 0 | 0 | 0.042189 | 0 | 0 | 0.03797
4276 | 2018-06-28 03:00 | 6 | Juni | 3 | 179 | 0 | 0 | 0 | 0 | 0 | 1.2058 | 0.23853 | 0 | 1.4443 | 1.2058 | 0 | 0 | 0 | 0 | 0 | 0 | 0 | 0.23853 | 0 | 0 | 0 | 0 | 0 | 0
4277 | 2018-06-28 04:00 | 6 | Juni | 4 | 179 | 0.61104 | 0.61104 | 0.61104 | 0 | 0 | 0.81012 | 0.47239 | 0 | 1.2825 | 1.4212 | 0 | 0 | 0 | 0 | 0 | 0 | 0 | 0.47239 | 0 | 0 | 0 | 0 | 0 | 0
4278 | 2018-06-28 05:00 | 6 | Juni | 5 | 179 | 2.7302 | 2.2178 | 2.7302 | 0 | 0 | 0 | 0.18998 | 0 | 0.18998 | 2.2178 | 0 | 0 | 0 | 0 | 0 | 0 | 0 | 0.70241 | 0 | 0 | 0 | 0 | 0 | 0
4279 | 2018-06-28 06:00 | 6 | Juni | 6 | 179 | 5.4214 | 2.8737 | 4.04 | 0 | 1.3814 | 0 | 0 | 0 | 0 | 2.8737 | 0 | 0 | 0 | 0 | 0 | 0 | 0 | 1.1663 | 0 | 0 | 0 | 0 | 0 | 0
4280 | 2018-06-28 07:00 | 6 | Juni | 7 | 179 | 8.4506 | 3.1189 | 4.2852 | 0 | 4.1653 | 0 | 0 | 0 | 0 | 3.1189 | 0 | 0 | 0 | 0 | 0 | 0 | 0 | 1.1663 | 0 | 0 | 0 | 0 | 0 | 0
4281 | 2018-06-28 08:00 | 6 | Juni | 8 | 179 | 11.2588 | 3.1694 | 4.1019 | 0 | 7.1569 | 0 | 0 | 0 | 0 | 3.1694 | 0 | 0 | 0 | 0 | 0 | 0 | 0 | 0.93243 | 0 | 0 | 0 | 0 | 0 | 0
4282 | 2018-06-28 09:00 | 6 | Juni | 9 | 179 | 13.8069 | 3.07 | 5.4355 | 0 | 8.3714 | 0 | 0 | 0 | 0 | 3.07 | 0 | 0 | 0 | 0 | 1.5712 | 0 | 0 | 0.5874 | 0 | 0 | 0.20694 | 0 | 0 | 0.18624
4283 | 2018-06-28 10:00 | 6 | Juni | 10 | 179 | 14.613 | 3.1256 | 6.4931 | 0 | 8.1199 | 0 | 0 | 0 | 0 | 3.1256 | 0 | 0 | 0 | 0 | 2.4511 | 0 | 0 | 0.47239 | 0 | 0 | 0.44402 | 0 | 0 | 0.39962
4284 | 2018-06-28 11:00 | 6 | Juni | 11 | 179 | 14.275 | 3.4523 | 7.5129 | 0 | 6.762 | 0 | 0 | 0 | 0 | 3.4523 | 0 | 0 | 0 | 0 | 2.9252 | 0 | 0 | 0.70241 | 0 | 0 | 0.43304 | 0 | 0 | 0.38973
4285 | 2018-06-28 12:00 | 6 | Juni | 12 | 179 | 13.2609 | 3.3472 | 8.2171 | 0 | 5.0438 | 0 | 0 | 0 | 0 | 3.3472 | 0 | 0 | 0 | 0 | 3.0962 | 0 | 0 | 0.93243 | 0 | 0 | 0.84126 | 0 | 0 | 0.75713
4286 | 2018-06-28 13:00 | 6 | Juni | 13 | 179 | 12.2078 | 2.9159 | 7.6383 | 0 | 4.5695 | 0 | 0 | 0 | 0 | 2.9159 | 0 | 0 | 0 | 0 | 3.0157 | 0 | 0 | 0.5874 | 0 | 0 | 1.1192 | 0 | 0 | 1.0073
4287 | 2018-06-28 14:00 | 6 | Juni | 14 | 179 | 9.0356 | 2.648 | 6.8345 | 0 | 2.2011 | 0 | 0 | 0 | 0 | 2.648 | 0 | 0 | 0 | 0 | 2.8339 | 0 | 0 | 0.35355 | 0 | 0 | 0.99905 | 0 | 0 | 0.89914
4288 | 2018-06-28 15:00 | 6 | Juni | 15 | 179 | 8.5546 | 2.5656 | 6.1178 | 0 | 2.4368 | 0 | 0 | 0 | 0 | 2.5656 | 0 | 0 | 0 | 0 | 2.5954 | 0 | 0 | 0.35355 | 0 | 0 | 0.6033 | 0 | 0 | 0.54297
4289 | 2018-06-28 16:00 | 6 | Juni | 16 | 179 | 5.9674 | 2.7248 | 5.9674 | 0 | 0 | 0 | 0 | 0.86649 | 0.86649 | 2.7248 | 0 | 0 | 0 | 0 | 2.3415 | 0 | 0 | 0.5874 | 0 | 0 | 1.1803 | 0 | 0 | 1.0622
4290 | 2018-06-28 17:00 | 6 | Juni | 17 | 179 | 3.1202 | 3.1202 | 3.1202 | 0 | 0 | 0.010067 | 3.0263 | 2.0695 | 5.1059 | 3.1303 | 0 | 0 | 0 | 0 | 2.3239 | 0 | 0 | 0.70241 | 0 | 0 | 2.0695 | 0 | 0 | 1.8626
4291 | 2018-06-28 18:00 | 6 | Juni | 18 | 179 | 1.0661 | 1.0661 | 1.0661 | 0 | 0 | 2.5377 | 3.4524 | 2.6644 | 8.6545 | 3.6038 | 0 | 0 | 0 | 0 | 2.75 | 0 | 0 | 0.70241 | 0 | 0 | 2.6644 | 0 | 0 | 2.398
4292 | 2018-06-28 19:00 | 6 | Juni | 19 | 179 | 0.065004 | 0.065004 | 0.065004 | 0 | 0 | 3.5682 | 3.0175 | 2.5359 | 9.1215 | 3.6332 | 0 | 0 | 0 | 0 | 2.4301 | 0 | 0 | 0.5874 | 0 | 0 | 2.5359 | 0 | 0 | 2.2823
4293 | 2018-06-28 20:00 | 6 | Juni | 20 | 179 | 0 | 0 | 0 | 0 | 0 | 3.4466 | 2.2724 | 1.8296 | 7.5486 | 3.4466 | 0 | 0 | 0 | 0 | 1.8 | 0 | 0 | 0.47239 | 0 | 0 | 1.8296 | 0 | 0 | 1.6467
4294 | 2018-06-28 21:00 | 6 | Juni | 21 | 179 | 0 | 0 | 0 | 0 | 0 | 3.1782 | 1.751 | 1.4543 | 6.3835 | 3.1782 | 0 | 0 | 0 | 0 | 1.5124 | 0 | 0 | 0.23853 | 0 | 0 | 1.4543 | 0 | 0 | 1.3089
4295 | 2018-06-28 22:00 | 6 | Juni | 22 | 179 | 0 | 0 | 0 | 0 | 0 | 2.5099 | 1.0996 | 0.9957 | 4.6052 | 2.5099 | 0 | 0 | 0 | 0 | 0.86103 | 0 | 0 | 0.23853 | 0 | 0 | 0.9957 | 0 | 0 | 0.89613
4296 | 2018-06-28 23:00 | 6 | Juni | 23 | 179 | 0 | 0 | 0 | 0 | 0 | 1.7169 | 0.45684 | 0.12317 | 2.2969 | 1.7169 | 0 | 0 | 0 | 0 | 0.33332 | 0 | 0 | 0.12352 | 0 | 0 | 0.12317 | 0 | 0 | 0.11085
4297 | 2018-06-29 | 6 | Juni | 0 | 180 | 0 | 0 | 0 | 0 | 0 | 1.33 | 0.25372 | 0.091347 | 1.675 | 1.33 | 0 | 0 | 0 | 0 | 0.1302 | 0 | 0 | 0.12352 | 0 | 0 | 0.091347 | 0 | 0 | 0.082212
4298 | 2018-06-29 01:00 | 6 | Juni | 1 | 180 | 0 | 0 | 0 | 0 | 0 | 1.2259 | 0.1715 | 0 | 1.3974 | 1.2259 | 0 | 0 | 0 | 0 | 0.04798 | 0 | 0 | 0.12352 | 0 | 0 | 0 | 0 | 0 | 0
4299 | 2018-06-29 02:00 | 6 | Juni | 2 | 180 | 0 | 0 | 0 | 0 | 0 | 1.1661 | 0.23853 | 0.11659 | 1.5212 | 1.1661 | 0 | 0 | 0 | 0 | 0 | 0 | 0 | 0.23853 | 0 | 0 | 0.11659 | 0 | 0 | 0.10493
4300 | 2018-06-29 03:00 | 6 | Juni | 3 | 180 | 0 | 0 | 0 | 0 | 0 | 1.2058 | 0.23853 | 0.042301 | 1.4866 | 1.2058 | 0 | 0 | 0 | 0 | 0 | 0 | 0 | 0.23853 | 0 | 0 | 0.042301 | 0 | 0 | 0.038071
4301 | 2018-06-29 04:00 | 6 | Juni | 4 | 180 | 3.1462 | 1.4212 | 1.9792 | 0 | 1.167 | 0 | 0 | 0 | 0 | 1.4212 | 0 | 0 | 0 | 0 | 0.045881 | 0 | 0 | 0.47239 | 0 | 0 | 0.039756 | 0 | 0 | 0.035781
4302 | 2018-06-29 05:00 | 6 | Juni | 5 | 180 | 8.8276 | 2.2178 | 3.3952 | 0 | 5.4324 | 0 | 0 | 0 | 0 | 2.2178 | 0 | 0 | 0 | 0 | 0.475 | 0 | 0 | 0.70241 | 0 | 0 | 0 | 0 | 0 | 0
4303 | 2018-06-29 06:00 | 6 | Juni | 6 | 180 | 13.2609 | 2.8737 | 5.0054 | 0 | 8.2555 | 0 | 0 | 0 | 0 | 2.8737 | 0 | 0 | 0 | 0 | 0.96544 | 0 | 0 | 1.1663 | 0 | 0 | 0 | 0 | 0 | 0
4304 | 2018-06-29 07:00 | 6 | Juni | 7 | 180 | 17.6162 | 3.1189 | 5.3919 | 0 | 12.2243 | 0 | 0 | 0 | 0 | 3.1189 | 0 | 0 | 0 | 0 | 1.1067 | 0 | 0 | 1.1663 | 0 | 0 | 0 | 0 | 0 | 0
4305 | 2018-06-29 08:00 | 6 | Juni | 8 | 180 | 22.5955 | 3.1694 | 5.4184 | 0 | 17.1771 | 0 | 0 | 0 | 0 | 3.1694 | 0 | 0 | 0 | 0 | 1.3165 | 0 | 0 | 0.93243 | 0 | 0 | 0 | 0 | 0 | 0
4306 | 2018-06-29 09:00 | 6 | Juni | 9 | 180 | 27.0418 | 3.07 | 5.232 | 0 | 21.8098 | 0 | 0 | 0 | 0 | 3.07 | 0 | 0 | 0 | 0 | 1.4089 | 0 | 0 | 0.5874 | 0 | 0 | 0.16574 | 0 | 0 | 0.14917
4307 | 2018-06-29 10:00 | 6 | Juni | 10 | 180 | 30.214 | 3.1256 | 5.5549 | 0 | 24.6591 | 0 | 0 | 0 | 0 | 3.1256 | 0 | 0 | 0 | 0 | 1.5587 | 0 | 0 | 0.47239 | 0 | 0 | 0.39821 | 0 | 0 | 0.35839
4308 | 2018-06-29 11:00 | 6 | Juni | 11 | 180 | 31.5791 | 3.4523 | 6.2899 | 0 | 25.2892 | 0 | 0 | 0 | 0 | 3.4523 | 0 | 0 | 0 | 0 | 1.7393 | 0 | 0 | 0.70241 | 0 | 0 | 0.39589 | 0 | 0 | 0.3563
4309 | 2018-06-29 12:00 | 6 | Juni | 12 | 180 | 31.3841 | 3.3472 | 6.9937 | 0 | 24.3904 | 0 | 0 | 0 | 0 | 3.3472 | 0 | 0 | 0 | 0 | 1.7693 | 0 | 0 | 0.93243 | 0 | 0 | 0.94478 | 0 | 0 | 0.8503
4310 | 2018-06-29 13:00 | 6 | Juni | 13 | 180 | 29.616 | 2.9159 | 6.3311 | 0 | 23.2848 | 0 | 0 | 0 | 0 | 2.9159 | 0 | 0 | 0 | 0 | 1.4633 | 0 | 0 | 0.5874 | 0 | 0 | 1.3646 | 0 | 0 | 1.2281
4311 | 2018-06-29 14:00 | 6 | Juni | 14 | 180 | 26.3658 | 2.648 | 5.6649 | 0 | 20.7009 | 0 | 0 | 0 | 0 | 2.648 | 0 | 0 | 0 | 0 | 1.4868 | 0 | 0 | 0.35355 | 0 | 0 | 1.1765 | 0 | 0 | 1.0589
4312 | 2018-06-29 15:00 | 6 | Juni | 15 | 180 | 21.6595 | 2.5656 | 5.3157 | 0 | 16.3437 | 0 | 0 | 0 | 0 | 2.5656 | 0 | 0 | 0 | 0 | 1.4242 | 0 | 0 | 0.35355 | 0 | 0 | 0.97242 | 0 | 0 | 0.87517
4313 | 2018-06-29 16:00 | 6 | Juni | 16 | 180 | 16.9271 | 2.7248 | 6.2124 | 0 | 10.7147 | 0 | 0 | 0 | 0 | 2.7248 | 0 | 0 | 0 | 0 | 1.4417 | 0 | 0 | 0.5874 | 0 | 0 | 1.4586 | 0 | 0 | 1.3127
4314 | 2018-06-29 17:00 | 6 | Juni | 17 | 180 | 12.5978 | 3.1303 | 6.9899 | 0 | 5.6079 | 0 | 0 | 0 | 0 | 3.1303 | 0 | 0 | 0 | 0 | 1.5017 | 0 | 0 | 0.70241 | 0 | 0 | 1.6556 | 0 | 0 | 1.49
4315 | 2018-06-29 18:00 | 6 | Juni | 18 | 180 | 8.0995 | 3.6038 | 8.0995 | 0 | 0 | 0 | 0 | 0.3726 | 0.3726 | 3.6038 | 0 | 0 | 0 | 0 | 2.0031 | 0 | 0 | 0.70241 | 0 | 0 | 2.1629 | 0 | 0 | 1.9466
4316 | 2018-06-29 19:00 | 6 | Juni | 19 | 180 | 0.29902 | 0.29902 | 0.29902 | 0 | 0 | 3.3341 | 2.4435 | 2.087 | 7.8647 | 3.6332 | 0 | 0 | 0 | 0 | 1.8561 | 0 | 0 | 0.5874 | 0 | 0 | 2.087 | 0 | 0 | 1.8783
4317 | 2018-06-29 20:00 | 6 | Juni | 20 | 180 | 0 | 0 | 0 | 0 | 0 | 3.4466 | 2.0593 | 1.7154 | 7.2214 | 3.4466 | 0 | 0 | 0 | 0 | 1.5869 | 0 | 0 | 0.47239 | 0 | 0 | 1.7154 | 0 | 0 | 1.5439
4318 | 2018-06-29 21:00 | 6 | Juni | 21 | 180 | 0 | 0 | 0 | 0 | 0 | 3.1782 | 1.5808 | 1.2558 | 6.0147 | 3.1782 | 0 | 0 | 0 | 0 | 1.3423 | 0 | 0 | 0.23853 | 0 | 0 | 1.2558 | 0 | 0 | 1.1302
4319 | 2018-06-29 22:00 | 6 | Juni | 22 | 180 | 0 | 0 | 0 | 0 | 0 | 2.5099 | 0.94319 | 0.75773 | 4.2108 | 2.5099 | 0 | 0 | 0 | 0 | 0.70465 | 0 | 0 | 0.23853 | 0 | 0 | 0.75773 | 0 | 0 | 0.68195
4320 | 2018-06-29 23:00 | 6 | Juni | 23 | 180 | 0 | 0 | 0 | 0 | 0 | 1.7169 | 0.257 | 0.49733 | 2.4713 | 1.7169 | 0 | 0 | 0 | 0 | 0.13348 | 0 | 0 | 0.12352 | 0 | 0 | 0.49733 | 0 | 0 | 0.4476
4321 | 2018-06-30 | 6 | Juni | 0 | 181 | 0 | 0 | 0 | 0 | 0 | 1.33 | 0.12352 | 0 | 1.4535 | 1.33 | 0 | 0 | 0 | 0 | 0 | 0 | 0 | 0.12352 | 0 | 0 | 0 | 0 | 0 | 0
4322 | 2018-06-30 01:00 | 6 | Juni | 1 | 181 | 0 | 0 | 0 | 0 | 0 | 1.2259 | 0.12352 | 0 | 1.3494 | 1.2259 | 0 | 0 | 0 | 0 | 0 | 0 | 0 | 0.12352 | 0 | 0 | 0 | 0 | 0 | 0
4323 | 2018-06-30 02:00 | 6 | Juni | 2 | 181 | 0 | 0 | 0 | 0 | 0 | 1.1661 | 0.12352 | 0.085531 | 1.3752 | 1.1661 | 0 | 0 | 0 | 0 | 0 | 0 | 0 | 0.12352 | 0 | 0 | 0.085531 | 0 | 0 | 0.076978
4324 | 2018-06-30 03:00 | 6 | Juni | 3 | 181 | 0 | 0 | 0 | 0 | 0 | 1.2058 | 0.12352 | 0.025909 | 1.3552 | 1.2058 | 0 | 0 | 0 | 0 | 0 | 0 | 0 | 0.12352 | 0 | 0 | 0.025909 | 0 | 0 | 0.023318
4325 | 2018-06-30 04:00 | 6 | Juni | 4 | 181 | 0.52003 | 0.52003 | 0.52003 | 0 | 0 | 0.90113 | 0.12352 | 0.055915 | 1.0806 | 1.4212 | 0 | 0 | 0 | 0 | 0 | 0 | 0 | 0.12352 | 0 | 0 | 0.055915 | 0 | 0 | 0.050323
4326 | 2018-06-30 05:00 | 6 | Juni | 5 | 181 | 7.3325 | 2.2178 | 2.4563 | 0 | 4.8762 | 0 | 0 | 0 | 0 | 2.2178 | 0 | 0 | 0 | 0 | 0 | 0 | 0 | 0.23853 | 0 | 0 | 0 | 0 | 0 | 0
4327 | 2018-06-30 06:00 | 6 | Juni | 6 | 181 | 11.9608 | 2.8737 | 3.3461 | 0 | 8.6147 | 0 | 0 | 0 | 0 | 2.8737 | 0 | 0 | 0 | 0 | 0 | 0 | 0 | 0.47239 | 0 | 0 | 0 | 0 | 0 | 0
4328 | 2018-06-30 07:00 | 6 | Juni | 7 | 181 | 16.1991 | 3.1189 | 4.2863 | 0 | 11.9128 | 0 | 0 | 0 | 0 | 3.1189 | 0 | 0 | 0 | 0 | 0.46493 | 0 | 0 | 0.70241 | 0 | 0 | 0 | 0 | 0 | 0
4329 | 2018-06-30 08:00 | 6 | Juni | 8 | 181 | 20.9964 | 3.1694 | 4.923 | 0 | 16.0734 | 0 | 0 | 0 | 0 | 3.1694 | 0 | 0 | 0 | 0 | 1.0512 | 0 | 0 | 0.70241 | 0 | 0 | 0 | 0 | 0 | 0
4330 | 2018-06-30 09:00 | 6 | Juni | 9 | 181 | 25.0917 | 3.07 | 5.1071 | 0 | 19.9846 | 0 | 0 | 0 | 0 | 3.07 | 0 | 0 | 0 | 0 | 1.1767 | 0 | 0 | 0.5874 | 0 | 0 | 0.27308 | 0 | 0 | 0.24577
4331 | 2018-06-30 10:00 | 6 | Juni | 10 | 181 | 28.1859 | 3.1256 | 5.364 | 0 | 22.8219 | 0 | 0 | 0 | 0 | 3.1256 | 0 | 0 | 0 | 0 | 1.3059 | 0 | 0 | 0.35738 | 0 | 0 | 0.57504 | 0 | 0 | 0.51754
4332 | 2018-06-30 11:00 | 6 | Juni | 11 | 181 | 29.59 | 3.4523 | 6.0745 | 0 | 23.5155 | 0 | 0 | 0 | 0 | 3.4523 | 0 | 0 | 0 | 0 | 1.5403 | 0 | 0 | 0.5874 | 0 | 0 | 0.49448 | 0 | 0 | 0.44503
4333 | 2018-06-30 12:00 | 6 | Juni | 12 | 181 | 29.226 | 3.3472 | 6.3741 | 0 | 22.8519 | 0 | 0 | 0 | 0 | 3.3472 | 0 | 0 | 0 | 0 | 1.5215 | 0 | 0 | 0.70241 | 0 | 0 | 0.80292 | 0 | 0 | 0.72263
4334 | 2018-06-30 13:00 | 6 | Juni | 13 | 181 | 27.8739 | 2.9159 | 6.4398 | 0 | 21.4341 | 0 | 0 | 0 | 0 | 2.9159 | 0 | 0 | 0 | 0 | 1.3931 | 0 | 0 | 0.70241 | 0 | 0 | 1.4283 | 0 | 0 | 1.2855
4335 | 2018-06-30 14:00 | 6 | Juni | 14 | 181 | 24.4416 | 2.648 | 5.5355 | 0 | 18.9062 | 0 | 0 | 0 | 0 | 2.648 | 0 | 0 | 0 | 0 | 1.2732 | 0 | 0 | 0.5874 | 0 | 0 | 1.0268 | 0 | 0 | 0.92416
4336 | 2018-06-30 15:00 | 6 | Juni | 15 | 181 | 20.0473 | 2.5656 | 5.0218 | 0 | 15.0256 | 0 | 0 | 0 | 0 | 2.5656 | 0 | 0 | 0 | 0 | 1.137 | 0 | 0 | 0.5874 | 0 | 0 | 0.73184 | 0 | 0 | 0.65866
4337 | 2018-06-30 16:00 | 6 | Juni | 16 | 181 | 15.601 | 2.7248 | 5.6551 | 0 | 9.946 | 0 | 0 | 0 | 0 | 2.7248 | 0 | 0 | 0 | 0 | 1.046 | 0 | 0 | 1.0513 | 0 | 0 | 0.83299 | 0 | 0 | 0.74969
4338 | 2018-06-30 17:00 | 6 | Juni | 17 | 181 | 11.2978 | 3.1303 | 6.2674 | 0 | 5.0303 | 0 | 0 | 0 | 0 | 3.1303 | 0 | 0 | 0 | 0 | 1.0996 | 0 | 0 | 0.81742 | 0 | 0 | 1.2201 | 0 | 0 | 1.0981
4339 | 2018-06-30 18:00 | 6 | Juni | 18 | 181 | 7.0205 | 3.6038 | 7.0205 | 0 | 0 | 0 | 0 | 0.58077 | 0.58077 | 3.6038 | 0 | 0 | 0 | 0 | 1.6216 | 0 | 0 | 0.47239 | 0 | 0 | 1.9034 | 0 | 0 | 1.7131
4340 | 2018-06-30 19:00 | 6 | Juni | 19 | 181 | 0.27302 | 0.27302 | 0.27302 | 0 | 0 | 3.3602 | 1.9616 | 1.7545 | 7.0762 | 3.6332 | 0 | 0 | 0 | 0 | 1.4892 | 0 | 0 | 0.47239 | 0 | 0 | 1.7545 | 0 | 0 | 1.579
4341 | 2018-06-30 20:00 | 6 | Juni | 20 | 181 | 0 | 0 | 0 | 0 | 0 | 3.4466 | 1.44 | 1.2804 | 6.167 | 3.4466 | 0 | 0 | 0 | 0 | 1.2015 | 0 | 0 | 0.23853 | 0 | 0 | 1.2804 | 0 | 0 | 1.1523
4342 | 2018-06-30 21:00 | 6 | Juni | 21 | 181 | 0 | 0 | 0 | 0 | 0 | 3.1782 | 1.1379 | 0.99691 | 5.313 | 3.1782 | 0 | 0 | 0 | 0 | 0.89933 | 0 | 0 | 0.23853 | 0 | 0 | 0.99691 | 0 | 0 | 0.89722
4343 | 2018-06-30 22:00 | 6 | Juni | 22 | 181 | 0 | 0 | 0 | 0 | 0 | 2.5099 | 0.41366 | 0.5535 | 3.4771 | 2.5099 | 0 | 0 | 0 | 0 | 0.17512 | 0 | 0 | 0.23853 | 0 | 0 | 0.5535 | 0 | 0 | 0.49815
4344 | 2018-06-30 23:00 | 6 | Juni | 23 | 181 | 0 | 0 | 0 | 0 | 0 | 1.7169 | 0.12352 | 0.49099 | 2.3314 | 1.7169 | 0 | 0 | 0 | 0 | 0 | 0 | 0 | 0.12352 | 0 | 0 | 0.49099 | 0 | 0 | 0.44189
4345 | 2018-07-01 | 7 | Juli | 0 | 182 | 0 | 0 | 0 | 0 | 0 | 1.5258 | 0.12352 | 0.59399 | 2.2433 | 1.5258 | 0 | 0 | 0 | 0 | 0 | 0 | 0 | 0.12352 | 0 | 0 | 0.59399 | 0 | 0 | 0.53459
4346 | 2018-07-01 01:00 | 7 | Juli | 1 | 182 | 0 | 0 | 0 | 0 | 0 | 1.2784 | 0.12352 | 0.39144 | 1.7934 | 1.2784 | 0 | 0 | 0 | 0 | 0 | 0 | 0 | 0.12352 | 0 | 0 | 0.39144 | 0 | 0 | 0.35229
4347 | 2018-07-01 02:00 | 7 | Juli | 2 | 182 | 0 | 0 | 0 | 0 | 0 | 1.231 | 0.12352 | 0.014074 | 1.3686 | 1.231 | 0 | 0 | 0 | 0 | 0 | 0 | 0 | 0.12352 | 0 | 0 | 0.014074 | 0 | 0 | 0.012667
4348 | 2018-07-01 03:00 | 7 | Juli | 3 | 182 | 0 | 0 | 0 | 0 | 0 | 1.2408 | 0.12352 | 0.026572 | 1.3909 | 1.2408 | 0 | 0 | 0 | 0 | 0 | 0 | 0 | 0.12352 | 0 | 0 | 0.026572 | 0 | 0 | 0.023914
4349 | 2018-07-01 04:00 | 7 | Juli | 4 | 182 | 0.16901 | 0.16901 | 0.16901 | 0 | 0 | 1.0955 | 0.12352 | 0.02326 | 1.2423 | 1.2645 | 0 | 0 | 0 | 0 | 0 | 0 | 0 | 0.12352 | 0 | 0 | 0.02326 | 0 | 0 | 0.020934
4350 | 2018-07-01 05:00 | 7 | Juli | 5 | 182 | 1.8071 | 1.5129 | 1.6364 | 0 | 0.17072 | 0 | 0 | 0 | 0 | 1.5129 | 0 | 0 | 0 | 0 | 0 | 0 | 0 | 0.12352 | 0 | 0 | 0 | 0 | 0 | 0
4351 | 2018-07-01 06:00 | 7 | Juli | 6 | 182 | 4.1863 | 2.1188 | 2.2423 | 0 | 1.9439 | 0 | 0 | 0 | 0 | 2.1188 | 0 | 0 | 0 | 0 | 0 | 0 | 0 | 0.12352 | 0 | 0 | 0 | 0 | 0 | 0
4352 | 2018-07-01 07:00 | 7 | Juli | 7 | 182 | 5.8634 | 2.8459 | 3.0844 | 0 | 2.779 | 0 | 0 | 0 | 0 | 2.8459 | 0 | 0 | 0 | 0 | 0 | 0 | 0 | 0.23853 | 0 | 0 | 0 | 0 | 0 | 0
4353 | 2018-07-01 08:00 | 7 | Juli | 8 | 182 | 7.6965 | 3.4101 | 3.7674 | 0 | 3.9291 | 0 | 0 | 0 | 0 | 3.4101 | 0 | 0 | 0 | 0 | 0 | 0 | 0 | 0.35738 | 0 | 0 | 0 | 0 | 0 | 0
4354 | 2018-07-01 09:00 | 7 | Juli | 9 | 182 | 9.0486 | 3.5976 | 4.5977 | 0 | 4.4509 | 0 | 0 | 0 | 0 | 3.5976 | 0 | 0 | 0 | 0 | 0 | 0 | 0 | 0.70241 | 0 | 0 | 0.29766 | 0 | 0 | 0.2679
4355 | 2018-07-01 10:00 | 7 | Juli | 10 | 182 | 10.2447 | 3.7269 | 5.0364 | 0 | 5.2082 | 0 | 0 | 0 | 0 | 3.7269 | 0 | 0 | 0 | 0 | 0 | 0 | 0 | 0.70241 | 0 | 0 | 0.60708 | 0 | 0 | 0.54638
4356 | 2018-07-01 11:00 | 7 | Juli | 11 | 182 | 10.9727 | 3.9537 | 5.3635 | 0 | 5.6092 | 0 | 0 | 0 | 0 | 3.9537 | 0 | 0 | 0 | 0 | 0 | 0 | 0 | 0.93243 | 0 | 0 | 0.47745 | 0 | 0 | 0.4297
4357 | 2018-07-01 12:00 | 7 | Juli | 12 | 182 | 10.1277 | 3.8269 | 5.2715 | 0 | 4.8562 | 0 | 0 | 0 | 0 | 3.8269 | 0 | 0 | 0 | 0 | 0 | 0 | 0 | 0.93243 | 0 | 0 | 0.51211 | 0 | 0 | 0.4609
4358 | 2018-07-01 13:00 | 7 | Juli | 13 | 182 | 10.0887 | 3.4394 | 4.9622 | 0 | 5.1264 | 0 | 0 | 0 | 0 | 3.4394 | 0 | 0 | 0 | 0 | 0 | 0 | 0 | 0.81742 | 0 | 0 | 0.70537 | 0 | 0 | 0.63484
4359 | 2018-07-01 14:00 | 7 | Juli | 14 | 182 | 9.1136 | 3.2581 | 4.5188 | 0 | 4.5949 | 0 | 0 | 0 | 0 | 3.2581 | 0 | 0 | 0 | 0 | 0 | 0 | 0 | 0.5874 | 0 | 0 | 0.6733 | 0 | 0 | 0.60597
4360 | 2018-07-01 15:00 | 7 | Juli | 15 | 182 | 7.8915 | 3.1849 | 4.3483 | 0 | 3.5432 | 0 | 0 | 0 | 0 | 3.1849 | 0 | 0 | 0 | 0 | 0 | 0 | 0 | 0.47239 | 0 | 0 | 0.691 | 0 | 0 | 0.6219
4361 | 2018-07-01 16:00 | 7 | Juli | 16 | 182 | 5.2394 | 3.2699 | 4.6745 | 0 | 0.56481 | 0 | 0 | 0 | 0 | 3.2699 | 0 | 0 | 0 | 0 | 0 | 0 | 0 | 0.5874 | 0 | 0 | 0.81723 | 0 | 0 | 0.73551
4362 | 2018-07-01 17:00 | 7 | Juli | 17 | 182 | 3.1462 | 3.1462 | 3.1462 | 0 | 0 | 0.48541 | 0.70241 | 1.2113 | 2.3991 | 3.6316 | 0 | 0 | 0 | 0 | 0 | 0 | 0 | 0.70241 | 0 | 0 | 1.2113 | 0 | 0 | 1.0901
4363 | 2018-07-01 18:00 | 7 | Juli | 18 | 182 | 1.1831 | 1.1831 | 1.1831 | 0 | 0 | 2.7345 | 0.70241 | 1.9407 | 5.3776 | 3.9176 | 0 | 0 | 0 | 0 | 0 | 0 | 0 | 0.70241 | 0 | 0 | 1.9407 | 0 | 0 | 1.7466
4364 | 2018-07-01 19:00 | 7 | Juli | 19 | 182 | 0.039003 | 0.039003 | 0.039003 | 0 | 0 | 3.7245 | 0.47239 | 2.17 | 6.3669 | 3.7635 | 0 | 0 | 0 | 0 | 0 | 0 | 0 | 0.47239 | 0 | 0 | 2.17 | 0 | 0 | 1.953
4365 | 2018-07-01 20:00 | 7 | Juli | 20 | 182 | 0 | 0 | 0 | 0 | 0 | 3.3704 | 0.47239 | 1.905 | 5.7478 | 3.3704 | 0 | 0 | 0 | 0 | 0 | 0 | 0 | 0.47239 | 0 | 0 | 1.905 | 0 | 0 | 1.7145
4366 | 2018-07-01 21:00 | 7 | Juli | 21 | 182 | 0 | 0 | 0 | 0 | 0 | 3.2627 | 0.23853 | 1.5578 | 5.059 | 3.2627 | 0 | 0 | 0 | 0 | 0 | 0 | 0 | 0.23853 | 0 | 0 | 1.5578 | 0 | 0 | 1.402
4367 | 2018-07-01 22:00 | 7 | Juli | 22 | 182 | 0 | 0 | 0 | 0 | 0 | 2.7691 | 0.23853 | 0.88022 | 3.8878 | 2.7691 | 0 | 0 | 0 | 0 | 0 | 0 | 0 | 0.23853 | 0 | 0 | 0.88022 | 0 | 0 | 0.7922
4368 | 2018-07-01 23:00 | 7 | Juli | 23 | 182 | 0 | 0 | 0 | 0 | 0 | 1.9107 | 0.12352 | 0.73599 | 2.7702 | 1.9107 | 0 | 0 | 0 | 0 | 0 | 0 | 0 | 0.12352 | 0 | 0 | 0.73599 | 0 | 0 | 0.66239
4369 | 2018-07-02 | 7 | Juli | 0 | 183 | 0 | 0 | 0 | 0 | 0 | 2.0467 | 0.12352 | 0.37687 | 2.5471 | 2.0467 | 0 | 0 | 0 | 0 | 0 | 0 | 0 | 0.12352 | 0 | 0 | 0.37687 | 0 | 0 | 0.33918
4370 | 2018-07-02 01:00 | 7 | Juli | 1 | 183 | 0 | 0 | 0 | 0 | 0 | 1.5737 | 0.12352 | 0.57442 | 2.2716 | 1.5737 | 0 | 0 | 0 | 0 | 0 | 0 | 0 | 0.12352 | 0 | 0 | 0.57442 | 0 | 0 | 0.51697
4371 | 2018-07-02 02:00 | 7 | Juli | 2 | 183 | 0 | 0 | 0 | 0 | 0 | 1.3227 | 0.23853 | 0.34995 | 1.9112 | 1.3227 | 0 | 0 | 0 | 0 | 0 | 0 | 0 | 0.23853 | 0 | 0 | 0.34995 | 0 | 0 | 0.31496
4372 | 2018-07-02 03:00 | 7 | Juli | 3 | 183 | 0 | 0 | 0 | 0 | 0 | 1.2429 | 0.23853 | 0 | 1.4814 | 1.2429 | 0 | 0 | 0 | 0 | 0 | 0 | 0 | 0.23853 | 0 | 0 | 0 | 0 | 0 | 0
4373 | 2018-07-02 04:00 | 7 | Juli | 4 | 183 | 0.66304 | 0.66304 | 0.66304 | 0 | 0 | 0.56696 | 0.47239 | 0 | 1.0393 | 1.23 | 0 | 0 | 0 | 0 | 0 | 0 | 0 | 0.47239 | 0 | 0 | 0 | 0 | 0 | 0
4374 | 2018-07-02 05:00 | 7 | Juli | 5 | 183 | 5.7854 | 1.2053 | 1.9077 | 0 | 3.8777 | 0 | 0 | 0 | 0 | 1.2053 | 0 | 0 | 0 | 0 | 0 | 0 | 0 | 0.70241 | 0 | 0 | 0 | 0 | 0 | 0
4375 | 2018-07-02 06:00 | 7 | Juli | 6 | 183 | 9.3346 | 1.2578 | 2.4241 | 0 | 6.9105 | 0 | 0 | 0 | 0 | 1.2578 | 0 | 0 | 0 | 0 | 0 | 0 | 0 | 1.1663 | 0 | 0 | 0 | 0 | 0 | 0
4376 | 2018-07-02 07:00 | 7 | Juli | 7 | 183 | 13.3389 | 1.6324 | 2.7987 | 0 | 10.5402 | 0 | 0 | 0 | 0 | 1.6324 | 0 | 0 | 0 | 0 | 0 | 0 | 0 | 1.1663 | 0 | 0 | 0 | 0 | 0 | 0
4377 | 2018-07-02 08:00 | 7 | Juli | 8 | 183 | 25.1307 | 2.5176 | 3.4501 | 0 | 21.6806 | 0 | 0 | 0 | 0 | 2.5176 | 0 | 0 | 0 | 0 | 0 | 0 | 0 | 0.93243 | 0 | 0 | 0 | 0 | 0 | 0
4378 | 2018-07-02 09:00 | 7 | Juli | 9 | 183 | 27.1458 | 3.5028 | 4.2971 | 0 | 22.8487 | 0 | 0 | 0 | 0 | 3.5028 | 0 | 0 | 0 | 0 | 0 | 0 | 0 | 0.5874 | 0 | 0 | 0.20694 | 0 | 0 | 0.18624
4379 | 2018-07-02 10:00 | 7 | Juli | 10 | 183 | 23.1936 | 4.0459 | 4.9623 | 0 | 18.2313 | 0 | 0 | 0 | 0 | 4.0459 | 0 | 0 | 0 | 0 | 0 | 0 | 0 | 0.47239 | 0 | 0 | 0.44402 | 0 | 0 | 0.39962
4380 | 2018-07-02 11:00 | 7 | Juli | 11 | 183 | 15.276 | 4.4401 | 5.5755 | 0 | 9.7005 | 0 | 0 | 0 | 0 | 4.4401 | 0 | 0 | 0 | 0 | 0 | 0 | 0 | 0.70241 | 0 | 0 | 0.43304 | 0 | 0 | 0.38973
4381 | 2018-07-02 12:00 | 7 | Juli | 12 | 183 | 11.2848 | 4.5168 | 6.2905 | 0 | 4.9942 | 0 | 0 | 0 | 0 | 4.5168 | 0 | 0 | 0 | 0 | 0 | 0 | 0 | 0.93243 | 0 | 0 | 0.84126 | 0 | 0 | 0.75713
4382 | 2018-07-02 13:00 | 7 | Juli | 13 | 183 | 11.4408 | 3.8145 | 5.5212 | 0 | 5.9196 | 0 | 0 | 0 | 0 | 3.8145 | 0 | 0 | 0 | 0 | 0 | 0 | 0 | 0.5874 | 0 | 0 | 1.1192 | 0 | 0 | 1.0073
4383 | 2018-07-02 14:00 | 7 | Juli | 14 | 183 | 12.4808 | 3.1694 | 4.522 | 0 | 7.9588 | 0 | 0 | 0 | 0 | 3.1694 | 0 | 0 | 0 | 0 | 0 | 0 | 0 | 0.35355 | 0 | 0 | 0.99905 | 0 | 0 | 0.89914
4384 | 2018-07-02 15:00 | 7 | Juli | 15 | 183 | 8.5286 | 2.7634 | 3.7203 | 0 | 4.8083 | 0 | 0 | 0 | 0 | 2.7634 | 0 | 0 | 0 | 0 | 0 | 0 | 0 | 0.35355 | 0 | 0 | 0.6033 | 0 | 0 | 0.54297
4385 | 2018-07-02 16:00 | 7 | Juli | 16 | 183 | 1.1441 | 1.1441 | 1.1441 | 0 | 0 | 1.2896 | 0.5874 | 1.1803 | 3.0572 | 2.4336 | 0 | 0 | 0 | 0 | 0 | 0 | 0 | 0.5874 | 0 | 0 | 1.1803 | 0 | 0 | 1.0622
4386 | 2018-07-02 17:00 | 7 | Juli | 17 | 183 | 0.70205 | 0.70205 | 0.70205 | 0 | 0 | 1.7558 | 0.70241 | 2.0695 | 4.5278 | 2.4579 | 0 | 0 | 0 | 0 | 0 | 0 | 0 | 0.70241 | 0 | 0 | 2.0695 | 0 | 0 | 1.8626
4387 | 2018-07-02 18:00 | 7 | Juli | 18 | 183 | 0.29902 | 0.29902 | 0.29902 | 0 | 0 | 2.5113 | 0.70241 | 2.6644 | 5.8781 | 2.8103 | 0 | 0 | 0 | 0 | 0 | 0 | 0 | 0.70241 | 0 | 0 | 2.6644 | 0 | 0 | 2.398
4388 | 2018-07-02 19:00 | 7 | Juli | 19 | 183 | 0.065004 | 0.065004 | 0.065004 | 0 | 0 | 3.2683 | 0.5874 | 2.5359 | 6.3916 | 3.3333 | 0 | 0 | 0 | 0 | 0 | 0 | 0 | 0.5874 | 0 | 0 | 2.5359 | 0 | 0 | 2.2823
4389 | 2018-07-02 20:00 | 7 | Juli | 20 | 183 | 0 | 0 | 0 | 0 | 0 | 3.4858 | 0.47239 | 1.8296 | 5.7878 | 3.4858 | 0 | 0 | 0 | 0 | 0 | 0 | 0 | 0.47239 | 0 | 0 | 1.8296 | 0 | 0 | 1.6467
4390 | 2018-07-02 21:00 | 7 | Juli | 21 | 183 | 0 | 0 | 0 | 0 | 0 | 3.3019 | 0.23853 | 1.4543 | 4.9947 | 3.3019 | 0 | 0 | 0 | 0 | 0 | 0 | 0 | 0.23853 | 0 | 0 | 1.4543 | 0 | 0 | 1.3089
4391 | 2018-07-02 22:00 | 7 | Juli | 22 | 183 | 0 | 0 | 0 | 0 | 0 | 3.0896 | 0.23853 | 0.9957 | 4.3238 | 3.0896 | 0 | 0 | 0 | 0 | 0 | 0 | 0 | 0.23853 | 0 | 0 | 0.9957 | 0 | 0 | 0.89613
4392 | 2018-07-02 23:00 | 7 | Juli | 23 | 183 | 0 | 0 | 0 | 0 | 0 | 1.7169 | 0.12352 | 0.63126 | 2.4717 | 1.7169 | 0 | 0 | 0 | 0 | 0 | 0 | 0 | 0.12352 | 0 | 0 | 0.63126 | 0 | 0 | 0.56813
4393 | 2018-07-03 | 7 | Juli | 0 | 184 | 0 | 0 | 0 | 0 | 0 | 1.33 | 0.12352 | 0.34706 | 1.8005 | 1.33 | 0 | 0 | 0 | 0 | 0 | 0 | 0 | 0.12352 | 0 | 0 | 0.34706 | 0 | 0 | 0.31235
4394 | 2018-07-03 01:00 | 7 | Juli | 1 | 184 | 0 | 0 | 0 | 0 | 0 | 1.2259 | 0.12352 | 0.040439 | 1.3898 | 1.2259 | 0 | 0 | 0 | 0 | 0 | 0 | 0 | 0.12352 | 0 | 0 | 0.040439 | 0 | 0 | 0.036395
4395 | 2018-07-03 02:00 | 7 | Juli | 2 | 184 | 0 | 0 | 0 | 0 | 0 | 1.1661 | 0.23853 | 0.042189 | 1.4468 | 1.1661 | 0 | 0 | 0 | 0 | 0 | 0 | 0 | 0.23853 | 0 | 0 | 0.042189 | 0 | 0 | 0.03797
4396 | 2018-07-03 03:00 | 7 | Juli | 3 | 184 | 0 | 0 | 0 | 0 | 0 | 1.2058 | 0.23853 | 0 | 1.4443 | 1.2058 | 0 | 0 | 0 | 0 | 0 | 0 | 0 | 0.23853 | 0 | 0 | 0 | 0 | 0 | 0
4397 | 2018-07-03 04:00 | 7 | Juli | 4 | 184 | 0.32502 | 0.32502 | 0.32502 | 0 | 0 | 1.0961 | 0.47239 | 0 | 1.5685 | 1.4212 | 0 | 0 | 0 | 0 | 0 | 0 | 0 | 0.47239 | 0 | 0 | 0 | 0 | 0 | 0
4398 | 2018-07-03 05:00 | 7 | Juli | 5 | 184 | 4.8623 | 2.2178 | 2.9202 | 0 | 1.9422 | 0 | 0 | 0 | 0 | 2.2178 | 0 | 0 | 0 | 0 | 0 | 0 | 0 | 0.70241 | 0 | 0 | 0 | 0 | 0 | 0
4399 | 2018-07-03 06:00 | 7 | Juli | 6 | 184 | 8.8666 | 2.8737 | 4.04 | 0 | 4.8266 | 0 | 0 | 0 | 0 | 2.8737 | 0 | 0 | 0 | 0 | 0 | 0 | 0 | 1.1663 | 0 | 0 | 0 | 0 | 0 | 0
4400 | 2018-07-03 07:00 | 7 | Juli | 7 | 184 | 13.5859 | 3.1189 | 4.2852 | 0 | 9.3007 | 0 | 0 | 0 | 0 | 3.1189 | 0 | 0 | 0 | 0 | 0 | 0 | 0 | 1.1663 | 0 | 0 | 0 | 0 | 0 | 0
4401 | 2018-07-03 08:00 | 7 | Juli | 8 | 184 | 21.4904 | 3.1694 | 4.1019 | 0 | 17.3886 | 0 | 0 | 0 | 0 | 3.1694 | 0 | 0 | 0 | 0 | 0 | 0 | 0 | 0.93243 | 0 | 0 | 0 | 0 | 0 | 0
4402 | 2018-07-03 09:00 | 7 | Juli | 9 | 184 | 26.1318 | 3.07 | 3.8643 | 0 | 22.2674 | 0 | 0 | 0 | 0 | 3.07 | 0 | 0 | 0 | 0 | 0 | 0 | 0 | 0.5874 | 0 | 0 | 0.20694 | 0 | 0 | 0.18624
4403 | 2018-07-03 10:00 | 7 | Juli | 10 | 184 | 31.2541 | 3.1256 | 4.042 | 0 | 27.2121 | 0 | 0 | 0 | 0 | 3.1256 | 0 | 0 | 0 | 0 | 0 | 0 | 0 | 0.47239 | 0 | 0 | 0.44402 | 0 | 0 | 0.39962
4404 | 2018-07-03 11:00 | 7 | Juli | 11 | 184 | 21.5294 | 3.4523 | 4.5878 | 0 | 16.9417 | 0 | 0 | 0 | 0 | 3.4523 | 0 | 0 | 0 | 0 | 0 | 0 | 0 | 0.70241 | 0 | 0 | 0.43304 | 0 | 0 | 0.38973
4405 | 2018-07-03 12:00 | 7 | Juli | 12 | 184 | 20.5414 | 3.3472 | 5.1209 | 0 | 15.4205 | 0 | 0 | 0 | 0 | 3.3472 | 0 | 0 | 0 | 0 | 0 | 0 | 0 | 0.93243 | 0 | 0 | 0.84126 | 0 | 0 | 0.75713
4406 | 2018-07-03 13:00 | 7 | Juli | 13 | 184 | 17.3432 | 2.9159 | 4.6226 | 0 | 12.7206 | 0 | 0 | 0 | 0 | 2.9159 | 0 | 0 | 0 | 0 | 0 | 0 | 0 | 0.5874 | 0 | 0 | 1.1192 | 0 | 0 | 1.0073
4407 | 2018-07-03 14:00 | 7 | Juli | 14 | 184 | 12.7799 | 2.648 | 4.0006 | 0 | 8.7793 | 0 | 0 | 0 | 0 | 2.648 | 0 | 0 | 0 | 0 | 0 | 0 | 0 | 0.35355 | 0 | 0 | 0.99905 | 0 | 0 | 0.89914
4408 | 2018-07-03 15:00 | 7 | Juli | 15 | 184 | 12.2598 | 2.5656 | 3.5224 | 0 | 8.7374 | 0 | 0 | 0 | 0 | 2.5656 | 0 | 0 | 0 | 0 | 0 | 0 | 0 | 0.35355 | 0 | 0 | 0.6033 | 0 | 0 | 0.54297
4409 | 2018-07-03 16:00 | 7 | Juli | 16 | 184 | 11.0117 | 2.7248 | 5.6375 | 0 | 5.3742 | 0 | 0 | 0 | 0 | 2.7248 | 0 | 0 | 0 | 0 | 1.1451 | 0 | 0 | 0.5874 | 0 | 0 | 1.1803 | 0 | 0 | 1.0622
4410 | 2018-07-03 17:00 | 7 | Juli | 17 | 184 | 6.5264 | 3.1303 | 6.5264 | 0 | 0 | 0 | 0 | 0.48491 | 0.48491 | 3.1303 | 0 | 0 | 0 | 0 | 1.1091 | 0 | 0 | 0.70241 | 0 | 0 | 2.0695 | 0 | 0 | 1.8626
4411 | 2018-07-03 18:00 | 7 | Juli | 18 | 184 | 3.2112 | 3.2112 | 3.2112 | 0 | 0 | 0.39258 | 2.2154 | 2.6644 | 5.2724 | 3.6038 | 0 | 0 | 0 | 0 | 1.513 | 0 | 0 | 0.70241 | 0 | 0 | 2.6644 | 0 | 0 | 2.398
4412 | 2018-07-03 19:00 | 7 | Juli | 19 | 184 | 0.29902 | 0.29902 | 0.29902 | 0 | 0 | 3.3341 | 1.785 | 2.5359 | 7.655 | 3.6332 | 0 | 0 | 0 | 0 | 1.1976 | 0 | 0 | 0.5874 | 0 | 0 | 2.5359 | 0 | 0 | 2.2823
4413 | 2018-07-03 20:00 | 7 | Juli | 20 | 184 | 0 | 0 | 0 | 0 | 0 | 3.4466 | 1.0621 | 1.8296 | 6.3383 | 3.4466 | 0 | 0 | 0 | 0 | 0.58967 | 0 | 0 | 0.47239 | 0 | 0 | 1.8296 | 0 | 0 | 1.6467
4414 | 2018-07-03 21:00 | 7 | Juli | 21 | 184 | 0 | 0 | 0 | 0 | 0 | 3.1782 | 0.43968 | 1.4543 | 5.0722 | 3.1782 | 0 | 0 | 0 | 0 | 0.20114 | 0 | 0 | 0.23853 | 0 | 0 | 1.4543 | 0 | 0 | 1.3089
4415 | 2018-07-03 22:00 | 7 | Juli | 22 | 184 | 0 | 0 | 0 | 0 | 0 | 2.5099 | 0.23853 | 0.9957 | 3.7441 | 2.5099 | 0 | 0 | 0 | 0 | 0 | 0 | 0 | 0.23853 | 0 | 0 | 0.9957 | 0 | 0 | 0.89613
4416 | 2018-07-03 23:00 | 7 | Juli | 23 | 184 | 0 | 0 | 0 | 0 | 0 | 1.7169 | 0.12352 | 0.63126 | 2.4717 | 1.7169 | 0 | 0 | 0 | 0 | 0 | 0 | 0 | 0.12352 | 0 | 0 | 0.63126 | 0 | 0 | 0.56813
4417 | 2018-07-04 | 7 | Juli | 0 | 185 | 0 | 0 | 0 | 0 | 0 | 1.33 | 0.12352 | 0.34706 | 1.8005 | 1.33 | 0 | 0 | 0 | 0 | 0 | 0 | 0 | 0.12352 | 0 | 0 | 0.34706 | 0 | 0 | 0.31235
4418 | 2018-07-04 01:00 | 7 | Juli | 1 | 185 | 0 | 0 | 0 | 0 | 0 | 1.2259 | 0.12352 | 0.040439 | 1.3898 | 1.2259 | 0 | 0 | 0 | 0 | 0 | 0 | 0 | 0.12352 | 0 | 0 | 0.040439 | 0 | 0 | 0.036395
4419 | 2018-07-04 02:00 | 7 | Juli | 2 | 185 | 0 | 0 | 0 | 0 | 0 | 1.1661 | 0.23853 | 0.042189 | 1.4468 | 1.1661 | 0 | 0 | 0 | 0 | 0 | 0 | 0 | 0.23853 | 0 | 0 | 0.042189 | 0 | 0 | 0.03797
4420 | 2018-07-04 03:00 | 7 | Juli | 3 | 185 | 0 | 0 | 0 | 0 | 0 | 1.2058 | 0.23853 | 0 | 1.4443 | 1.2058 | 0 | 0 | 0 | 0 | 0 | 0 | 0 | 0.23853 | 0 | 0 | 0 | 0 | 0 | 0
4421 | 2018-07-04 04:00 | 7 | Juli | 4 | 185 | 0.091006 | 0.091006 | 0.091006 | 0 | 0 | 1.3302 | 0.47239 | 0 | 1.8025 | 1.4212 | 0 | 0 | 0 | 0 | 0 | 0 | 0 | 0.47239 | 0 | 0 | 0 | 0 | 0 | 0
4422 | 2018-07-04 05:00 | 7 | Juli | 5 | 185 | 0.79305 | 0.79305 | 0.79305 | 0 | 0 | 1.4247 | 0.70241 | 0 | 2.1271 | 2.2178 | 0 | 0 | 0 | 0 | 0 | 0 | 0 | 0.70241 | 0 | 0 | 0 | 0 | 0 | 0
4423 | 2018-07-04 06:00 | 7 | Juli | 6 | 185 | 3.0032 | 2.8737 | 3.0032 | 0 | 0 | 0 | 1.0368 | 0 | 1.0368 | 2.8737 | 0 | 0 | 0 | 0 | 0 | 0 | 0 | 1.1663 | 0 | 0 | 0 | 0 | 0 | 0
4424 | 2018-07-04 07:00 | 7 | Juli | 7 | 185 | 4.3943 | 3.1189 | 4.2852 | 0 | 0.10906 | 0 | 0 | 0 | 0 | 3.1189 | 0 | 0 | 0 | 0 | 0 | 0 | 0 | 1.1663 | 0 | 0 | 0 | 0 | 0 | 0
4425 | 2018-07-04 08:00 | 7 | Juli | 8 | 185 | 12.0778 | 3.1694 | 4.1019 | 0 | 7.9759 | 0 | 0 | 0 | 0 | 3.1694 | 0 | 0 | 0 | 0 | 0 | 0 | 0 | 0.93243 | 0 | 0 | 0 | 0 | 0 | 0
4426 | 2018-07-04 09:00 | 7 | Juli | 9 | 185 | 2.0541 | 2.0541 | 2.0541 | 0 | 0 | 1.0159 | 0.5874 | 0.20694 | 1.8102 | 3.07 | 0 | 0 | 0 | 0 | 0 | 0 | 0 | 0.5874 | 0 | 0 | 0.20694 | 0 | 0 | 0.18624
4427 | 2018-07-04 10:00 | 7 | Juli | 10 | 185 | 2.3142 | 2.3142 | 2.3142 | 0 | 0 | 0.81148 | 0.47239 | 0.44402 | 1.7279 | 3.1256 | 0 | 0 | 0 | 0 | 0 | 0 | 0 | 0.47239 | 0 | 0 | 0.44402 | 0 | 0 | 0.39962
4428 | 2018-07-04 11:00 | 7 | Juli | 11 | 185 | 2.4572 | 2.4572 | 2.4572 | 0 | 0 | 0.99515 | 0.70241 | 0.43304 | 2.1306 | 3.4523 | 0 | 0 | 0 | 0 | 0 | 0 | 0 | 0.70241 | 0 | 0 | 0.43304 | 0 | 0 | 0.38973
4429 | 2018-07-04 12:00 | 7 | Juli | 12 | 185 | 10.4527 | 3.3472 | 5.1209 | 0 | 5.3318 | 0 | 0 | 0 | 0 | 3.3472 | 0 | 0 | 0 | 0 | 0 | 0 | 0 | 0.93243 | 0 | 0 | 0.84126 | 0 | 0 | 0.75713
4430 | 2018-07-04 13:00 | 7 | Juli | 13 | 185 | 23.7526 | 2.9159 | 4.9313 | 0 | 18.8213 | 0 | 0 | 0 | 0 | 2.9159 | 0 | 0 | 0 | 0 | 0.30877 | 0 | 0 | 0.5874 | 0 | 0 | 1.1192 | 0 | 0 | 1.0073
4431 | 2018-07-04 14:00 | 7 | Juli | 14 | 185 | 29.785 | 2.648 | 6.053 | 0 | 23.732 | 0 | 0 | 0 | 0 | 2.648 | 0 | 0 | 0 | 0 | 2.0524 | 0 | 0 | 0.35355 | 0 | 0 | 0.99905 | 0 | 0 | 0.89914
4432 | 2018-07-04 15:00 | 7 | Juli | 15 | 185 | 20.8404 | 2.5656 | 5.3196 | 0 | 15.5208 | 0 | 0 | 0 | 0 | 2.5656 | 0 | 0 | 0 | 0 | 1.7972 | 0 | 0 | 0.35355 | 0 | 0 | 0.6033 | 0 | 0 | 0.54297
4433 | 2018-07-04 16:00 | 7 | Juli | 16 | 185 | 18.7473 | 2.7248 | 6.0091 | 0 | 12.7381 | 0 | 0 | 0 | 0 | 2.7248 | 0 | 0 | 0 | 0 | 1.5167 | 0 | 0 | 0.5874 | 0 | 0 | 1.1803 | 0 | 0 | 1.0622
4434 | 2018-07-04 17:00 | 7 | Juli | 17 | 185 | 13.1829 | 3.1303 | 7.3786 | 0 | 5.8043 | 0 | 0 | 0 | 0 | 3.1303 | 0 | 0 | 0 | 0 | 1.4763 | 0 | 0 | 0.70241 | 0 | 0 | 2.0695 | 0 | 0 | 1.8626
4435 | 2018-07-04 18:00 | 7 | Juli | 18 | 185 | 3.6922 | 3.6038 | 3.6922 | 0 | 0 | 0 | 2.4979 | 2.6644 | 5.1623 | 3.6038 | 0 | 0 | 0 | 0 | 1.8839 | 0 | 0 | 0.70241 | 0 | 0 | 2.6644 | 0 | 0 | 2.398
4436 | 2018-07-04 19:00 | 7 | Juli | 19 | 185 | 0.41603 | 0.41603 | 0.41603 | 0 | 0 | 3.2171 | 2.1321 | 2.5359 | 7.8851 | 3.6332 | 0 | 0 | 0 | 0 | 1.5447 | 0 | 0 | 0.5874 | 0 | 0 | 2.5359 | 0 | 0 | 2.2823
4437 | 2018-07-04 20:00 | 7 | Juli | 20 | 185 | 0 | 0 | 0 | 0 | 0 | 3.4466 | 1.3792 | 1.8296 | 6.6554 | 3.4466 | 0 | 0 | 0 | 0 | 0.90679 | 0 | 0 | 0.47239 | 0 | 0 | 1.8296 | 0 | 0 | 1.6467
4438 | 2018-07-04 21:00 | 7 | Juli | 21 | 185 | 0 | 0 | 0 | 0 | 0 | 3.1782 | 0.72802 | 1.4543 | 5.3605 | 3.1782 | 0 | 0 | 0 | 0 | 0.48948 | 0 | 0 | 0.23853 | 0 | 0 | 1.4543 | 0 | 0 | 1.3089
4439 | 2018-07-04 22:00 | 7 | Juli | 22 | 185 | 0 | 0 | 0 | 0 | 0 | 2.5099 | 0.23853 | 0.9957 | 3.7441 | 2.5099 | 0 | 0 | 0 | 0 | 0 | 0 | 0 | 0.23853 | 0 | 0 | 0.9957 | 0 | 0 | 0.89613
4440 | 2018-07-04 23:00 | 7 | Juli | 23 | 185 | 0 | 0 | 0 | 0 | 0 | 1.7169 | 0.12352 | 0.63126 | 2.4717 | 1.7169 | 0 | 0 | 0 | 0 | 0 | 0 | 0 | 0.12352 | 0 | 0 | 0.63126 | 0 | 0 | 0.56813
4441 | 2018-07-05 | 7 | Juli | 0 | 186 | 0 | 0 | 0 | 0 | 0 | 1.33 | 0.12352 | 0.34706 | 1.8005 | 1.33 | 0 | 0 | 0 | 0 | 0 | 0 | 0 | 0.12352 | 0 | 0 | 0.34706 | 0 | 0 | 0.31235
4442 | 2018-07-05 01:00 | 7 | Juli | 1 | 186 | 0 | 0 | 0 | 0 | 0 | 1.2259 | 0.12352 | 0.040439 | 1.3898 | 1.2259 | 0 | 0 | 0 | 0 | 0 | 0 | 0 | 0.12352 | 0 | 0 | 0.040439 | 0 | 0 | 0.036395
4443 | 2018-07-05 02:00 | 7 | Juli | 2 | 186 | 0 | 0 | 0 | 0 | 0 | 1.1661 | 0.23853 | 0.042189 | 1.4468 | 1.1661 | 0 | 0 | 0 | 0 | 0 | 0 | 0 | 0.23853 | 0 | 0 | 0.042189 | 0 | 0 | 0.03797
4444 | 2018-07-05 03:00 | 7 | Juli | 3 | 186 | 0 | 0 | 0 | 0 | 0 | 1.2058 | 0.23853 | 0 | 1.4443 | 1.2058 | 0 | 0 | 0 | 0 | 0 | 0 | 0 | 0.23853 | 0 | 0 | 0 | 0 | 0 | 0
4445 | 2018-07-05 04:00 | 7 | Juli | 4 | 186 | 0.41603 | 0.41603 | 0.41603 | 0 | 0 | 1.0051 | 0.47239 | 0 | 1.4775 | 1.4212 | 0 | 0 | 0 | 0 | 0 | 0 | 0 | 0.47239 | 0 | 0 | 0 | 0 | 0 | 0
4446 | 2018-07-05 05:00 | 7 | Juli | 5 | 186 | 7.0855 | 2.2178 | 2.9202 | 0 | 4.1653 | 0 | 0 | 0 | 0 | 2.2178 | 0 | 0 | 0 | 0 | 0 | 0 | 0 | 0.70241 | 0 | 0 | 0 | 0 | 0 | 0
4447 | 2018-07-05 06:00 | 7 | Juli | 6 | 186 | 8.8016 | 2.8737 | 4.04 | 0 | 4.7616 | 0 | 0 | 0 | 0 | 2.8737 | 0 | 0 | 0 | 0 | 0 | 0 | 0 | 1.1663 | 0 | 0 | 0 | 0 | 0 | 0
4448 | 2018-07-05 07:00 | 7 | Juli | 7 | 186 | 12.4288 | 3.1189 | 4.2852 | 0 | 8.1436 | 0 | 0 | 0 | 0 | 3.1189 | 0 | 0 | 0 | 0 | 0 | 0 | 0 | 1.1663 | 0 | 0 | 0 | 0 | 0 | 0
4449 | 2018-07-05 08:00 | 7 | Juli | 8 | 186 | 16.9401 | 3.1694 | 4.1019 | 0 | 12.8383 | 0 | 0 | 0 | 0 | 3.1694 | 0 | 0 | 0 | 0 | 0 | 0 | 0 | 0.93243 | 0 | 0 | 0 | 0 | 0 | 0
4450 | 2018-07-05 09:00 | 7 | Juli | 9 | 186 | 19.8133 | 3.07 | 3.8643 | 0 | 15.949 | 0 | 0 | 0 | 0 | 3.07 | 0 | 0 | 0 | 0 | 0 | 0 | 0 | 0.5874 | 0 | 0 | 0.20694 | 0 | 0 | 0.18624
4451 | 2018-07-05 10:00 | 7 | Juli | 10 | 186 | 23.0375 | 3.1256 | 4.042 | 0 | 18.9955 | 0 | 0 | 0 | 0 | 3.1256 | 0 | 0 | 0 | 0 | 0 | 0 | 0 | 0.47239 | 0 | 0 | 0.44402 | 0 | 0 | 0.39962
4452 | 2018-07-05 11:00 | 7 | Juli | 11 | 186 | 25.3257 | 3.4523 | 4.5878 | 0 | 20.7379 | 0 | 0 | 0 | 0 | 3.4523 | 0 | 0 | 0 | 0 | 0 | 0 | 0 | 0.70241 | 0 | 0 | 0.43304 | 0 | 0 | 0.38973
4453 | 2018-07-05 12:00 | 7 | Juli | 12 | 186 | 27.3278 | 3.3472 | 5.1209 | 0 | 22.2069 | 0 | 0 | 0 | 0 | 3.3472 | 0 | 0 | 0 | 0 | 0 | 0 | 0 | 0.93243 | 0 | 0 | 0.84126 | 0 | 0 | 0.75713
4454 | 2018-07-05 13:00 | 7 | Juli | 13 | 186 | 21.8675 | 2.9159 | 4.6226 | 0 | 17.2449 | 0 | 0 | 0 | 0 | 2.9159 | 0 | 0 | 0 | 0 | 0 | 0 | 0 | 0.5874 | 0 | 0 | 1.1192 | 0 | 0 | 1.0073
4455 | 2018-07-05 14:00 | 7 | Juli | 14 | 186 | 18.7343 | 2.648 | 4.0006 | 0 | 14.7337 | 0 | 0 | 0 | 0 | 2.648 | 0 | 0 | 0 | 0 | 0 | 0 | 0 | 0.35355 | 0 | 0 | 0.99905 | 0 | 0 | 0.89914
4456 | 2018-07-05 15:00 | 7 | Juli | 15 | 186 | 16.2381 | 2.5656 | 4.6677 | 0 | 11.5704 | 0 | 0 | 0 | 0 | 2.5656 | 0 | 0 | 0 | 0 | 1.1453 | 0 | 0 | 0.35355 | 0 | 0 | 0.6033 | 0 | 0 | 0.54297
4457 | 2018-07-05 16:00 | 7 | Juli | 16 | 186 | 12.3378 | 2.7248 | 5.5297 | 0 | 6.8081 | 0 | 0 | 0 | 0 | 2.7248 | 0 | 0 | 0 | 0 | 1.0373 | 0 | 0 | 0.5874 | 0 | 0 | 1.1803 | 0 | 0 | 1.0622
4458 | 2018-07-05 17:00 | 7 | Juli | 17 | 186 | 8.0865 | 3.1303 | 6.8914 | 0 | 1.1951 | 0 | 0 | 0 | 0 | 3.1303 | 0 | 0 | 0 | 0 | 0.98917 | 0 | 0 | 0.70241 | 0 | 0 | 2.0695 | 0 | 0 | 1.8626
4459 | 2018-07-05 18:00 | 7 | Juli | 18 | 186 | 4.4333 | 3.6038 | 4.4333 | 0 | 0 | 0 | 1.2727 | 2.6644 | 3.9371 | 3.6038 | 0 | 0 | 0 | 0 | 1.3998 | 0 | 0 | 0.70241 | 0 | 0 | 2.6644 | 0 | 0 | 2.398
4460 | 2018-07-05 19:00 | 7 | Juli | 19 | 186 | 0.19501 | 0.19501 | 0.19501 | 0 | 0 | 3.4382 | 1.6963 | 2.5359 | 7.6704 | 3.6332 | 0 | 0 | 0 | 0 | 1.1089 | 0 | 0 | 0.5874 | 0 | 0 | 2.5359 | 0 | 0 | 2.2823
4461 | 2018-07-05 20:00 | 7 | Juli | 20 | 186 | 0 | 0 | 0 | 0 | 0 | 3.4466 | 0.99309 | 1.8296 | 6.2694 | 3.4466 | 0 | 0 | 0 | 0 | 0.5207 | 0 | 0 | 0.47239 | 0 | 0 | 1.8296 | 0 | 0 | 1.6467
4462 | 2018-07-05 21:00 | 7 | Juli | 21 | 186 | 0 | 0 | 0 | 0 | 0 | 3.1782 | 0.44229 | 1.4543 | 5.0748 | 3.1782 | 0 | 0 | 0 | 0 | 0.20376 | 0 | 0 | 0.23853 | 0 | 0 | 1.4543 | 0 | 0 | 1.3089
4463 | 2018-07-05 22:00 | 7 | Juli | 22 | 186 | 0 | 0 | 0 | 0 | 0 | 2.5099 | 0.23853 | 0.9957 | 3.7441 | 2.5099 | 0 | 0 | 0 | 0 | 0 | 0 | 0 | 0.23853 | 0 | 0 | 0.9957 | 0 | 0 | 0.89613
4464 | 2018-07-05 23:00 | 7 | Juli | 23 | 186 | 0 | 0 | 0 | 0 | 0 | 1.7169 | 0.12352 | 0.12317 | 1.9636 | 1.7169 | 0 | 0 | 0 | 0 | 0 | 0 | 0 | 0.12352 | 0 | 0 | 0.12317 | 0 | 0 | 0.11085
4465 | 2018-07-06 | 7 | Juli | 0 | 187 | 0 | 0 | 0 | 0 | 0 | 1.33 | 0.12352 | 0.091347 | 1.5448 | 1.33 | 0 | 0 | 0 | 0 | 0 | 0 | 0 | 0.12352 | 0 | 0 | 0.091347 | 0 | 0 | 0.082212
4466 | 2018-07-06 01:00 | 7 | Juli | 1 | 187 | 0 | 0 | 0 | 0 | 0 | 1.2259 | 0.12352 | 0 | 1.3494 | 1.2259 | 0 | 0 | 0 | 0 | 0 | 0 | 0 | 0.12352 | 0 | 0 | 0 | 0 | 0 | 0
4467 | 2018-07-06 02:00 | 7 | Juli | 2 | 187 | 0 | 0 | 0 | 0 | 0 | 1.1661 | 0.23853 | 0.11659 | 1.5212 | 1.1661 | 0 | 0 | 0 | 0 | 0 | 0 | 0 | 0.23853 | 0 | 0 | 0.11659 | 0 | 0 | 0.10493
4468 | 2018-07-06 03:00 | 7 | Juli | 3 | 187 | 0 | 0 | 0 | 0 | 0 | 1.2058 | 0.23853 | 0.042301 | 1.4866 | 1.2058 | 0 | 0 | 0 | 0 | 0 | 0 | 0 | 0.23853 | 0 | 0 | 0.042301 | 0 | 0 | 0.038071
4469 | 2018-07-06 04:00 | 7 | Juli | 4 | 187 | 0.27302 | 0.27302 | 0.27302 | 0 | 0 | 1.1481 | 0.47239 | 0.039756 | 1.6603 | 1.4212 | 0 | 0 | 0 | 0 | 0 | 0 | 0 | 0.47239 | 0 | 0 | 0.039756 | 0 | 0 | 0.035781
4470 | 2018-07-06 05:00 | 7 | Juli | 5 | 187 | 6.2924 | 2.2178 | 2.9202 | 0 | 3.3723 | 0 | 0 | 0 | 0 | 2.2178 | 0 | 0 | 0 | 0 | 0 | 0 | 0 | 0.70241 | 0 | 0 | 0 | 0 | 0 | 0
4471 | 2018-07-06 06:00 | 7 | Juli | 6 | 187 | 14.639 | 2.8737 | 4.04 | 0 | 10.599 | 0 | 0 | 0 | 0 | 2.8737 | 0 | 0 | 0 | 0 | 0 | 0 | 0 | 1.1663 | 0 | 0 | 0 | 0 | 0 | 0
4472 | 2018-07-06 07:00 | 7 | Juli | 7 | 187 | 20.3724 | 3.1189 | 4.2852 | 0 | 16.0871 | 0 | 0 | 0 | 0 | 3.1189 | 0 | 0 | 0 | 0 | 0 | 0 | 0 | 1.1663 | 0 | 0 | 0 | 0 | 0 | 0
4473 | 2018-07-06 08:00 | 7 | Juli | 8 | 187 | 11.9608 | 3.1694 | 4.1019 | 0 | 7.8589 | 0 | 0 | 0 | 0 | 3.1694 | 0 | 0 | 0 | 0 | 0 | 0 | 0 | 0.93243 | 0 | 0 | 0 | 0 | 0 | 0
4474 | 2018-07-06 09:00 | 7 | Juli | 9 | 187 | 1.9241 | 1.9241 | 1.9241 | 0 | 0 | 1.1459 | 0.5874 | 0.16574 | 1.899 | 3.07 | 0 | 0 | 0 | 0 | 0 | 0 | 0 | 0.5874 | 0 | 0 | 0.16574 | 0 | 0 | 0.14917
4475 | 2018-07-06 10:00 | 7 | Juli | 10 | 187 | 17.1092 | 3.1256 | 3.9962 | 0 | 13.1129 | 0 | 0 | 0 | 0 | 3.1256 | 0 | 0 | 0 | 0 | 0 | 0 | 0 | 0.47239 | 0 | 0 | 0.39821 | 0 | 0 | 0.35839
4476 | 2018-07-06 11:00 | 7 | Juli | 11 | 187 | 27.2238 | 3.4523 | 4.5506 | 0 | 22.6732 | 0 | 0 | 0 | 0 | 3.4523 | 0 | 0 | 0 | 0 | 0 | 0 | 0 | 0.70241 | 0 | 0 | 0.39589 | 0 | 0 | 0.3563
4477 | 2018-07-06 12:00 | 7 | Juli | 12 | 187 | 4.7843 | 3.3472 | 4.7843 | 0 | 0 | 0 | 1.8098 | 0.94478 | 2.7546 | 3.3472 | 0 | 0 | 0 | 0 | 2.3145 | 0 | 0 | 0.93243 | 0 | 0 | 0.94478 | 0 | 0 | 0.8503
4478 | 2018-07-06 13:00 | 7 | Juli | 13 | 187 | 2.1581 | 2.1581 | 2.1581 | 0 | 0 | 0.75778 | 3.1418 | 1.3646 | 5.2641 | 2.9159 | 0 | 0 | 0 | 0 | 2.5544 | 0 | 0 | 0.5874 | 0 | 0 | 1.3646 | 0 | 0 | 1.2281
4479 | 2018-07-06 14:00 | 7 | Juli | 14 | 187 | 3.0422 | 2.648 | 3.0422 | 0 | 0 | 0 | 2.3421 | 1.1765 | 3.5186 | 2.648 | 0 | 0 | 0 | 0 | 2.3828 | 0 | 0 | 0.35355 | 0 | 0 | 1.1765 | 0 | 0 | 1.0589
4480 | 2018-07-06 15:00 | 7 | Juli | 15 | 187 | 3.9913 | 2.5656 | 3.9913 | 0 | 0 | 0 | 1.107 | 0.97242 | 2.0794 | 2.5656 | 0 | 0 | 0 | 0 | 2.1792 | 0 | 0 | 0.35355 | 0 | 0 | 0.97242 | 0 | 0 | 0.87517
4481 | 2018-07-06 16:00 | 7 | Juli | 16 | 187 | 7.3975 | 2.7248 | 6.7167 | 0 | 0.68084 | 0 | 0 | 0 | 0 | 2.7248 | 0 | 0 | 0 | 0 | 1.9459 | 0 | 0 | 0.5874 | 0 | 0 | 1.4586 | 0 | 0 | 1.3127
4482 | 2018-07-06 17:00 | 7 | Juli | 17 | 187 | 13.5989 | 3.1303 | 7.3678 | 0 | 6.2311 | 0 | 0 | 0 | 0 | 3.1303 | 0 | 0 | 0 | 0 | 1.8795 | 0 | 0 | 0.70241 | 0 | 0 | 1.6556 | 0 | 0 | 1.49
4483 | 2018-07-06 18:00 | 7 | Juli | 18 | 187 | 9.8937 | 3.6038 | 8.7538 | 0 | 1.1398 | 0 | 0 | 0 | 0 | 3.6038 | 0 | 0 | 0 | 0 | 2.2847 | 0 | 0 | 0.70241 | 0 | 0 | 2.1629 | 0 | 0 | 1.9466
4484 | 2018-07-06 19:00 | 7 | Juli | 19 | 187 | 0.45503 | 0.45503 | 0.45503 | 0 | 0 | 3.1781 | 2.5705 | 2.087 | 7.8357 | 3.6332 | 0 | 0 | 0 | 0 | 1.9831 | 0 | 0 | 0.5874 | 0 | 0 | 2.087 | 0 | 0 | 1.8783
4485 | 2018-07-06 20:00 | 7 | Juli | 20 | 187 | 0 | 0 | 0 | 0 | 0 | 3.4466 | 1.8408 | 1.7154 | 7.0029 | 3.4466 | 0 | 0 | 0 | 0 | 1.3684 | 0 | 0 | 0.47239 | 0 | 0 | 1.7154 | 0 | 0 | 1.5439
4486 | 2018-07-06 21:00 | 7 | Juli | 21 | 187 | 0 | 0 | 0 | 0 | 0 | 3.1782 | 1.1895 | 1.2558 | 5.6235 | 3.1782 | 0 | 0 | 0 | 0 | 0.95099 | 0 | 0 | 0.23853 | 0 | 0 | 1.2558 | 0 | 0 | 1.1302
4487 | 2018-07-06 22:00 | 7 | Juli | 22 | 187 | 0 | 0 | 0 | 0 | 0 | 2.5099 | 0.40552 | 0.75773 | 3.6732 | 2.5099 | 0 | 0 | 0 | 0 | 0.16699 | 0 | 0 | 0.23853 | 0 | 0 | 0.75773 | 0 | 0 | 0.68195
4488 | 2018-07-06 23:00 | 7 | Juli | 23 | 187 | 0 | 0 | 0 | 0 | 0 | 1.7169 | 0.12352 | 0.49733 | 2.3378 | 1.7169 | 0 | 0 | 0 | 0 | 0 | 0 | 0 | 0.12352 | 0 | 0 | 0.49733 | 0 | 0 | 0.4476
4489 | 2018-07-07 | 7 | Juli | 0 | 188 | 0 | 0 | 0 | 0 | 0 | 1.33 | 0.12352 | 0 | 1.4535 | 1.33 | 0 | 0 | 0 | 0 | 0 | 0 | 0 | 0.12352 | 0 | 0 | 0 | 0 | 0 | 0
4490 | 2018-07-07 01:00 | 7 | Juli | 1 | 188 | 0 | 0 | 0 | 0 | 0 | 1.2259 | 0.12352 | 0 | 1.3494 | 1.2259 | 0 | 0 | 0 | 0 | 0 | 0 | 0 | 0.12352 | 0 | 0 | 0 | 0 | 0 | 0
4491 | 2018-07-07 02:00 | 7 | Juli | 2 | 188 | 0 | 0 | 0 | 0 | 0 | 1.1661 | 0.12352 | 0.085531 | 1.3752 | 1.1661 | 0 | 0 | 0 | 0 | 0 | 0 | 0 | 0.12352 | 0 | 0 | 0.085531 | 0 | 0 | 0.076978
4492 | 2018-07-07 03:00 | 7 | Juli | 3 | 188 | 0 | 0 | 0 | 0 | 0 | 1.2058 | 0.12352 | 0.025909 | 1.3552 | 1.2058 | 0 | 0 | 0 | 0 | 0 | 0 | 0 | 0.12352 | 0 | 0 | 0.025909 | 0 | 0 | 0.023318
4493 | 2018-07-07 04:00 | 7 | Juli | 4 | 188 | 0.065004 | 0.065004 | 0.065004 | 0 | 0 | 1.3562 | 0.12352 | 0.055915 | 1.5356 | 1.4212 | 0 | 0 | 0 | 0 | 0 | 0 | 0 | 0.12352 | 0 | 0 | 0.055915 | 0 | 0 | 0.050323
4494 | 2018-07-07 05:00 | 7 | Juli | 5 | 188 | 0.91006 | 0.91006 | 0.91006 | 0 | 0 | 1.3077 | 0.23853 | 0 | 1.5462 | 2.2178 | 0 | 0 | 0 | 0 | 0 | 0 | 0 | 0.23853 | 0 | 0 | 0 | 0 | 0 | 0
4495 | 2018-07-07 06:00 | 7 | Juli | 6 | 188 | 2.7432 | 2.7432 | 2.7432 | 0 | 0 | 0.13049 | 0.47239 | 0 | 0.60288 | 2.8737 | 0 | 0 | 0 | 0 | 0 | 0 | 0 | 0.47239 | 0 | 0 | 0 | 0 | 0 | 0
4496 | 2018-07-07 07:00 | 7 | Juli | 7 | 188 | 4.3293 | 3.1189 | 3.8214 | 0 | 0.50794 | 0 | 0 | 0 | 0 | 3.1189 | 0 | 0 | 0 | 0 | 0 | 0 | 0 | 0.70241 | 0 | 0 | 0 | 0 | 0 | 0
4497 | 2018-07-07 08:00 | 7 | Juli | 8 | 188 | 4.4203 | 3.1694 | 3.8718 | 0 | 0.54845 | 0 | 0 | 0 | 0 | 3.1694 | 0 | 0 | 0 | 0 | 0 | 0 | 0 | 0.70241 | 0 | 0 | 0 | 0 | 0 | 0
4498 | 2018-07-07 09:00 | 7 | Juli | 9 | 188 | 5.6034 | 3.07 | 3.9305 | 0 | 1.6729 | 0 | 0 | 0 | 0 | 3.07 | 0 | 0 | 0 | 0 | 0 | 0 | 0 | 0.5874 | 0 | 0 | 0.27308 | 0 | 0 | 0.24577
4499 | 2018-07-07 10:00 | 7 | Juli | 10 | 188 | 5.4474 | 3.1256 | 4.0581 | 0 | 1.3893 | 0 | 0 | 0 | 0 | 3.1256 | 0 | 0 | 0 | 0 | 0 | 0 | 0 | 0.35738 | 0 | 0 | 0.57504 | 0 | 0 | 0.51754
4500 | 2018-07-07 11:00 | 7 | Juli | 11 | 188 | 5.5124 | 3.4523 | 4.5342 | 0 | 0.97817 | 0 | 0 | 0 | 0 | 3.4523 | 0 | 0 | 0 | 0 | 0 | 0 | 0 | 0.5874 | 0 | 0 | 0.49448 | 0 | 0 | 0.44503
4501 | 2018-07-07 12:00 | 7 | Juli | 12 | 188 | 6.4354 | 3.3472 | 6.4354 | 0 | 0 | 0 | 0 | 0.4574 | 0.4574 | 3.3472 | 0 | 0 | 0 | 0 | 2.0403 | 0 | 0 | 0.70241 | 0 | 0 | 0.80292 | 0 | 0 | 0.72263
4502 | 2018-07-07 13:00 | 7 | Juli | 13 | 188 | 4.8233 | 2.9159 | 4.8233 | 0 | 0 | 0 | 1.0394 | 1.4283 | 2.4677 | 2.9159 | 0 | 0 | 0 | 0 | 2.2444 | 0 | 0 | 0.70241 | 0 | 0 | 1.4283 | 0 | 0 | 1.2855
4503 | 2018-07-07 14:00 | 7 | Juli | 14 | 188 | 4.4463 | 2.648 | 4.4463 | 0 | 0 | 0 | 0.83805 | 1.0268 | 1.8649 | 2.648 | 0 | 0 | 0 | 0 | 2.049 | 0 | 0 | 0.5874 | 0 | 0 | 1.0268 | 0 | 0 | 0.92416
4504 | 2018-07-07 15:00 | 7 | Juli | 15 | 188 | 4.1473 | 2.5656 | 4.1473 | 0 | 0 | 0 | 0.84499 | 0.73184 | 1.5768 | 2.5656 | 0 | 0 | 0 | 0 | 1.8393 | 0 | 0 | 0.5874 | 0 | 0 | 0.73184 | 0 | 0 | 0.65866
4505 | 2018-07-07 16:00 | 7 | Juli | 16 | 188 | 3.4062 | 2.7248 | 3.4062 | 0 | 0 | 0 | 1.9395 | 0.83299 | 2.7725 | 2.7248 | 0 | 0 | 0 | 0 | 1.5697 | 0 | 0 | 1.0513 | 0 | 0 | 0.83299 | 0 | 0 | 0.74969
4506 | 2018-07-07 17:00 | 7 | Juli | 17 | 188 | 2.1321 | 2.1321 | 2.1321 | 0 | 0 | 0.99813 | 2.3448 | 1.2201 | 4.563 | 3.1303 | 0 | 0 | 0 | 0 | 1.5273 | 0 | 0 | 0.81742 | 0 | 0 | 1.2201 | 0 | 0 | 1.0981
4507 | 2018-07-07 18:00 | 7 | Juli | 18 | 188 | 0.96206 | 0.96206 | 0.96206 | 0 | 0 | 2.6417 | 2.4132 | 1.9034 | 6.9584 | 3.6038 | 0 | 0 | 0 | 0 | 1.9409 | 0 | 0 | 0.47239 | 0 | 0 | 1.9034 | 0 | 0 | 1.7131
4508 | 2018-07-07 19:00 | 7 | Juli | 19 | 188 | 0.065004 | 0.065004 | 0.065004 | 0 | 0 | 3.5682 | 2.1038 | 1.7545 | 7.4264 | 3.6332 | 0 | 0 | 0 | 0 | 1.6314 | 0 | 0 | 0.47239 | 0 | 0 | 1.7545 | 0 | 0 | 1.579
4509 | 2018-07-07 20:00 | 7 | Juli | 20 | 188 | 0 | 0 | 0 | 0 | 0 | 3.4466 | 1.2493 | 1.2804 | 5.9763 | 3.4466 | 0 | 0 | 0 | 0 | 1.0108 | 0 | 0 | 0.23853 | 0 | 0 | 1.2804 | 0 | 0 | 1.1523
4510 | 2018-07-07 21:00 | 7 | Juli | 21 | 188 | 0 | 0 | 0 | 0 | 0 | 3.1782 | 0.88919 | 0.99691 | 5.0643 | 3.1782 | 0 | 0 | 0 | 0 | 0.65066 | 0 | 0 | 0.23853 | 0 | 0 | 0.99691 | 0 | 0 | 0.89722
4511 | 2018-07-07 22:00 | 7 | Juli | 22 | 188 | 0 | 0 | 0 | 0 | 0 | 2.5099 | 0.23853 | 0.5535 | 3.3019 | 2.5099 | 0 | 0 | 0 | 0 | 0 | 0 | 0 | 0.23853 | 0 | 0 | 0.5535 | 0 | 0 | 0.49815
4512 | 2018-07-07 23:00 | 7 | Juli | 23 | 188 | 0 | 0 | 0 | 0 | 0 | 1.7169 | 0.12352 | 0.49099 | 2.3314 | 1.7169 | 0 | 0 | 0 | 0 | 0 | 0 | 0 | 0.12352 | 0 | 0 | 0.49099 | 0 | 0 | 0.44189
4513 | 2018-07-08 | 7 | Juli | 0 | 189 | 0 | 0 | 0 | 0 | 0 | 1.5258 | 0.12352 | 0.59399 | 2.2433 | 1.5258 | 0 | 0 | 0 | 0 | 0 | 0 | 0 | 0.12352 | 0 | 0 | 0.59399 | 0 | 0 | 0.53459
4514 | 2018-07-08 01:00 | 7 | Juli | 1 | 189 | 0 | 0 | 0 | 0 | 0 | 1.2784 | 0.12352 | 0.39144 | 1.7934 | 1.2784 | 0 | 0 | 0 | 0 | 0 | 0 | 0 | 0.12352 | 0 | 0 | 0.39144 | 0 | 0 | 0.35229
4515 | 2018-07-08 02:00 | 7 | Juli | 2 | 189 | 0 | 0 | 0 | 0 | 0 | 1.231 | 0.12352 | 0.014074 | 1.3686 | 1.231 | 0 | 0 | 0 | 0 | 0 | 0 | 0 | 0.12352 | 0 | 0 | 0.014074 | 0 | 0 | 0.012667
4516 | 2018-07-08 03:00 | 7 | Juli | 3 | 189 | 0 | 0 | 0 | 0 | 0 | 1.2408 | 0.12352 | 0.026572 | 1.3909 | 1.2408 | 0 | 0 | 0 | 0 | 0 | 0 | 0 | 0.12352 | 0 | 0 | 0.026572 | 0 | 0 | 0.023914
4517 | 2018-07-08 04:00 | 7 | Juli | 4 | 189 | 0.39003 | 0.39003 | 0.39003 | 0 | 0 | 0.8745 | 0.12352 | 0.02326 | 1.0213 | 1.2645 | 0 | 0 | 0 | 0 | 0 | 0 | 0 | 0.12352 | 0 | 0 | 0.02326 | 0 | 0 | 0.020934
4518 | 2018-07-08 05:00 | 7 | Juli | 5 | 189 | 5.0573 | 1.5129 | 1.6364 | 0 | 3.4209 | 0 | 0 | 0 | 0 | 1.5129 | 0 | 0 | 0 | 0 | 0 | 0 | 0 | 0.12352 | 0 | 0 | 0 | 0 | 0 | 0
4519 | 2018-07-08 06:00 | 7 | Juli | 6 | 189 | 4.5113 | 2.1188 | 2.2423 | 0 | 2.269 | 0 | 0 | 0 | 0 | 2.1188 | 0 | 0 | 0 | 0 | 0 | 0 | 0 | 0.12352 | 0 | 0 | 0 | 0 | 0 | 0
4520 | 2018-07-08 07:00 | 7 | Juli | 7 | 189 | 12.7409 | 2.8459 | 3.0844 | 0 | 9.6565 | 0 | 0 | 0 | 0 | 2.8459 | 0 | 0 | 0 | 0 | 0 | 0 | 0 | 0.23853 | 0 | 0 | 0 | 0 | 0 | 0
4521 | 2018-07-08 08:00 | 7 | Juli | 8 | 189 | 15.484 | 3.4101 | 3.7674 | 0 | 11.7166 | 0 | 0 | 0 | 0 | 3.4101 | 0 | 0 | 0 | 0 | 0 | 0 | 0 | 0.35738 | 0 | 0 | 0 | 0 | 0 | 0
4522 | 2018-07-08 09:00 | 7 | Juli | 9 | 189 | 21.2564 | 3.5976 | 4.5977 | 0 | 16.6587 | 0 | 0 | 0 | 0 | 3.5976 | 0 | 0 | 0 | 0 | 0 | 0 | 0 | 0.70241 | 0 | 0 | 0.29766 | 0 | 0 | 0.2679
4523 | 2018-07-08 10:00 | 7 | Juli | 10 | 189 | 20.8924 | 3.7269 | 5.0364 | 0 | 15.856 | 0 | 0 | 0 | 0 | 3.7269 | 0 | 0 | 0 | 0 | 0 | 0 | 0 | 0.70241 | 0 | 0 | 0.60708 | 0 | 0 | 0.54638
4524 | 2018-07-08 11:00 | 7 | Juli | 11 | 189 | 25.1047 | 3.9537 | 5.4423 | 0 | 19.6624 | 0 | 0 | 0 | 0 | 3.9537 | 0 | 0 | 0 | 0 | 0.078737 | 0 | 0 | 0.93243 | 0 | 0 | 0.47745 | 0 | 0 | 0.4297
4525 | 2018-07-08 12:00 | 7 | Juli | 12 | 189 | 19.8003 | 3.8269 | 6.8414 | 0 | 12.9589 | 0 | 0 | 0 | 0 | 3.8269 | 0 | 0 | 0 | 0 | 1.57 | 0 | 0 | 0.93243 | 0 | 0 | 0.51211 | 0 | 0 | 0.4609
4526 | 2018-07-08 13:00 | 7 | Juli | 13 | 189 | 18.0062 | 3.4394 | 6.617 | 0 | 11.3892 | 0 | 0 | 0 | 0 | 3.4394 | 0 | 0 | 0 | 0 | 1.6547 | 0 | 0 | 0.81742 | 0 | 0 | 0.70537 | 0 | 0 | 0.63484
4527 | 2018-07-08 14:00 | 7 | Juli | 14 | 189 | 21.4644 | 3.2581 | 6.3322 | 0 | 15.1322 | 0 | 0 | 0 | 0 | 3.2581 | 0 | 0 | 0 | 0 | 1.8135 | 0 | 0 | 0.5874 | 0 | 0 | 0.6733 | 0 | 0 | 0.60597
4528 | 2018-07-08 15:00 | 7 | Juli | 15 | 189 | 20.2814 | 3.1849 | 5.8723 | 0 | 14.4091 | 0 | 0 | 0 | 0 | 3.1849 | 0 | 0 | 0 | 0 | 1.524 | 0 | 0 | 0.47239 | 0 | 0 | 0.691 | 0 | 0 | 0.6219
4529 | 2018-07-08 16:00 | 7 | Juli | 16 | 189 | 11.6228 | 3.2699 | 5.7056 | 0 | 5.9172 | 0 | 0 | 0 | 0 | 3.2699 | 0 | 0 | 0 | 0 | 1.031 | 0 | 0 | 0.5874 | 0 | 0 | 0.81723 | 0 | 0 | 0.73551
4530 | 2018-07-08 17:00 | 7 | Juli | 17 | 189 | 10.4267 | 3.6316 | 6.5072 | 0 | 3.9195 | 0 | 0 | 0 | 0 | 3.6316 | 0 | 0 | 0 | 0 | 0.96191 | 0 | 0 | 0.70241 | 0 | 0 | 1.2113 | 0 | 0 | 1.0901
4531 | 2018-07-08 18:00 | 7 | Juli | 18 | 189 | 6.5134 | 3.9176 | 6.5134 | 0 | 0 | 0 | 0 | 1.4005 | 1.4005 | 3.9176 | 0 | 0 | 0 | 0 | 1.3532 | 0 | 0 | 0.70241 | 0 | 0 | 1.9407 | 0 | 0 | 1.7466
4532 | 2018-07-08 19:00 | 7 | Juli | 19 | 189 | 0.29902 | 0.29902 | 0.29902 | 0 | 0 | 3.4645 | 1.5954 | 2.17 | 7.23 | 3.7635 | 0 | 0 | 0 | 0 | 1.123 | 0 | 0 | 0.47239 | 0 | 0 | 2.17 | 0 | 0 | 1.953
4533 | 2018-07-08 20:00 | 7 | Juli | 20 | 189 | 0 | 0 | 0 | 0 | 0 | 3.3704 | 1.1395 | 1.905 | 6.4149 | 3.3704 | 0 | 0 | 0 | 0 | 0.66707 | 0 | 0 | 0.47239 | 0 | 0 | 1.905 | 0 | 0 | 1.7145
4534 | 2018-07-08 21:00 | 7 | Juli | 21 | 189 | 0 | 0 | 0 | 0 | 0 | 3.2627 | 0.73561 | 1.5578 | 5.5561 | 3.2627 | 0 | 0 | 0 | 0 | 0.49707 | 0 | 0 | 0.23853 | 0 | 0 | 1.5578 | 0 | 0 | 1.402
4535 | 2018-07-08 22:00 | 7 | Juli | 22 | 189 | 0 | 0 | 0 | 0 | 0 | 2.7691 | 0.23853 | 0.88022 | 3.8878 | 2.7691 | 0 | 0 | 0 | 0 | 0 | 0 | 0 | 0.23853 | 0 | 0 | 0.88022 | 0 | 0 | 0.7922
4536 | 2018-07-08 23:00 | 7 | Juli | 23 | 189 | 0 | 0 | 0 | 0 | 0 | 1.9107 | 0.12352 | 0.73599 | 2.7702 | 1.9107 | 0 | 0 | 0 | 0 | 0 | 0 | 0 | 0.12352 | 0 | 0 | 0.73599 | 0 | 0 | 0.66239
4537 | 2018-07-09 | 7 | Juli | 0 | 190 | 0 | 0 | 0 | 0 | 0 | 2.0467 | 0.12352 | 0.37687 | 2.5471 | 2.0467 | 0 | 0 | 0 | 0 | 0 | 0 | 0 | 0.12352 | 0 | 0 | 0.37687 | 0 | 0 | 0.33918
4538 | 2018-07-09 01:00 | 7 | Juli | 1 | 190 | 0 | 0 | 0 | 0 | 0 | 1.5737 | 0.12352 | 0.57442 | 2.2716 | 1.5737 | 0 | 0 | 0 | 0 | 0 | 0 | 0 | 0.12352 | 0 | 0 | 0.57442 | 0 | 0 | 0.51697
4539 | 2018-07-09 02:00 | 7 | Juli | 2 | 190 | 0 | 0 | 0 | 0 | 0 | 1.3227 | 0.23853 | 0.34995 | 1.9112 | 1.3227 | 0 | 0 | 0 | 0 | 0 | 0 | 0 | 0.23853 | 0 | 0 | 0.34995 | 0 | 0 | 0.31496
4540 | 2018-07-09 03:00 | 7 | Juli | 3 | 190 | 0 | 0 | 0 | 0 | 0 | 1.2429 | 0.23853 | 0 | 1.4814 | 1.2429 | 0 | 0 | 0 | 0 | 0 | 0 | 0 | 0.23853 | 0 | 0 | 0 | 0 | 0 | 0
4541 | 2018-07-09 04:00 | 7 | Juli | 4 | 190 | 0.039003 | 0.039003 | 0.039003 | 0 | 0 | 1.191 | 0.47239 | 0 | 1.6634 | 1.23 | 0 | 0 | 0 | 0 | 0 | 0 | 0 | 0.47239 | 0 | 0 | 0 | 0 | 0 | 0
4542 | 2018-07-09 05:00 | 7 | Juli | 5 | 190 | 0.57204 | 0.57204 | 0.57204 | 0 | 0 | 0.63323 | 0.70241 | 0 | 1.3356 | 1.2053 | 0 | 0 | 0 | 0 | 0 | 0 | 0 | 0.70241 | 0 | 0 | 0 | 0 | 0 | 0
4543 | 2018-07-09 06:00 | 7 | Juli | 6 | 190 | 1.1701 | 1.1701 | 1.1701 | 0 | 0 | 0.087748 | 1.1663 | 0 | 1.254 | 1.2578 | 0 | 0 | 0 | 0 | 0 | 0 | 0 | 1.1663 | 0 | 0 | 0 | 0 | 0 | 0
4544 | 2018-07-09 07:00 | 7 | Juli | 7 | 190 | 1.7941 | 1.6324 | 1.7941 | 0 | 0 | 0 | 1.0046 | 0 | 1.0046 | 1.6324 | 0 | 0 | 0 | 0 | 0 | 0 | 0 | 1.1663 | 0 | 0 | 0 | 0 | 0 | 0
4545 | 2018-07-09 08:00 | 7 | Juli | 8 | 190 | 2.6132 | 2.5176 | 2.6132 | 0 | 0 | 0 | 0.83689 | 0 | 0.83689 | 2.5176 | 0 | 0 | 0 | 0 | 0 | 0 | 0 | 0.93243 | 0 | 0 | 0 | 0 | 0 | 0
4546 | 2018-07-09 09:00 | 7 | Juli | 9 | 190 | 3.1722 | 3.1722 | 3.1722 | 0 | 0 | 0.3306 | 0.5874 | 0.20694 | 1.1249 | 3.5028 | 0 | 0 | 0 | 0 | 0 | 0 | 0 | 0.5874 | 0 | 0 | 0.20694 | 0 | 0 | 0.18624
4547 | 2018-07-09 10:00 | 7 | Juli | 10 | 190 | 3.4582 | 3.4582 | 3.4582 | 0 | 0 | 0.58766 | 0.47239 | 0.44402 | 1.5041 | 4.0459 | 0 | 0 | 0 | 0 | 0 | 0 | 0 | 0.47239 | 0 | 0 | 0.44402 | 0 | 0 | 0.39962
4548 | 2018-07-09 11:00 | 7 | Juli | 11 | 190 | 3.6922 | 3.6922 | 3.6922 | 0 | 0 | 0.74782 | 0.70241 | 0.43304 | 1.8833 | 4.4401 | 0 | 0 | 0 | 0 | 0 | 0 | 0 | 0.70241 | 0 | 0 | 0.43304 | 0 | 0 | 0.38973
4549 | 2018-07-09 12:00 | 7 | Juli | 12 | 190 | 3.5882 | 3.5882 | 3.5882 | 0 | 0 | 0.9286 | 1.1874 | 0.84126 | 2.9572 | 4.5168 | 0 | 0 | 0 | 0 | 0.25493 | 0 | 0 | 0.93243 | 0 | 0 | 0.84126 | 0 | 0 | 0.75713
4550 | 2018-07-09 13:00 | 7 | Juli | 13 | 190 | 3.3542 | 3.3542 | 3.3542 | 0 | 0 | 0.46032 | 2.9195 | 1.1192 | 4.499 | 3.8145 | 0 | 0 | 0 | 0 | 2.3321 | 0 | 0 | 0.5874 | 0 | 0 | 1.1192 | 0 | 0 | 1.0073
4551 | 2018-07-09 14:00 | 7 | Juli | 14 | 190 | 2.8082 | 2.8082 | 2.8082 | 0 | 0 | 0.36125 | 2.2552 | 0.99905 | 3.6155 | 3.1694 | 0 | 0 | 0 | 0 | 1.9017 | 0 | 0 | 0.35355 | 0 | 0 | 0.99905 | 0 | 0 | 0.89914
4552 | 2018-07-09 15:00 | 7 | Juli | 15 | 190 | 2.1841 | 2.1841 | 2.1841 | 0 | 0 | 0.57927 | 2.1829 | 0.6033 | 3.3655 | 2.7634 | 0 | 0 | 0 | 0 | 1.8294 | 0 | 0 | 0.35355 | 0 | 0 | 0.6033 | 0 | 0 | 0.54297
4553 | 2018-07-09 16:00 | 7 | Juli | 16 | 190 | 1.6511 | 1.6511 | 1.6511 | 0 | 0 | 0.78254 | 2.1757 | 1.1803 | 4.1385 | 2.4336 | 0 | 0 | 0 | 0 | 1.5883 | 0 | 0 | 0.5874 | 0 | 0 | 1.1803 | 0 | 0 | 1.0622
4554 | 2018-07-09 17:00 | 7 | Juli | 17 | 190 | 1.0141 | 1.0141 | 1.0141 | 0 | 0 | 1.4438 | 2.2418 | 2.0695 | 5.7551 | 2.4579 | 0 | 0 | 0 | 0 | 1.5394 | 0 | 0 | 0.70241 | 0 | 0 | 2.0695 | 0 | 0 | 1.8626
4555 | 2018-07-09 18:00 | 7 | Juli | 18 | 190 | 0.40303 | 0.40303 | 0.40303 | 0 | 0 | 2.4073 | 2.7342 | 2.6644 | 7.8059 | 2.8103 | 0 | 0 | 0 | 0 | 2.0318 | 0 | 0 | 0.70241 | 0 | 0 | 2.6644 | 0 | 0 | 2.398
4556 | 2018-07-09 19:00 | 7 | Juli | 19 | 190 | 0.013001 | 0.013001 | 0.013001 | 0 | 0 | 3.3203 | 2.5756 | 2.5359 | 8.4318 | 3.3333 | 0 | 0 | 0 | 0 | 1.9882 | 0 | 0 | 0.5874 | 0 | 0 | 2.5359 | 0 | 0 | 2.2823
4557 | 2018-07-09 20:00 | 7 | Juli | 20 | 190 | 0 | 0 | 0 | 0 | 0 | 3.4858 | 2.0019 | 1.8296 | 7.3173 | 3.4858 | 0 | 0 | 0 | 0 | 1.5295 | 0 | 0 | 0.47239 | 0 | 0 | 1.8296 | 0 | 0 | 1.6467
4558 | 2018-07-09 21:00 | 7 | Juli | 21 | 190 | 0 | 0 | 0 | 0 | 0 | 3.3019 | 1.4112 | 1.4543 | 6.1674 | 3.3019 | 0 | 0 | 0 | 0 | 1.1727 | 0 | 0 | 0.23853 | 0 | 0 | 1.4543 | 0 | 0 | 1.3089
4559 | 2018-07-09 22:00 | 7 | Juli | 22 | 190 | 0 | 0 | 0 | 0 | 0 | 3.0896 | 0.81412 | 0.9957 | 4.8994 | 3.0896 | 0 | 0 | 0 | 0 | 0.57559 | 0 | 0 | 0.23853 | 0 | 0 | 0.9957 | 0 | 0 | 0.89613
4560 | 2018-07-09 23:00 | 7 | Juli | 23 | 190 | 0 | 0 | 0 | 0 | 0 | 1.7169 | 0.12352 | 0.63126 | 2.4717 | 1.7169 | 0 | 0 | 0 | 0 | 0 | 0 | 0 | 0.12352 | 0 | 0 | 0.63126 | 0 | 0 | 0.56813
4561 | 2018-07-10 | 7 | Juli | 0 | 191 | 0 | 0 | 0 | 0 | 0 | 1.33 | 0.12352 | 0.34706 | 1.8005 | 1.33 | 0 | 0 | 0 | 0 | 0 | 0 | 0 | 0.12352 | 0 | 0 | 0.34706 | 0 | 0 | 0.31235
4562 | 2018-07-10 01:00 | 7 | Juli | 1 | 191 | 0 | 0 | 0 | 0 | 0 | 1.2259 | 0.12352 | 0.040439 | 1.3898 | 1.2259 | 0 | 0 | 0 | 0 | 0 | 0 | 0 | 0.12352 | 0 | 0 | 0.040439 | 0 | 0 | 0.036395
4563 | 2018-07-10 02:00 | 7 | Juli | 2 | 191 | 0 | 0 | 0 | 0 | 0 | 1.1661 | 0.23853 | 0.042189 | 1.4468 | 1.1661 | 0 | 0 | 0 | 0 | 0 | 0 | 0 | 0.23853 | 0 | 0 | 0.042189 | 0 | 0 | 0.03797
4564 | 2018-07-10 03:00 | 7 | Juli | 3 | 191 | 0 | 0 | 0 | 0 | 0 | 1.2058 | 0.23853 | 0 | 1.4443 | 1.2058 | 0 | 0 | 0 | 0 | 0 | 0 | 0 | 0.23853 | 0 | 0 | 0 | 0 | 0 | 0
4565 | 2018-07-10 04:00 | 7 | Juli | 4 | 191 | 0.32502 | 0.32502 | 0.32502 | 0 | 0 | 1.0961 | 0.47239 | 0 | 1.5685 | 1.4212 | 0 | 0 | 0 | 0 | 0 | 0 | 0 | 0.47239 | 0 | 0 | 0 | 0 | 0 | 0
4566 | 2018-07-10 05:00 | 7 | Juli | 5 | 191 | 6.7345 | 2.2178 | 2.9202 | 0 | 3.8143 | 0 | 0 | 0 | 0 | 2.2178 | 0 | 0 | 0 | 0 | 0 | 0 | 0 | 0.70241 | 0 | 0 | 0 | 0 | 0 | 0
4567 | 2018-07-10 06:00 | 7 | Juli | 6 | 191 | 10.2837 | 2.8737 | 4.04 | 0 | 6.2437 | 0 | 0 | 0 | 0 | 2.8737 | 0 | 0 | 0 | 0 | 0 | 0 | 0 | 1.1663 | 0 | 0 | 0 | 0 | 0 | 0
4568 | 2018-07-10 07:00 | 7 | Juli | 7 | 191 | 16.1601 | 3.1189 | 4.2852 | 0 | 11.8749 | 0 | 0 | 0 | 0 | 3.1189 | 0 | 0 | 0 | 0 | 0 | 0 | 0 | 1.1663 | 0 | 0 | 0 | 0 | 0 | 0
4569 | 2018-07-10 08:00 | 7 | Juli | 8 | 191 | 20.0734 | 3.1694 | 4.1019 | 0 | 15.9715 | 0 | 0 | 0 | 0 | 3.1694 | 0 | 0 | 0 | 0 | 0 | 0 | 0 | 0.93243 | 0 | 0 | 0 | 0 | 0 | 0
4570 | 2018-07-10 09:00 | 7 | Juli | 9 | 191 | 22.7125 | 3.07 | 3.8643 | 0 | 18.8482 | 0 | 0 | 0 | 0 | 3.07 | 0 | 0 | 0 | 0 | 0 | 0 | 0 | 0.5874 | 0 | 0 | 0.20694 | 0 | 0 | 0.18624
4571 | 2018-07-10 10:00 | 7 | Juli | 10 | 191 | 26.1838 | 3.1256 | 4.042 | 0 | 22.1417 | 0 | 0 | 0 | 0 | 3.1256 | 0 | 0 | 0 | 0 | 0 | 0 | 0 | 0.47239 | 0 | 0 | 0.44402 | 0 | 0 | 0.39962
4572 | 2018-07-10 11:00 | 7 | Juli | 11 | 191 | 27.0548 | 3.4523 | 6.6051 | 0 | 20.4497 | 0 | 0 | 0 | 0 | 3.4523 | 0 | 0 | 0 | 0 | 2.0174 | 0 | 0 | 0.70241 | 0 | 0 | 0.43304 | 0 | 0 | 0.38973
4573 | 2018-07-10 12:00 | 7 | Juli | 12 | 191 | 26.2748 | 3.3472 | 7.8459 | 0 | 18.4289 | 0 | 0 | 0 | 0 | 3.3472 | 0 | 0 | 0 | 0 | 2.725 | 0 | 0 | 0.93243 | 0 | 0 | 0.84126 | 0 | 0 | 0.75713
4574 | 2018-07-10 13:00 | 7 | Juli | 13 | 191 | 23.4666 | 2.9159 | 7.247 | 0 | 16.2196 | 0 | 0 | 0 | 0 | 2.9159 | 0 | 0 | 0 | 0 | 2.6244 | 0 | 0 | 0.5874 | 0 | 0 | 1.1192 | 0 | 0 | 1.0073
4575 | 2018-07-10 14:00 | 7 | Juli | 14 | 191 | 18.6043 | 2.648 | 6.445 | 0 | 12.1592 | 0 | 0 | 0 | 0 | 2.648 | 0 | 0 | 0 | 0 | 2.4444 | 0 | 0 | 0.35355 | 0 | 0 | 0.99905 | 0 | 0 | 0.89914
4576 | 2018-07-10 15:00 | 7 | Juli | 15 | 191 | 15.8351 | 2.5656 | 5.7109 | 0 | 10.1242 | 0 | 0 | 0 | 0 | 2.5656 | 0 | 0 | 0 | 0 | 2.1885 | 0 | 0 | 0.35355 | 0 | 0 | 0.6033 | 0 | 0 | 0.54297
4577 | 2018-07-10 16:00 | 7 | Juli | 16 | 191 | 11.6358 | 2.7248 | 6.3962 | 0 | 5.2396 | 0 | 0 | 0 | 0 | 2.7248 | 0 | 0 | 0 | 0 | 1.9037 | 0 | 0 | 0.5874 | 0 | 0 | 1.1803 | 0 | 0 | 1.0622
4578 | 2018-07-10 17:00 | 7 | Juli | 17 | 191 | 8.0215 | 3.1303 | 7.7484 | 0 | 0.27313 | 0 | 0 | 0 | 0 | 3.1303 | 0 | 0 | 0 | 0 | 1.8462 | 0 | 0 | 0.70241 | 0 | 0 | 2.0695 | 0 | 0 | 1.8626
4579 | 2018-07-10 18:00 | 7 | Juli | 18 | 191 | 3.9003 | 3.6038 | 3.9003 | 0 | 0 | 0 | 2.6559 | 2.6644 | 5.3203 | 3.6038 | 0 | 0 | 0 | 0 | 2.25 | 0 | 0 | 0.70241 | 0 | 0 | 2.6644 | 0 | 0 | 2.398
4580 | 2018-07-10 19:00 | 7 | Juli | 19 | 191 | 0.11701 | 0.11701 | 0.11701 | 0 | 0 | 3.5162 | 2.524 | 2.5359 | 8.576 | 3.6332 | 0 | 0 | 0 | 0 | 1.9366 | 0 | 0 | 0.5874 | 0 | 0 | 2.5359 | 0 | 0 | 2.2823
4581 | 2018-07-10 20:00 | 7 | Juli | 20 | 191 | 0 | 0 | 0 | 0 | 0 | 3.4466 | 1.7438 | 1.8296 | 7.02 | 3.4466 | 0 | 0 | 0 | 0 | 1.2714 | 0 | 0 | 0.47239 | 0 | 0 | 1.8296 | 0 | 0 | 1.6467
4582 | 2018-07-10 21:00 | 7 | Juli | 21 | 191 | 0 | 0 | 0 | 0 | 0 | 3.1782 | 1.164 | 1.4543 | 5.7965 | 3.1782 | 0 | 0 | 0 | 0 | 0.92545 | 0 | 0 | 0.23853 | 0 | 0 | 1.4543 | 0 | 0 | 1.3089
4583 | 2018-07-10 22:00 | 7 | Juli | 22 | 191 | 0 | 0 | 0 | 0 | 0 | 2.5099 | 0.42215 | 0.9957 | 3.9278 | 2.5099 | 0 | 0 | 0 | 0 | 0.18362 | 0 | 0 | 0.23853 | 0 | 0 | 0.9957 | 0 | 0 | 0.89613
4584 | 2018-07-10 23:00 | 7 | Juli | 23 | 191 | 0 | 0 | 0 | 0 | 0 | 1.7169 | 0.12352 | 0.63126 | 2.4717 | 1.7169 | 0 | 0 | 0 | 0 | 0 | 0 | 0 | 0.12352 | 0 | 0 | 0.63126 | 0 | 0 | 0.56813
4585 | 2018-07-11 | 7 | Juli | 0 | 192 | 0 | 0 | 0 | 0 | 0 | 1.33 | 0.12352 | 0.34706 | 1.8005 | 1.33 | 0 | 0 | 0 | 0 | 0 | 0 | 0 | 0.12352 | 0 | 0 | 0.34706 | 0 | 0 | 0.31235
4586 | 2018-07-11 01:00 | 7 | Juli | 1 | 192 | 0 | 0 | 0 | 0 | 0 | 1.2259 | 0.12352 | 0.040439 | 1.3898 | 1.2259 | 0 | 0 | 0 | 0 | 0 | 0 | 0 | 0.12352 | 0 | 0 | 0.040439 | 0 | 0 | 0.036395
4587 | 2018-07-11 02:00 | 7 | Juli | 2 | 192 | 0 | 0 | 0 | 0 | 0 | 1.1661 | 0.23853 | 0.042189 | 1.4468 | 1.1661 | 0 | 0 | 0 | 0 | 0 | 0 | 0 | 0.23853 | 0 | 0 | 0.042189 | 0 | 0 | 0.03797
4588 | 2018-07-11 03:00 | 7 | Juli | 3 | 192 | 0 | 0 | 0 | 0 | 0 | 1.2058 | 0.23853 | 0 | 1.4443 | 1.2058 | 0 | 0 | 0 | 0 | 0 | 0 | 0 | 0.23853 | 0 | 0 | 0 | 0 | 0 | 0
4589 | 2018-07-11 04:00 | 7 | Juli | 4 | 192 | 0.29902 | 0.29902 | 0.29902 | 0 | 0 | 1.1221 | 0.47239 | 0 | 1.5945 | 1.4212 | 0 | 0 | 0 | 0 | 0 | 0 | 0 | 0.47239 | 0 | 0 | 0 | 0 | 0 | 0
4590 | 2018-07-11 05:00 | 7 | Juli | 5 | 192 | 8.8276 | 2.2178 | 2.9202 | 0 | 5.9074 | 0 | 0 | 0 | 0 | 2.2178 | 0 | 0 | 0 | 0 | 0 | 0 | 0 | 0.70241 | 0 | 0 | 0 | 0 | 0 | 0
4591 | 2018-07-11 06:00 | 7 | Juli | 6 | 192 | 13.4299 | 2.8737 | 4.04 | 0 | 9.3899 | 0 | 0 | 0 | 0 | 2.8737 | 0 | 0 | 0 | 0 | 0 | 0 | 0 | 1.1663 | 0 | 0 | 0 | 0 | 0 | 0
4592 | 2018-07-11 07:00 | 7 | Juli | 7 | 192 | 18.6433 | 3.1189 | 4.2852 | 0 | 14.358 | 0 | 0 | 0 | 0 | 3.1189 | 0 | 0 | 0 | 0 | 0 | 0 | 0 | 1.1663 | 0 | 0 | 0 | 0 | 0 | 0
4593 | 2018-07-11 08:00 | 7 | Juli | 8 | 192 | 22.4655 | 3.1694 | 4.1019 | 0 | 18.3636 | 0 | 0 | 0 | 0 | 3.1694 | 0 | 0 | 0 | 0 | 0 | 0 | 0 | 0.93243 | 0 | 0 | 0 | 0 | 0 | 0
4594 | 2018-07-11 09:00 | 7 | Juli | 9 | 192 | 27.0678 | 3.07 | 5.1912 | 0 | 21.8766 | 0 | 0 | 0 | 0 | 3.07 | 0 | 0 | 0 | 0 | 1.3269 | 0 | 0 | 0.5874 | 0 | 0 | 0.20694 | 0 | 0 | 0.18624
4595 | 2018-07-11 10:00 | 7 | Juli | 10 | 192 | 30.5131 | 3.1256 | 6.6602 | 0 | 23.8529 | 0 | 0 | 0 | 0 | 3.1256 | 0 | 0 | 0 | 0 | 2.6181 | 0 | 0 | 0.47239 | 0 | 0 | 0.44402 | 0 | 0 | 0.39962
4596 | 2018-07-11 11:00 | 7 | Juli | 11 | 192 | 19.5403 | 3.4523 | 6.8534 | 0 | 12.6869 | 0 | 0 | 0 | 0 | 3.4523 | 0 | 0 | 0 | 0 | 2.2656 | 0 | 0 | 0.70241 | 0 | 0 | 0.43304 | 0 | 0 | 0.38973
4597 | 2018-07-11 12:00 | 7 | Juli | 12 | 192 | 18.6953 | 3.3472 | 7.4696 | 0 | 11.2257 | 0 | 0 | 0 | 0 | 3.3472 | 0 | 0 | 0 | 0 | 2.3487 | 0 | 0 | 0.93243 | 0 | 0 | 0.84126 | 0 | 0 | 0.75713
4598 | 2018-07-11 13:00 | 7 | Juli | 13 | 192 | 18.1102 | 2.9159 | 6.8272 | 0 | 11.283 | 0 | 0 | 0 | 0 | 2.9159 | 0 | 0 | 0 | 0 | 2.2046 | 0 | 0 | 0.5874 | 0 | 0 | 1.1192 | 0 | 0 | 1.0073
4599 | 2018-07-11 14:00 | 7 | Juli | 14 | 192 | 13.5339 | 2.648 | 5.9948 | 0 | 7.5392 | 0 | 0 | 0 | 0 | 2.648 | 0 | 0 | 0 | 0 | 1.9942 | 0 | 0 | 0.35355 | 0 | 0 | 0.99905 | 0 | 0 | 0.89914
4600 | 2018-07-11 15:00 | 7 | Juli | 15 | 192 | 9.8937 | 2.5656 | 5.2686 | 0 | 4.6251 | 0 | 0 | 0 | 0 | 2.5656 | 0 | 0 | 0 | 0 | 1.7462 | 0 | 0 | 0.35355 | 0 | 0 | 0.6033 | 0 | 0 | 0.54297
4601 | 2018-07-11 16:00 | 7 | Juli | 16 | 192 | 6.8515 | 2.7248 | 6.0799 | 0 | 0.7716 | 0 | 0 | 0 | 0 | 2.7248 | 0 | 0 | 0 | 0 | 1.5874 | 0 | 0 | 0.5874 | 0 | 0 | 1.1803 | 0 | 0 | 1.0622
4602 | 2018-07-11 17:00 | 7 | Juli | 17 | 192 | 3.9653 | 3.1303 | 3.9653 | 0 | 0 | 0 | 1.3304 | 2.0695 | 3.3999 | 3.1303 | 0 | 0 | 0 | 0 | 1.4629 | 0 | 0 | 0.70241 | 0 | 0 | 2.0695 | 0 | 0 | 1.8626
4603 | 2018-07-11 18:00 | 7 | Juli | 18 | 192 | 1.7941 | 1.7941 | 1.7941 | 0 | 0 | 1.8097 | 2.5012 | 2.6644 | 6.9753 | 3.6038 | 0 | 0 | 0 | 0 | 1.7988 | 0 | 0 | 0.70241 | 0 | 0 | 2.6644 | 0 | 0 | 2.398
4604 | 2018-07-11 19:00 | 7 | Juli | 19 | 192 | 0.091006 | 0.091006 | 0.091006 | 0 | 0 | 3.5422 | 2.194 | 2.5359 | 8.2721 | 3.6332 | 0 | 0 | 0 | 0 | 1.6066 | 0 | 0 | 0.5874 | 0 | 0 | 2.5359 | 0 | 0 | 2.2823
4605 | 2018-07-11 20:00 | 7 | Juli | 20 | 192 | 0 | 0 | 0 | 0 | 0 | 3.4466 | 1.5864 | 1.8296 | 6.8627 | 3.4466 | 0 | 0 | 0 | 0 | 1.114 | 0 | 0 | 0.47239 | 0 | 0 | 1.8296 | 0 | 0 | 1.6467
4606 | 2018-07-11 21:00 | 7 | Juli | 21 | 192 | 0 | 0 | 0 | 0 | 0 | 3.1782 | 1.0066 | 1.4543 | 5.6391 | 3.1782 | 0 | 0 | 0 | 0 | 0.76809 | 0 | 0 | 0.23853 | 0 | 0 | 1.4543 | 0 | 0 | 1.3089
4607 | 2018-07-11 22:00 | 7 | Juli | 22 | 192 | 0 | 0 | 0 | 0 | 0 | 2.5099 | 0.279 | 0.9957 | 3.7846 | 2.5099 | 0 | 0 | 0 | 0 | 0.040467 | 0 | 0 | 0.23853 | 0 | 0 | 0.9957 | 0 | 0 | 0.89613
4608 | 2018-07-11 23:00 | 7 | Juli | 23 | 192 | 0 | 0 | 0 | 0 | 0 | 1.7169 | 0.12352 | 0.63126 | 2.4717 | 1.7169 | 0 | 0 | 0 | 0 | 0 | 0 | 0 | 0.12352 | 0 | 0 | 0.63126 | 0 | 0 | 0.56813
4609 | 2018-07-12 | 7 | Juli | 0 | 193 | 0 | 0 | 0 | 0 | 0 | 1.33 | 0.12352 | 0.34706 | 1.8005 | 1.33 | 0 | 0 | 0 | 0 | 0 | 0 | 0 | 0.12352 | 0 | 0 | 0.34706 | 0 | 0 | 0.31235
4610 | 2018-07-12 01:00 | 7 | Juli | 1 | 193 | 0 | 0 | 0 | 0 | 0 | 1.2259 | 0.12352 | 0.040439 | 1.3898 | 1.2259 | 0 | 0 | 0 | 0 | 0 | 0 | 0 | 0.12352 | 0 | 0 | 0.040439 | 0 | 0 | 0.036395
4611 | 2018-07-12 02:00 | 7 | Juli | 2 | 193 | 0 | 0 | 0 | 0 | 0 | 1.1661 | 0.23853 | 0.042189 | 1.4468 | 1.1661 | 0 | 0 | 0 | 0 | 0 | 0 | 0 | 0.23853 | 0 | 0 | 0.042189 | 0 | 0 | 0.03797
4612 | 2018-07-12 03:00 | 7 | Juli | 3 | 193 | 0 | 0 | 0 | 0 | 0 | 1.2058 | 0.23853 | 0 | 1.4443 | 1.2058 | 0 | 0 | 0 | 0 | 0 | 0 | 0 | 0.23853 | 0 | 0 | 0 | 0 | 0 | 0
4613 | 2018-07-12 04:00 | 7 | Juli | 4 | 193 | 0.29902 | 0.29902 | 0.29902 | 0 | 0 | 1.1221 | 0.47239 | 0 | 1.5945 | 1.4212 | 0 | 0 | 0 | 0 | 0 | 0 | 0 | 0.47239 | 0 | 0 | 0 | 0 | 0 | 0
4614 | 2018-07-12 05:00 | 7 | Juli | 5 | 193 | 6.5654 | 2.2178 | 2.9202 | 0 | 3.6453 | 0 | 0 | 0 | 0 | 2.2178 | 0 | 0 | 0 | 0 | 0 | 0 | 0 | 0.70241 | 0 | 0 | 0 | 0 | 0 | 0
4615 | 2018-07-12 06:00 | 7 | Juli | 6 | 193 | 11.3628 | 2.8737 | 4.04 | 0 | 7.3228 | 0 | 0 | 0 | 0 | 2.8737 | 0 | 0 | 0 | 0 | 0 | 0 | 0 | 1.1663 | 0 | 0 | 0 | 0 | 0 | 0
4616 | 2018-07-12 07:00 | 7 | Juli | 7 | 193 | 15.055 | 3.1189 | 4.2852 | 0 | 10.7698 | 0 | 0 | 0 | 0 | 3.1189 | 0 | 0 | 0 | 0 | 0 | 0 | 0 | 1.1663 | 0 | 0 | 0 | 0 | 0 | 0
4617 | 2018-07-12 08:00 | 7 | Juli | 8 | 193 | 19.6703 | 3.1694 | 4.1019 | 0 | 15.5685 | 0 | 0 | 0 | 0 | 3.1694 | 0 | 0 | 0 | 0 | 0 | 0 | 0 | 0.93243 | 0 | 0 | 0 | 0 | 0 | 0
4618 | 2018-07-12 09:00 | 7 | Juli | 9 | 193 | 23.7266 | 3.07 | 3.8643 | 0 | 19.8623 | 0 | 0 | 0 | 0 | 3.07 | 0 | 0 | 0 | 0 | 0 | 0 | 0 | 0.5874 | 0 | 0 | 0.20694 | 0 | 0 | 0.18624
4619 | 2018-07-12 10:00 | 7 | Juli | 10 | 193 | 26.2488 | 3.1256 | 4.042 | 0 | 22.2067 | 0 | 0 | 0 | 0 | 3.1256 | 0 | 0 | 0 | 0 | 0 | 0 | 0 | 0.47239 | 0 | 0 | 0.44402 | 0 | 0 | 0.39962
4620 | 2018-07-12 11:00 | 7 | Juli | 11 | 193 | 27.8739 | 3.4523 | 5.5719 | 0 | 22.302 | 0 | 0 | 0 | 0 | 3.4523 | 0 | 0 | 0 | 0 | 0.98412 | 0 | 0 | 0.70241 | 0 | 0 | 0.43304 | 0 | 0 | 0.38973
4621 | 2018-07-12 12:00 | 7 | Juli | 12 | 193 | 28.0819 | 3.3472 | 7.4297 | 0 | 20.6522 | 0 | 0 | 0 | 0 | 3.3472 | 0 | 0 | 0 | 0 | 2.3088 | 0 | 0 | 0.93243 | 0 | 0 | 0.84126 | 0 | 0 | 0.75713
4622 | 2018-07-12 13:00 | 7 | Juli | 13 | 193 | 26.5348 | 2.9159 | 6.7629 | 0 | 19.7719 | 0 | 0 | 0 | 0 | 2.9159 | 0 | 0 | 0 | 0 | 2.1403 | 0 | 0 | 0.5874 | 0 | 0 | 1.1192 | 0 | 0 | 1.0073
4623 | 2018-07-12 14:00 | 7 | Juli | 14 | 193 | 22.8945 | 2.648 | 5.9056 | 0 | 16.9889 | 0 | 0 | 0 | 0 | 2.648 | 0 | 0 | 0 | 0 | 1.9051 | 0 | 0 | 0.35355 | 0 | 0 | 0.99905 | 0 | 0 | 0.89914
4624 | 2018-07-12 15:00 | 7 | Juli | 15 | 193 | 18.6823 | 2.5656 | 5.3348 | 0 | 13.3475 | 0 | 0 | 0 | 0 | 2.5656 | 0 | 0 | 0 | 0 | 1.8124 | 0 | 0 | 0.35355 | 0 | 0 | 0.6033 | 0 | 0 | 0.54297
4625 | 2018-07-12 16:00 | 7 | Juli | 16 | 193 | 14.431 | 2.7248 | 6.1035 | 0 | 8.3274 | 0 | 0 | 0 | 0 | 2.7248 | 0 | 0 | 0 | 0 | 1.6111 | 0 | 0 | 0.5874 | 0 | 0 | 1.1803 | 0 | 0 | 1.0622
4626 | 2018-07-12 17:00 | 7 | Juli | 17 | 193 | 10.4397 | 3.1303 | 7.5999 | 0 | 2.8398 | 0 | 0 | 0 | 0 | 3.1303 | 0 | 0 | 0 | 0 | 1.6977 | 0 | 0 | 0.70241 | 0 | 0 | 2.0695 | 0 | 0 | 1.8626
4627 | 2018-07-12 18:00 | 7 | Juli | 18 | 193 | 6.5004 | 3.6038 | 6.5004 | 0 | 0 | 0 | 0 | 2.4933 | 2.4933 | 3.6038 | 0 | 0 | 0 | 0 | 2.0232 | 0 | 0 | 0.70241 | 0 | 0 | 2.6644 | 0 | 0 | 2.398
4628 | 2018-07-12 19:00 | 7 | Juli | 19 | 193 | 0.22101 | 0.22101 | 0.22101 | 0 | 0 | 3.4122 | 2.2206 | 2.5359 | 8.1687 | 3.6332 | 0 | 0 | 0 | 0 | 1.6332 | 0 | 0 | 0.5874 | 0 | 0 | 2.5359 | 0 | 0 | 2.2823
4629 | 2018-07-12 20:00 | 7 | Juli | 20 | 193 | 0 | 0 | 0 | 0 | 0 | 3.4466 | 1.5294 | 1.8296 | 6.8057 | 3.4466 | 0 | 0 | 0 | 0 | 1.057 | 0 | 0 | 0.47239 | 0 | 0 | 1.8296 | 0 | 0 | 1.6467
4630 | 2018-07-12 21:00 | 7 | Juli | 21 | 193 | 0 | 0 | 0 | 0 | 0 | 3.1782 | 0.87782 | 1.4543 | 5.5103 | 3.1782 | 0 | 0 | 0 | 0 | 0.63929 | 0 | 0 | 0.23853 | 0 | 0 | 1.4543 | 0 | 0 | 1.3089
4631 | 2018-07-12 22:00 | 7 | Juli | 22 | 193 | 0 | 0 | 0 | 0 | 0 | 2.5099 | 0.23853 | 0.9957 | 3.7441 | 2.5099 | 0 | 0 | 0 | 0 | 0 | 0 | 0 | 0.23853 | 0 | 0 | 0.9957 | 0 | 0 | 0.89613
4632 | 2018-07-12 23:00 | 7 | Juli | 23 | 193 | 0 | 0 | 0 | 0 | 0 | 1.7169 | 0.12352 | 0.12317 | 1.9636 | 1.7169 | 0 | 0 | 0 | 0 | 0 | 0 | 0 | 0.12352 | 0 | 0 | 0.12317 | 0 | 0 | 0.11085
4633 | 2018-07-13 | 7 | Juli | 0 | 194 | 0 | 0 | 0 | 0 | 0 | 1.33 | 0.12352 | 0.091347 | 1.5448 | 1.33 | 0 | 0 | 0 | 0 | 0 | 0 | 0 | 0.12352 | 0 | 0 | 0.091347 | 0 | 0 | 0.082212
4634 | 2018-07-13 01:00 | 7 | Juli | 1 | 194 | 0 | 0 | 0 | 0 | 0 | 1.2259 | 0.12352 | 0 | 1.3494 | 1.2259 | 0 | 0 | 0 | 0 | 0 | 0 | 0 | 0.12352 | 0 | 0 | 0 | 0 | 0 | 0
4635 | 2018-07-13 02:00 | 7 | Juli | 2 | 194 | 0 | 0 | 0 | 0 | 0 | 1.1661 | 0.23853 | 0.11659 | 1.5212 | 1.1661 | 0 | 0 | 0 | 0 | 0 | 0 | 0 | 0.23853 | 0 | 0 | 0.11659 | 0 | 0 | 0.10493
4636 | 2018-07-13 03:00 | 7 | Juli | 3 | 194 | 0 | 0 | 0 | 0 | 0 | 1.2058 | 0.23853 | 0.042301 | 1.4866 | 1.2058 | 0 | 0 | 0 | 0 | 0 | 0 | 0 | 0.23853 | 0 | 0 | 0.042301 | 0 | 0 | 0.038071
4637 | 2018-07-13 04:00 | 7 | Juli | 4 | 194 | 0.29902 | 0.29902 | 0.29902 | 0 | 0 | 1.1221 | 0.47239 | 0.039756 | 1.6343 | 1.4212 | 0 | 0 | 0 | 0 | 0 | 0 | 0 | 0.47239 | 0 | 0 | 0.039756 | 0 | 0 | 0.035781
4638 | 2018-07-13 05:00 | 7 | Juli | 5 | 194 | 9.0876 | 2.2178 | 2.9202 | 0 | 6.1674 | 0 | 0 | 0 | 0 | 2.2178 | 0 | 0 | 0 | 0 | 0 | 0 | 0 | 0.70241 | 0 | 0 | 0 | 0 | 0 | 0
4639 | 2018-07-13 06:00 | 7 | Juli | 6 | 194 | 13.4949 | 2.8737 | 4.04 | 0 | 9.4549 | 0 | 0 | 0 | 0 | 2.8737 | 0 | 0 | 0 | 0 | 0 | 0 | 0 | 1.1663 | 0 | 0 | 0 | 0 | 0 | 0
4640 | 2018-07-13 07:00 | 7 | Juli | 7 | 194 | 17.7462 | 3.1189 | 4.2852 | 0 | 13.461 | 0 | 0 | 0 | 0 | 3.1189 | 0 | 0 | 0 | 0 | 0 | 0 | 0 | 1.1663 | 0 | 0 | 0 | 0 | 0 | 0
4641 | 2018-07-13 08:00 | 7 | Juli | 8 | 194 | 22.4525 | 3.1694 | 4.1019 | 0 | 18.3506 | 0 | 0 | 0 | 0 | 3.1694 | 0 | 0 | 0 | 0 | 0 | 0 | 0 | 0.93243 | 0 | 0 | 0 | 0 | 0 | 0
4642 | 2018-07-13 09:00 | 7 | Juli | 9 | 194 | 26.8468 | 3.07 | 3.8231 | 0 | 23.0237 | 0 | 0 | 0 | 0 | 3.07 | 0 | 0 | 0 | 0 | 0 | 0 | 0 | 0.5874 | 0 | 0 | 0.16574 | 0 | 0 | 0.14917
4643 | 2018-07-13 10:00 | 7 | Juli | 10 | 194 | 29.889 | 3.1256 | 3.9962 | 0 | 25.8928 | 0 | 0 | 0 | 0 | 3.1256 | 0 | 0 | 0 | 0 | 0 | 0 | 0 | 0.47239 | 0 | 0 | 0.39821 | 0 | 0 | 0.35839
4644 | 2018-07-13 11:00 | 7 | Juli | 11 | 194 | 31.2411 | 3.4523 | 4.5506 | 0 | 26.6905 | 0 | 0 | 0 | 0 | 3.4523 | 0 | 0 | 0 | 0 | 0 | 0 | 0 | 0.70241 | 0 | 0 | 0.39589 | 0 | 0 | 0.3563
4645 | 2018-07-13 12:00 | 7 | Juli | 12 | 194 | 30.9161 | 3.3472 | 5.2244 | 0 | 25.6917 | 0 | 0 | 0 | 0 | 3.3472 | 0 | 0 | 0 | 0 | 0 | 0 | 0 | 0.93243 | 0 | 0 | 0.94478 | 0 | 0 | 0.8503
4646 | 2018-07-13 13:00 | 7 | Juli | 13 | 194 | 28.9269 | 2.9159 | 4.8679 | 0 | 24.0591 | 0 | 0 | 0 | 0 | 2.9159 | 0 | 0 | 0 | 0 | 0 | 0 | 0 | 0.5874 | 0 | 0 | 1.3646 | 0 | 0 | 1.2281
4647 | 2018-07-13 14:00 | 7 | Juli | 14 | 194 | 25.5987 | 2.648 | 4.1781 | 0 | 21.4207 | 0 | 0 | 0 | 0 | 2.648 | 0 | 0 | 0 | 0 | 0 | 0 | 0 | 0.35355 | 0 | 0 | 1.1765 | 0 | 0 | 1.0589
4648 | 2018-07-13 15:00 | 7 | Juli | 15 | 194 | 20.9574 | 2.5656 | 3.8915 | 0 | 17.0659 | 0 | 0 | 0 | 0 | 2.5656 | 0 | 0 | 0 | 0 | 0 | 0 | 0 | 0.35355 | 0 | 0 | 0.97242 | 0 | 0 | 0.87517
4649 | 2018-07-13 16:00 | 7 | Juli | 16 | 194 | 16.1991 | 2.7248 | 4.7707 | 0 | 11.4283 | 0 | 0 | 0 | 0 | 2.7248 | 0 | 0 | 0 | 0 | 0 | 0 | 0 | 0.5874 | 0 | 0 | 1.4586 | 0 | 0 | 1.3127
4650 | 2018-07-13 17:00 | 7 | Juli | 17 | 194 | 12.1948 | 3.1303 | 5.4882 | 0 | 6.7066 | 0 | 0 | 0 | 0 | 3.1303 | 0 | 0 | 0 | 0 | 0 | 0 | 0 | 0.70241 | 0 | 0 | 1.6556 | 0 | 0 | 1.49
4651 | 2018-07-13 18:00 | 7 | Juli | 18 | 194 | 7.7745 | 3.6038 | 6.4691 | 0 | 1.3054 | 0 | 0 | 0 | 0 | 3.6038 | 0 | 0 | 0 | 0 | 0 | 0 | 0 | 0.70241 | 0 | 0 | 2.1629 | 0 | 0 | 1.9466
4652 | 2018-07-13 19:00 | 7 | Juli | 19 | 194 | 0.16901 | 0.16901 | 0.16901 | 0 | 0 | 3.4642 | 0.5874 | 2.087 | 6.1386 | 3.6332 | 0 | 0 | 0 | 0 | 0 | 0 | 0 | 0.5874 | 0 | 0 | 2.087 | 0 | 0 | 1.8783
4653 | 2018-07-13 20:00 | 7 | Juli | 20 | 194 | 0 | 0 | 0 | 0 | 0 | 3.4466 | 0.47239 | 1.7154 | 5.6345 | 3.4466 | 0 | 0 | 0 | 0 | 0 | 0 | 0 | 0.47239 | 0 | 0 | 1.7154 | 0 | 0 | 1.5439
4654 | 2018-07-13 21:00 | 7 | Juli | 21 | 194 | 0 | 0 | 0 | 0 | 0 | 3.1782 | 0.23853 | 1.2558 | 4.6725 | 3.1782 | 0 | 0 | 0 | 0 | 0 | 0 | 0 | 0.23853 | 0 | 0 | 1.2558 | 0 | 0 | 1.1302
4655 | 2018-07-13 22:00 | 7 | Juli | 22 | 194 | 0 | 0 | 0 | 0 | 0 | 2.5099 | 0.23853 | 0.75773 | 3.5062 | 2.5099 | 0 | 0 | 0 | 0 | 0 | 0 | 0 | 0.23853 | 0 | 0 | 0.75773 | 0 | 0 | 0.68195
4656 | 2018-07-13 23:00 | 7 | Juli | 23 | 194 | 0 | 0 | 0 | 0 | 0 | 1.7169 | 0.12352 | 0.49733 | 2.3378 | 1.7169 | 0 | 0 | 0 | 0 | 0 | 0 | 0 | 0.12352 | 0 | 0 | 0.49733 | 0 | 0 | 0.4476
4657 | 2018-07-14 | 7 | Juli | 0 | 195 | 0 | 0 | 0 | 0 | 0 | 1.33 | 0.12352 | 0 | 1.4535 | 1.33 | 0 | 0 | 0 | 0 | 0 | 0 | 0 | 0.12352 | 0 | 0 | 0 | 0 | 0 | 0
4658 | 2018-07-14 01:00 | 7 | Juli | 1 | 195 | 0 | 0 | 0 | 0 | 0 | 1.2259 | 0.12352 | 0 | 1.3494 | 1.2259 | 0 | 0 | 0 | 0 | 0 | 0 | 0 | 0.12352 | 0 | 0 | 0 | 0 | 0 | 0
4659 | 2018-07-14 02:00 | 7 | Juli | 2 | 195 | 0 | 0 | 0 | 0 | 0 | 1.1661 | 0.12352 | 0.085531 | 1.3752 | 1.1661 | 0 | 0 | 0 | 0 | 0 | 0 | 0 | 0.12352 | 0 | 0 | 0.085531 | 0 | 0 | 0.076978
4660 | 2018-07-14 03:00 | 7 | Juli | 3 | 195 | 0 | 0 | 0 | 0 | 0 | 1.2058 | 0.12352 | 0.025909 | 1.3552 | 1.2058 | 0 | 0 | 0 | 0 | 0 | 0 | 0 | 0.12352 | 0 | 0 | 0.025909 | 0 | 0 | 0.023318
4661 | 2018-07-14 04:00 | 7 | Juli | 4 | 195 | 0.27302 | 0.27302 | 0.27302 | 0 | 0 | 1.1481 | 0.12352 | 0.055915 | 1.3276 | 1.4212 | 0 | 0 | 0 | 0 | 0 | 0 | 0 | 0.12352 | 0 | 0 | 0.055915 | 0 | 0 | 0.050323
4662 | 2018-07-14 05:00 | 7 | Juli | 5 | 195 | 6.8255 | 2.2178 | 2.4563 | 0 | 4.3692 | 0 | 0 | 0 | 0 | 2.2178 | 0 | 0 | 0 | 0 | 0 | 0 | 0 | 0.23853 | 0 | 0 | 0 | 0 | 0 | 0
4663 | 2018-07-14 06:00 | 7 | Juli | 6 | 195 | 11.2328 | 2.8737 | 3.3461 | 0 | 7.8867 | 0 | 0 | 0 | 0 | 2.8737 | 0 | 0 | 0 | 0 | 0 | 0 | 0 | 0.47239 | 0 | 0 | 0 | 0 | 0 | 0
4664 | 2018-07-14 07:00 | 7 | Juli | 7 | 195 | 15.25 | 3.1189 | 3.8214 | 0 | 11.4287 | 0 | 0 | 0 | 0 | 3.1189 | 0 | 0 | 0 | 0 | 0 | 0 | 0 | 0.70241 | 0 | 0 | 0 | 0 | 0 | 0
4665 | 2018-07-14 08:00 | 7 | Juli | 8 | 195 | 19.9043 | 3.1694 | 3.8718 | 0 | 16.0325 | 0 | 0 | 0 | 0 | 3.1694 | 0 | 0 | 0 | 0 | 0 | 0 | 0 | 0.70241 | 0 | 0 | 0 | 0 | 0 | 0
4666 | 2018-07-14 09:00 | 7 | Juli | 9 | 195 | 23.9086 | 3.07 | 3.9305 | 0 | 19.9781 | 0 | 0 | 0 | 0 | 3.07 | 0 | 0 | 0 | 0 | 0 | 0 | 0 | 0.5874 | 0 | 0 | 0.27308 | 0 | 0 | 0.24577
4667 | 2018-07-14 10:00 | 7 | Juli | 10 | 195 | 27.1458 | 3.1256 | 4.0581 | 0 | 23.0878 | 0 | 0 | 0 | 0 | 3.1256 | 0 | 0 | 0 | 0 | 0 | 0 | 0 | 0.35738 | 0 | 0 | 0.57504 | 0 | 0 | 0.51754
4668 | 2018-07-14 11:00 | 7 | Juli | 11 | 195 | 28.3549 | 3.4523 | 4.5342 | 0 | 23.8207 | 0 | 0 | 0 | 0 | 3.4523 | 0 | 0 | 0 | 0 | 0 | 0 | 0 | 0.5874 | 0 | 0 | 0.49448 | 0 | 0 | 0.44503
4669 | 2018-07-14 12:00 | 7 | Juli | 12 | 195 | 28.3679 | 3.3472 | 4.8525 | 0 | 23.5154 | 0 | 0 | 0 | 0 | 3.3472 | 0 | 0 | 0 | 0 | 0 | 0 | 0 | 0.70241 | 0 | 0 | 0.80292 | 0 | 0 | 0.72263
4670 | 2018-07-14 13:00 | 7 | Juli | 13 | 195 | 26.9118 | 2.9159 | 5.0467 | 0 | 21.8652 | 0 | 0 | 0 | 0 | 2.9159 | 0 | 0 | 0 | 0 | 0 | 0 | 0 | 0.70241 | 0 | 0 | 1.4283 | 0 | 0 | 1.2855
4671 | 2018-07-14 14:00 | 7 | Juli | 14 | 195 | 23.3106 | 2.648 | 4.2622 | 0 | 19.0483 | 0 | 0 | 0 | 0 | 2.648 | 0 | 0 | 0 | 0 | 0 | 0 | 0 | 0.5874 | 0 | 0 | 1.0268 | 0 | 0 | 0.92416
4672 | 2018-07-14 15:00 | 7 | Juli | 15 | 195 | 19.1503 | 2.5656 | 3.8848 | 0 | 15.2655 | 0 | 0 | 0 | 0 | 2.5656 | 0 | 0 | 0 | 0 | 0 | 0 | 0 | 0.5874 | 0 | 0 | 0.73184 | 0 | 0 | 0.65866
4673 | 2018-07-14 16:00 | 7 | Juli | 16 | 195 | 14.795 | 2.7248 | 4.609 | 0 | 10.186 | 0 | 0 | 0 | 0 | 2.7248 | 0 | 0 | 0 | 0 | 0 | 0 | 0 | 1.0513 | 0 | 0 | 0.83299 | 0 | 0 | 0.74969
4674 | 2018-07-14 17:00 | 7 | Juli | 17 | 195 | 11.1157 | 3.1303 | 5.1678 | 0 | 5.9479 | 0 | 0 | 0 | 0 | 3.1303 | 0 | 0 | 0 | 0 | 0 | 0 | 0 | 0.81742 | 0 | 0 | 1.2201 | 0 | 0 | 1.0981
4675 | 2018-07-14 18:00 | 7 | Juli | 18 | 195 | 6.9685 | 3.6038 | 5.9796 | 0 | 0.98885 | 0 | 0 | 0 | 0 | 3.6038 | 0 | 0 | 0 | 0 | 0 | 0 | 0 | 0.47239 | 0 | 0 | 1.9034 | 0 | 0 | 1.7131
4676 | 2018-07-14 19:00 | 7 | Juli | 19 | 195 | 0.19501 | 0.19501 | 0.19501 | 0 | 0 | 3.4382 | 0.47239 | 1.7545 | 5.665 | 3.6332 | 0 | 0 | 0 | 0 | 0 | 0 | 0 | 0.47239 | 0 | 0 | 1.7545 | 0 | 0 | 1.579
4677 | 2018-07-14 20:00 | 7 | Juli | 20 | 195 | 0 | 0 | 0 | 0 | 0 | 3.4466 | 0.23853 | 1.2804 | 4.9655 | 3.4466 | 0 | 0 | 0 | 0 | 0 | 0 | 0 | 0.23853 | 0 | 0 | 1.2804 | 0 | 0 | 1.1523
4678 | 2018-07-14 21:00 | 7 | Juli | 21 | 195 | 0 | 0 | 0 | 0 | 0 | 3.1782 | 0.23853 | 0.99691 | 4.4136 | 3.1782 | 0 | 0 | 0 | 0 | 0 | 0 | 0 | 0.23853 | 0 | 0 | 0.99691 | 0 | 0 | 0.89722
4679 | 2018-07-14 22:00 | 7 | Juli | 22 | 195 | 0 | 0 | 0 | 0 | 0 | 2.5099 | 0.23853 | 0.5535 | 3.3019 | 2.5099 | 0 | 0 | 0 | 0 | 0 | 0 | 0 | 0.23853 | 0 | 0 | 0.5535 | 0 | 0 | 0.49815
4680 | 2018-07-14 23:00 | 7 | Juli | 23 | 195 | 0 | 0 | 0 | 0 | 0 | 1.7169 | 0.12352 | 0.49099 | 2.3314 | 1.7169 | 0 | 0 | 0 | 0 | 0 | 0 | 0 | 0.12352 | 0 | 0 | 0.49099 | 0 | 0 | 0.44189
4681 | 2018-07-15 | 7 | Juli | 0 | 196 | 0 | 0 | 0 | 0 | 0 | 1.5258 | 0.12352 | 0.59399 | 2.2433 | 1.5258 | 0 | 0 | 0 | 0 | 0 | 0 | 0 | 0.12352 | 0 | 0 | 0.59399 | 0 | 0 | 0.53459
4682 | 2018-07-15 01:00 | 7 | Juli | 1 | 196 | 0 | 0 | 0 | 0 | 0 | 1.2784 | 0.12352 | 0.39144 | 1.7934 | 1.2784 | 0 | 0 | 0 | 0 | 0 | 0 | 0 | 0.12352 | 0 | 0 | 0.39144 | 0 | 0 | 0.35229
4683 | 2018-07-15 02:00 | 7 | Juli | 2 | 196 | 0 | 0 | 0 | 0 | 0 | 1.231 | 0.12352 | 0.014074 | 1.3686 | 1.231 | 0 | 0 | 0 | 0 | 0 | 0 | 0 | 0.12352 | 0 | 0 | 0.014074 | 0 | 0 | 0.012667
4684 | 2018-07-15 03:00 | 7 | Juli | 3 | 196 | 0 | 0 | 0 | 0 | 0 | 1.2408 | 0.12352 | 0.026572 | 1.3909 | 1.2408 | 0 | 0 | 0 | 0 | 0 | 0 | 0 | 0.12352 | 0 | 0 | 0.026572 | 0 | 0 | 0.023914
4685 | 2018-07-15 04:00 | 7 | Juli | 4 | 196 | 0.24702 | 0.24702 | 0.24702 | 0 | 0 | 1.0175 | 0.12352 | 0.02326 | 1.1643 | 1.2645 | 0 | 0 | 0 | 0 | 0 | 0 | 0 | 0.12352 | 0 | 0 | 0.02326 | 0 | 0 | 0.020934
4686 | 2018-07-15 05:00 | 7 | Juli | 5 | 196 | 6.9035 | 1.5129 | 1.6364 | 0 | 5.2671 | 0 | 0 | 0 | 0 | 1.5129 | 0 | 0 | 0 | 0 | 0 | 0 | 0 | 0.12352 | 0 | 0 | 0 | 0 | 0 | 0
4687 | 2018-07-15 06:00 | 7 | Juli | 6 | 196 | 11.4798 | 2.1188 | 2.2423 | 0 | 9.2374 | 0 | 0 | 0 | 0 | 2.1188 | 0 | 0 | 0 | 0 | 0 | 0 | 0 | 0.12352 | 0 | 0 | 0 | 0 | 0 | 0
4688 | 2018-07-15 07:00 | 7 | Juli | 7 | 196 | 15.7051 | 2.8459 | 3.0844 | 0 | 12.6207 | 0 | 0 | 0 | 0 | 2.8459 | 0 | 0 | 0 | 0 | 0 | 0 | 0 | 0.23853 | 0 | 0 | 0 | 0 | 0 | 0
4689 | 2018-07-15 08:00 | 7 | Juli | 8 | 196 | 20.6194 | 3.4101 | 3.7674 | 0 | 16.8519 | 0 | 0 | 0 | 0 | 3.4101 | 0 | 0 | 0 | 0 | 0 | 0 | 0 | 0.35738 | 0 | 0 | 0 | 0 | 0 | 0
4690 | 2018-07-15 09:00 | 7 | Juli | 9 | 196 | 24.7927 | 3.5976 | 4.5977 | 0 | 20.195 | 0 | 0 | 0 | 0 | 3.5976 | 0 | 0 | 0 | 0 | 0 | 0 | 0 | 0.70241 | 0 | 0 | 0.29766 | 0 | 0 | 0.2679
4691 | 2018-07-15 10:00 | 7 | Juli | 10 | 196 | 27.7959 | 3.7269 | 5.0364 | 0 | 22.7594 | 0 | 0 | 0 | 0 | 3.7269 | 0 | 0 | 0 | 0 | 0 | 0 | 0 | 0.70241 | 0 | 0 | 0.60708 | 0 | 0 | 0.54638
4692 | 2018-07-15 11:00 | 7 | Juli | 11 | 196 | 29.382 | 3.9537 | 5.3635 | 0 | 24.0184 | 0 | 0 | 0 | 0 | 3.9537 | 0 | 0 | 0 | 0 | 0 | 0 | 0 | 0.93243 | 0 | 0 | 0.47745 | 0 | 0 | 0.4297
4693 | 2018-07-15 12:00 | 7 | Juli | 12 | 196 | 29.382 | 3.8269 | 5.2715 | 0 | 24.1105 | 0 | 0 | 0 | 0 | 3.8269 | 0 | 0 | 0 | 0 | 0 | 0 | 0 | 0.93243 | 0 | 0 | 0.51211 | 0 | 0 | 0.4609
4694 | 2018-07-15 13:00 | 7 | Juli | 13 | 196 | 28.0039 | 3.4394 | 4.9622 | 0 | 23.0417 | 0 | 0 | 0 | 0 | 3.4394 | 0 | 0 | 0 | 0 | 0 | 0 | 0 | 0.81742 | 0 | 0 | 0.70537 | 0 | 0 | 0.63484
4695 | 2018-07-15 14:00 | 7 | Juli | 14 | 196 | 24.4156 | 3.2581 | 4.5188 | 0 | 19.8969 | 0 | 0 | 0 | 0 | 3.2581 | 0 | 0 | 0 | 0 | 0 | 0 | 0 | 0.5874 | 0 | 0 | 0.6733 | 0 | 0 | 0.60597
4696 | 2018-07-15 15:00 | 7 | Juli | 15 | 196 | 20.0734 | 3.1849 | 4.3483 | 0 | 15.7251 | 0 | 0 | 0 | 0 | 3.1849 | 0 | 0 | 0 | 0 | 0 | 0 | 0 | 0.47239 | 0 | 0 | 0.691 | 0 | 0 | 0.6219
4697 | 2018-07-15 16:00 | 7 | Juli | 16 | 196 | 15.562 | 3.2699 | 4.6745 | 0 | 10.8875 | 0 | 0 | 0 | 0 | 3.2699 | 0 | 0 | 0 | 0 | 0 | 0 | 0 | 0.5874 | 0 | 0 | 0.81723 | 0 | 0 | 0.73551
4698 | 2018-07-15 17:00 | 7 | Juli | 17 | 196 | 11.6358 | 3.6316 | 5.5453 | 0 | 6.0905 | 0 | 0 | 0 | 0 | 3.6316 | 0 | 0 | 0 | 0 | 0 | 0 | 0 | 0.70241 | 0 | 0 | 1.2113 | 0 | 0 | 1.0901
4699 | 2018-07-15 18:00 | 7 | Juli | 18 | 196 | 7.1245 | 3.9176 | 6.5607 | 0 | 0.5638 | 0 | 0 | 0 | 0 | 3.9176 | 0 | 0 | 0 | 0 | 0 | 0 | 0 | 0.70241 | 0 | 0 | 1.9407 | 0 | 0 | 1.7466
4700 | 2018-07-15 19:00 | 7 | Juli | 19 | 196 | 0.19501 | 0.19501 | 0.19501 | 0 | 0 | 3.5685 | 0.47239 | 2.17 | 6.2109 | 3.7635 | 0 | 0 | 0 | 0 | 0 | 0 | 0 | 0.47239 | 0 | 0 | 2.17 | 0 | 0 | 1.953
4701 | 2018-07-15 20:00 | 7 | Juli | 20 | 196 | 0 | 0 | 0 | 0 | 0 | 3.3704 | 0.47239 | 1.905 | 5.7478 | 3.3704 | 0 | 0 | 0 | 0 | 0 | 0 | 0 | 0.47239 | 0 | 0 | 1.905 | 0 | 0 | 1.7145
4702 | 2018-07-15 21:00 | 7 | Juli | 21 | 196 | 0 | 0 | 0 | 0 | 0 | 3.2627 | 0.23853 | 1.5578 | 5.059 | 3.2627 | 0 | 0 | 0 | 0 | 0 | 0 | 0 | 0.23853 | 0 | 0 | 1.5578 | 0 | 0 | 1.402
4703 | 2018-07-15 22:00 | 7 | Juli | 22 | 196 | 0 | 0 | 0 | 0 | 0 | 2.7691 | 0.23853 | 0.88022 | 3.8878 | 2.7691 | 0 | 0 | 0 | 0 | 0 | 0 | 0 | 0.23853 | 0 | 0 | 0.88022 | 0 | 0 | 0.7922
4704 | 2018-07-15 23:00 | 7 | Juli | 23 | 196 | 0 | 0 | 0 | 0 | 0 | 1.9107 | 0.12352 | 0.73599 | 2.7702 | 1.9107 | 0 | 0 | 0 | 0 | 0 | 0 | 0 | 0.12352 | 0 | 0 | 0.73599 | 0 | 0 | 0.66239
4705 | 2018-07-16 | 7 | Juli | 0 | 197 | 0 | 0 | 0 | 0 | 0 | 2.0467 | 0.12352 | 0.37687 | 2.5471 | 2.0467 | 0 | 0 | 0 | 0 | 0 | 0 | 0 | 0.12352 | 0 | 0 | 0.37687 | 0 | 0 | 0.33918
4706 | 2018-07-16 01:00 | 7 | Juli | 1 | 197 | 0 | 0 | 0 | 0 | 0 | 1.5737 | 0.12352 | 0.57442 | 2.2716 | 1.5737 | 0 | 0 | 0 | 0 | 0 | 0 | 0 | 0.12352 | 0 | 0 | 0.57442 | 0 | 0 | 0.51697
4707 | 2018-07-16 02:00 | 7 | Juli | 2 | 197 | 0 | 0 | 0 | 0 | 0 | 1.3227 | 0.23853 | 0.34995 | 1.9112 | 1.3227 | 0 | 0 | 0 | 0 | 0 | 0 | 0 | 0.23853 | 0 | 0 | 0.34995 | 0 | 0 | 0.31496
4708 | 2018-07-16 03:00 | 7 | Juli | 3 | 197 | 0 | 0 | 0 | 0 | 0 | 1.2429 | 0.23853 | 0 | 1.4814 | 1.2429 | 0 | 0 | 0 | 0 | 0 | 0 | 0 | 0.23853 | 0 | 0 | 0 | 0 | 0 | 0
4709 | 2018-07-16 04:00 | 7 | Juli | 4 | 197 | 0.24702 | 0.24702 | 0.24702 | 0 | 0 | 0.98299 | 0.47239 | 0 | 1.4554 | 1.23 | 0 | 0 | 0 | 0 | 0 | 0 | 0 | 0.47239 | 0 | 0 | 0 | 0 | 0 | 0
4710 | 2018-07-16 05:00 | 7 | Juli | 5 | 197 | 8.0605 | 1.2053 | 1.9077 | 0 | 6.1529 | 0 | 0 | 0 | 0 | 1.2053 | 0 | 0 | 0 | 0 | 0 | 0 | 0 | 0.70241 | 0 | 0 | 0 | 0 | 0 | 0
4711 | 2018-07-16 06:00 | 7 | Juli | 6 | 197 | 12.5978 | 1.2578 | 2.4241 | 0 | 10.1737 | 0 | 0 | 0 | 0 | 1.2578 | 0 | 0 | 0 | 0 | 0 | 0 | 0 | 1.1663 | 0 | 0 | 0 | 0 | 0 | 0
4712 | 2018-07-16 07:00 | 7 | Juli | 7 | 197 | 16.9531 | 1.6324 | 2.7987 | 0 | 14.1544 | 0 | 0 | 0 | 0 | 1.6324 | 0 | 0 | 0 | 0 | 0 | 0 | 0 | 1.1663 | 0 | 0 | 0 | 0 | 0 | 0
4713 | 2018-07-16 08:00 | 7 | Juli | 8 | 197 | 21.7505 | 2.5176 | 3.4501 | 0 | 18.3004 | 0 | 0 | 0 | 0 | 2.5176 | 0 | 0 | 0 | 0 | 0 | 0 | 0 | 0.93243 | 0 | 0 | 0 | 0 | 0 | 0
4714 | 2018-07-16 09:00 | 7 | Juli | 9 | 197 | 26.0668 | 3.5028 | 4.2971 | 0 | 21.7696 | 0 | 0 | 0 | 0 | 3.5028 | 0 | 0 | 0 | 0 | 0 | 0 | 0 | 0.5874 | 0 | 0 | 0.20694 | 0 | 0 | 0.18624
4715 | 2018-07-16 10:00 | 7 | Juli | 10 | 197 | 29.122 | 4.0459 | 4.9623 | 0 | 24.1597 | 0 | 0 | 0 | 0 | 4.0459 | 0 | 0 | 0 | 0 | 0 | 0 | 0 | 0.47239 | 0 | 0 | 0.44402 | 0 | 0 | 0.39962
4716 | 2018-07-16 11:00 | 7 | Juli | 11 | 197 | 30.6041 | 4.4401 | 5.5755 | 0 | 25.0285 | 0 | 0 | 0 | 0 | 4.4401 | 0 | 0 | 0 | 0 | 0 | 0 | 0 | 0.70241 | 0 | 0 | 0.43304 | 0 | 0 | 0.38973
4717 | 2018-07-16 12:00 | 7 | Juli | 12 | 197 | 30.5001 | 4.5168 | 6.2905 | 0 | 24.2095 | 0 | 0 | 0 | 0 | 4.5168 | 0 | 0 | 0 | 0 | 0 | 0 | 0 | 0.93243 | 0 | 0 | 0.84126 | 0 | 0 | 0.75713
4718 | 2018-07-16 13:00 | 7 | Juli | 13 | 197 | 28.5499 | 3.8145 | 5.5212 | 0 | 23.0287 | 0 | 0 | 0 | 0 | 3.8145 | 0 | 0 | 0 | 0 | 0 | 0 | 0 | 0.5874 | 0 | 0 | 1.1192 | 0 | 0 | 1.0073
4719 | 2018-07-16 14:00 | 7 | Juli | 14 | 197 | 25.2607 | 3.1694 | 4.522 | 0 | 20.7387 | 0 | 0 | 0 | 0 | 3.1694 | 0 | 0 | 0 | 0 | 0 | 0 | 0 | 0.35355 | 0 | 0 | 0.99905 | 0 | 0 | 0.89914
4720 | 2018-07-16 15:00 | 7 | Juli | 15 | 197 | 20.7364 | 2.7634 | 3.7203 | 0 | 17.0161 | 0 | 0 | 0 | 0 | 2.7634 | 0 | 0 | 0 | 0 | 0 | 0 | 0 | 0.35355 | 0 | 0 | 0.6033 | 0 | 0 | 0.54297
4721 | 2018-07-16 16:00 | 7 | Juli | 16 | 197 | 16.1601 | 2.4336 | 4.2013 | 0 | 11.9588 | 0 | 0 | 0 | 0 | 2.4336 | 0 | 0 | 0 | 0 | 0 | 0 | 0 | 0.5874 | 0 | 0 | 1.1803 | 0 | 0 | 1.0622
4722 | 2018-07-16 17:00 | 7 | Juli | 17 | 197 | 12.0778 | 2.4579 | 5.2298 | 0 | 6.848 | 0 | 0 | 0 | 0 | 2.4579 | 0 | 0 | 0 | 0 | 0 | 0 | 0 | 0.70241 | 0 | 0 | 2.0695 | 0 | 0 | 1.8626
4723 | 2018-07-16 18:00 | 7 | Juli | 18 | 197 | 7.4885 | 2.8103 | 6.945 | 0 | 0.54349 | 0 | 0 | 0 | 0 | 2.8103 | 0 | 0 | 0 | 0 | 0.76791 | 0 | 0 | 0.70241 | 0 | 0 | 2.6644 | 0 | 0 | 2.398
4724 | 2018-07-16 19:00 | 7 | Juli | 19 | 197 | 0.16901 | 0.16901 | 0.16901 | 0 | 0 | 3.1643 | 2.0249 | 2.5359 | 7.725 | 3.3333 | 0 | 0 | 0 | 0 | 1.4375 | 0 | 0 | 0.5874 | 0 | 0 | 2.5359 | 0 | 0 | 2.2823
4725 | 2018-07-16 20:00 | 7 | Juli | 20 | 197 | 0 | 0 | 0 | 0 | 0 | 3.4858 | 1.6878 | 1.8296 | 7.0033 | 3.4858 | 0 | 0 | 0 | 0 | 1.2154 | 0 | 0 | 0.47239 | 0 | 0 | 1.8296 | 0 | 0 | 1.6467
4726 | 2018-07-16 21:00 | 7 | Juli | 21 | 197 | 0 | 0 | 0 | 0 | 0 | 3.3019 | 1.2979 | 1.4543 | 6.0541 | 3.3019 | 0 | 0 | 0 | 0 | 1.0594 | 0 | 0 | 0.23853 | 0 | 0 | 1.4543 | 0 | 0 | 1.3089
4727 | 2018-07-16 22:00 | 7 | Juli | 22 | 197 | 0 | 0 | 0 | 0 | 0 | 3.0896 | 0.91576 | 0.9957 | 5.001 | 3.0896 | 0 | 0 | 0 | 0 | 0.67722 | 0 | 0 | 0.23853 | 0 | 0 | 0.9957 | 0 | 0 | 0.89613
4728 | 2018-07-16 23:00 | 7 | Juli | 23 | 197 | 0 | 0 | 0 | 0 | 0 | 1.7169 | 0.13532 | 0.63126 | 2.4835 | 1.7169 | 0 | 0 | 0 | 0 | 0.011797 | 0 | 0 | 0.12352 | 0 | 0 | 0.63126 | 0 | 0 | 0.56813
4729 | 2018-07-17 | 7 | Juli | 0 | 198 | 0 | 0 | 0 | 0 | 0 | 1.33 | 0.12352 | 0.34706 | 1.8005 | 1.33 | 0 | 0 | 0 | 0 | 0 | 0 | 0 | 0.12352 | 0 | 0 | 0.34706 | 0 | 0 | 0.31235
4730 | 2018-07-17 01:00 | 7 | Juli | 1 | 198 | 0 | 0 | 0 | 0 | 0 | 1.2259 | 0.12352 | 0.040439 | 1.3898 | 1.2259 | 0 | 0 | 0 | 0 | 0 | 0 | 0 | 0.12352 | 0 | 0 | 0.040439 | 0 | 0 | 0.036395
4731 | 2018-07-17 02:00 | 7 | Juli | 2 | 198 | 0 | 0 | 0 | 0 | 0 | 1.1661 | 0.23853 | 0.042189 | 1.4468 | 1.1661 | 0 | 0 | 0 | 0 | 0 | 0 | 0 | 0.23853 | 0 | 0 | 0.042189 | 0 | 0 | 0.03797
4732 | 2018-07-17 03:00 | 7 | Juli | 3 | 198 | 0 | 0 | 0 | 0 | 0 | 1.2058 | 0.23853 | 0 | 1.4443 | 1.2058 | 0 | 0 | 0 | 0 | 0 | 0 | 0 | 0.23853 | 0 | 0 | 0 | 0 | 0 | 0
4733 | 2018-07-17 04:00 | 7 | Juli | 4 | 198 | 0.19501 | 0.19501 | 0.19501 | 0 | 0 | 1.2262 | 0.47239 | 0 | 1.6985 | 1.4212 | 0 | 0 | 0 | 0 | 0 | 0 | 0 | 0.47239 | 0 | 0 | 0 | 0 | 0 | 0
4734 | 2018-07-17 05:00 | 7 | Juli | 5 | 198 | 3.6402 | 2.2178 | 2.9202 | 0 | 0.72008 | 0 | 0 | 0 | 0 | 2.2178 | 0 | 0 | 0 | 0 | 0 | 0 | 0 | 0.70241 | 0 | 0 | 0 | 0 | 0 | 0
4735 | 2018-07-17 06:00 | 7 | Juli | 6 | 198 | 6.3834 | 2.8737 | 4.5653 | 0 | 1.8181 | 0 | 0 | 0 | 0 | 2.8737 | 0 | 0 | 0 | 0 | 0.52532 | 0 | 0 | 1.1663 | 0 | 0 | 0 | 0 | 0 | 0
4736 | 2018-07-17 07:00 | 7 | Juli | 7 | 198 | 12.6629 | 3.1189 | 5.1219 | 0 | 7.541 | 0 | 0 | 0 | 0 | 3.1189 | 0 | 0 | 0 | 0 | 0.83664 | 0 | 0 | 1.1663 | 0 | 0 | 0 | 0 | 0 | 0
4737 | 2018-07-17 08:00 | 7 | Juli | 8 | 198 | 14.925 | 3.1694 | 5.1583 | 0 | 9.7667 | 0 | 0 | 0 | 0 | 3.1694 | 0 | 0 | 0 | 0 | 1.0564 | 0 | 0 | 0.93243 | 0 | 0 | 0 | 0 | 0 | 0
4738 | 2018-07-17 09:00 | 7 | Juli | 9 | 198 | 18.7343 | 3.07 | 4.9918 | 0 | 13.7424 | 0 | 0 | 0 | 0 | 3.07 | 0 | 0 | 0 | 0 | 1.1275 | 0 | 0 | 0.5874 | 0 | 0 | 0.20694 | 0 | 0 | 0.18624
4739 | 2018-07-17 10:00 | 7 | Juli | 10 | 198 | 19.5013 | 3.1256 | 5.294 | 0 | 14.2073 | 0 | 0 | 0 | 0 | 3.1256 | 0 | 0 | 0 | 0 | 1.2519 | 0 | 0 | 0.47239 | 0 | 0 | 0.44402 | 0 | 0 | 0.39962
4740 | 2018-07-17 11:00 | 7 | Juli | 11 | 198 | 28.3159 | 3.4523 | 6.0462 | 0 | 22.2697 | 0 | 0 | 0 | 0 | 3.4523 | 0 | 0 | 0 | 0 | 1.4584 | 0 | 0 | 0.70241 | 0 | 0 | 0.43304 | 0 | 0 | 0.38973
4741 | 2018-07-17 12:00 | 7 | Juli | 12 | 198 | 32.5412 | 3.3472 | 6.6238 | 0 | 25.9174 | 0 | 0 | 0 | 0 | 3.3472 | 0 | 0 | 0 | 0 | 1.5029 | 0 | 0 | 0.93243 | 0 | 0 | 0.84126 | 0 | 0 | 0.75713
4742 | 2018-07-17 13:00 | 7 | Juli | 13 | 198 | 25.7157 | 2.9159 | 6.0067 | 0 | 19.709 | 0 | 0 | 0 | 0 | 2.9159 | 0 | 0 | 0 | 0 | 1.3842 | 0 | 0 | 0.5874 | 0 | 0 | 1.1192 | 0 | 0 | 1.0073
4743 | 2018-07-17 14:00 | 7 | Juli | 14 | 198 | 17.3562 | 2.648 | 5.2695 | 0 | 12.0866 | 0 | 0 | 0 | 0 | 2.648 | 0 | 0 | 0 | 0 | 1.2689 | 0 | 0 | 0.35355 | 0 | 0 | 0.99905 | 0 | 0 | 0.89914
4744 | 2018-07-17 15:00 | 7 | Juli | 15 | 198 | 10.8947 | 2.5656 | 4.7101 | 0 | 6.1846 | 0 | 0 | 0 | 0 | 2.5656 | 0 | 0 | 0 | 0 | 1.1877 | 0 | 0 | 0.35355 | 0 | 0 | 0.6033 | 0 | 0 | 0.54297
4745 | 2018-07-17 16:00 | 7 | Juli | 16 | 198 | 9.0486 | 2.7248 | 5.6958 | 0 | 3.3528 | 0 | 0 | 0 | 0 | 2.7248 | 0 | 0 | 0 | 0 | 1.2034 | 0 | 0 | 0.5874 | 0 | 0 | 1.1803 | 0 | 0 | 1.0622
4746 | 2018-07-17 17:00 | 7 | Juli | 17 | 198 | 8.3336 | 3.1303 | 7.1646 | 0 | 1.1689 | 0 | 0 | 0 | 0 | 3.1303 | 0 | 0 | 0 | 0 | 1.2624 | 0 | 0 | 0.70241 | 0 | 0 | 2.0695 | 0 | 0 | 1.8626
4747 | 2018-07-17 18:00 | 7 | Juli | 18 | 198 | 4.0303 | 3.6038 | 4.0303 | 0 | 0 | 0 | 2.0986 | 2.6644 | 4.763 | 3.6038 | 0 | 0 | 0 | 0 | 1.8227 | 0 | 0 | 0.70241 | 0 | 0 | 2.6644 | 0 | 0 | 2.398
4748 | 2018-07-17 19:00 | 7 | Juli | 19 | 198 | 0.039003 | 0.039003 | 0.039003 | 0 | 0 | 3.5942 | 2.1202 | 2.5359 | 8.2503 | 3.6332 | 0 | 0 | 0 | 0 | 1.5328 | 0 | 0 | 0.5874 | 0 | 0 | 2.5359 | 0 | 0 | 2.2823
4749 | 2018-07-17 20:00 | 7 | Juli | 20 | 198 | 0 | 0 | 0 | 0 | 0 | 3.4466 | 1.7874 | 1.8296 | 7.0637 | 3.4466 | 0 | 0 | 0 | 0 | 1.315 | 0 | 0 | 0.47239 | 0 | 0 | 1.8296 | 0 | 0 | 1.6467
4750 | 2018-07-17 21:00 | 7 | Juli | 21 | 198 | 0 | 0 | 0 | 0 | 0 | 3.1782 | 1.3941 | 1.4543 | 6.0266 | 3.1782 | 0 | 0 | 0 | 0 | 1.1556 | 0 | 0 | 0.23853 | 0 | 0 | 1.4543 | 0 | 0 | 1.3089
4751 | 2018-07-17 22:00 | 7 | Juli | 22 | 198 | 0 | 0 | 0 | 0 | 0 | 2.5099 | 0.88166 | 0.9957 | 4.3873 | 2.5099 | 0 | 0 | 0 | 0 | 0.64312 | 0 | 0 | 0.23853 | 0 | 0 | 0.9957 | 0 | 0 | 0.89613
4752 | 2018-07-17 23:00 | 7 | Juli | 23 | 198 | 0 | 0 | 0 | 0 | 0 | 1.7169 | 0.27863 | 0.63126 | 2.6268 | 1.7169 | 0 | 0 | 0 | 0 | 0.15511 | 0 | 0 | 0.12352 | 0 | 0 | 0.63126 | 0 | 0 | 0.56813
4753 | 2018-07-18 | 7 | Juli | 0 | 199 | 0 | 0 | 0 | 0 | 0 | 1.33 | 0.12352 | 0.34706 | 1.8005 | 1.33 | 0 | 0 | 0 | 0 | 0 | 0 | 0 | 0.12352 | 0 | 0 | 0.34706 | 0 | 0 | 0.31235
4754 | 2018-07-18 01:00 | 7 | Juli | 1 | 199 | 0 | 0 | 0 | 0 | 0 | 1.2259 | 0.12352 | 0.040439 | 1.3898 | 1.2259 | 0 | 0 | 0 | 0 | 0 | 0 | 0 | 0.12352 | 0 | 0 | 0.040439 | 0 | 0 | 0.036395
4755 | 2018-07-18 02:00 | 7 | Juli | 2 | 199 | 0 | 0 | 0 | 0 | 0 | 1.1661 | 0.23853 | 0.042189 | 1.4468 | 1.1661 | 0 | 0 | 0 | 0 | 0 | 0 | 0 | 0.23853 | 0 | 0 | 0.042189 | 0 | 0 | 0.03797
4756 | 2018-07-18 03:00 | 7 | Juli | 3 | 199 | 0 | 0 | 0 | 0 | 0 | 1.2058 | 0.23853 | 0 | 1.4443 | 1.2058 | 0 | 0 | 0 | 0 | 0 | 0 | 0 | 0.23853 | 0 | 0 | 0 | 0 | 0 | 0
4757 | 2018-07-18 04:00 | 7 | Juli | 4 | 199 | 0.16901 | 0.16901 | 0.16901 | 0 | 0 | 1.2522 | 0.47239 | 0 | 1.7245 | 1.4212 | 0 | 0 | 0 | 0 | 0 | 0 | 0 | 0.47239 | 0 | 0 | 0 | 0 | 0 | 0
4758 | 2018-07-18 05:00 | 7 | Juli | 5 | 199 | 4.4203 | 2.2178 | 2.9202 | 0 | 1.5001 | 0 | 0 | 0 | 0 | 2.2178 | 0 | 0 | 0 | 0 | 0 | 0 | 0 | 0.70241 | 0 | 0 | 0 | 0 | 0 | 0
4759 | 2018-07-18 06:00 | 7 | Juli | 6 | 199 | 8.1255 | 2.8737 | 4.04 | 0 | 4.0856 | 0 | 0 | 0 | 0 | 2.8737 | 0 | 0 | 0 | 0 | 0 | 0 | 0 | 1.1663 | 0 | 0 | 0 | 0 | 0 | 0
4760 | 2018-07-18 07:00 | 7 | Juli | 7 | 199 | 10.9467 | 3.1189 | 5.1963 | 0 | 5.7504 | 0 | 0 | 0 | 0 | 3.1189 | 0 | 0 | 0 | 0 | 0.91107 | 0 | 0 | 1.1663 | 0 | 0 | 0 | 0 | 0 | 0
4761 | 2018-07-18 08:00 | 7 | Juli | 8 | 199 | 14.938 | 3.1694 | 5.029 | 0 | 9.909 | 0 | 0 | 0 | 0 | 3.1694 | 0 | 0 | 0 | 0 | 0.92714 | 0 | 0 | 0.93243 | 0 | 0 | 0 | 0 | 0 | 0
4762 | 2018-07-18 09:00 | 7 | Juli | 9 | 199 | 18.7343 | 3.07 | 4.8697 | 0 | 13.8646 | 0 | 0 | 0 | 0 | 3.07 | 0 | 0 | 0 | 0 | 1.0054 | 0 | 0 | 0.5874 | 0 | 0 | 0.20694 | 0 | 0 | 0.18624
4763 | 2018-07-18 10:00 | 7 | Juli | 10 | 199 | 22.5955 | 3.1256 | 5.1807 | 0 | 17.4148 | 0 | 0 | 0 | 0 | 3.1256 | 0 | 0 | 0 | 0 | 1.1387 | 0 | 0 | 0.47239 | 0 | 0 | 0.44402 | 0 | 0 | 0.39962
4764 | 2018-07-18 11:00 | 7 | Juli | 11 | 199 | 23.0245 | 3.4523 | 6.0004 | 0 | 17.0242 | 0 | 0 | 0 | 0 | 3.4523 | 0 | 0 | 0 | 0 | 1.4126 | 0 | 0 | 0.70241 | 0 | 0 | 0.43304 | 0 | 0 | 0.38973
4765 | 2018-07-18 12:00 | 7 | Juli | 12 | 199 | 22.8295 | 3.3472 | 6.515 | 0 | 16.3146 | 0 | 0 | 0 | 0 | 3.3472 | 0 | 0 | 0 | 0 | 1.3941 | 0 | 0 | 0.93243 | 0 | 0 | 0.84126 | 0 | 0 | 0.75713
4766 | 2018-07-18 13:00 | 7 | Juli | 13 | 199 | 21.7245 | 2.9159 | 5.8543 | 0 | 15.8702 | 0 | 0 | 0 | 0 | 2.9159 | 0 | 0 | 0 | 0 | 1.2317 | 0 | 0 | 0.5874 | 0 | 0 | 1.1192 | 0 | 0 | 1.0073
4767 | 2018-07-18 14:00 | 7 | Juli | 14 | 199 | 16.3551 | 2.648 | 5.0966 | 0 | 11.2585 | 0 | 0 | 0 | 0 | 2.648 | 0 | 0 | 0 | 0 | 1.096 | 0 | 0 | 0.35355 | 0 | 0 | 0.99905 | 0 | 0 | 0.89914
4768 | 2018-07-18 15:00 | 7 | Juli | 15 | 199 | 11.2978 | 2.5656 | 4.534 | 0 | 6.7638 | 0 | 0 | 0 | 0 | 2.5656 | 0 | 0 | 0 | 0 | 1.0116 | 0 | 0 | 0.35355 | 0 | 0 | 0.6033 | 0 | 0 | 0.54297
4769 | 2018-07-18 16:00 | 7 | Juli | 16 | 199 | 8.5156 | 2.7248 | 5.5152 | 0 | 3.0004 | 0 | 0 | 0 | 0 | 2.7248 | 0 | 0 | 0 | 0 | 1.0228 | 0 | 0 | 0.5874 | 0 | 0 | 1.1803 | 0 | 0 | 1.0622
4770 | 2018-07-18 17:00 | 7 | Juli | 17 | 199 | 4.3553 | 3.1303 | 4.3553 | 0 | 0 | 0 | 0.56743 | 2.0695 | 2.637 | 3.1303 | 0 | 0 | 0 | 0 | 1.09 | 0 | 0 | 0.70241 | 0 | 0 | 2.0695 | 0 | 0 | 1.8626
4771 | 2018-07-18 18:00 | 7 | Juli | 18 | 199 | 1.6511 | 1.6511 | 1.6511 | 0 | 0 | 1.9527 | 2.2972 | 2.6644 | 6.9143 | 3.6038 | 0 | 0 | 0 | 0 | 1.5948 | 0 | 0 | 0.70241 | 0 | 0 | 2.6644 | 0 | 0 | 2.398
4772 | 2018-07-18 19:00 | 7 | Juli | 19 | 199 | 0.039003 | 0.039003 | 0.039003 | 0 | 0 | 3.5942 | 2.0623 | 2.5359 | 8.1923 | 3.6332 | 0 | 0 | 0 | 0 | 1.4749 | 0 | 0 | 0.5874 | 0 | 0 | 2.5359 | 0 | 0 | 2.2823
4773 | 2018-07-18 20:00 | 7 | Juli | 20 | 199 | 0 | 0 | 0 | 0 | 0 | 3.4466 | 1.6291 | 1.8296 | 6.9054 | 3.4466 | 0 | 0 | 0 | 0 | 1.1567 | 0 | 0 | 0.47239 | 0 | 0 | 1.8296 | 0 | 0 | 1.6467
4774 | 2018-07-18 21:00 | 7 | Juli | 21 | 199 | 0 | 0 | 0 | 0 | 0 | 3.1782 | 1.2215 | 1.4543 | 5.854 | 3.1782 | 0 | 0 | 0 | 0 | 0.98293 | 0 | 0 | 0.23853 | 0 | 0 | 1.4543 | 0 | 0 | 1.3089
4775 | 2018-07-18 22:00 | 7 | Juli | 22 | 199 | 0 | 0 | 0 | 0 | 0 | 2.5099 | 0.59436 | 0.9957 | 4.1 | 2.5099 | 0 | 0 | 0 | 0 | 0.35583 | 0 | 0 | 0.23853 | 0 | 0 | 0.9957 | 0 | 0 | 0.89613
4776 | 2018-07-18 23:00 | 7 | Juli | 23 | 199 | 0 | 0 | 0 | 0 | 0 | 1.7169 | 0.221 | 0.63126 | 2.5692 | 1.7169 | 0 | 0 | 0 | 0 | 0.09748 | 0 | 0 | 0.12352 | 0 | 0 | 0.63126 | 0 | 0 | 0.56813
4777 | 2018-07-19 | 7 | Juli | 0 | 200 | 0 | 0 | 0 | 0 | 0 | 1.33 | 0.12352 | 0.34706 | 1.8005 | 1.33 | 0 | 0 | 0 | 0 | 0 | 0 | 0 | 0.12352 | 0 | 0 | 0.34706 | 0 | 0 | 0.31235
4778 | 2018-07-19 01:00 | 7 | Juli | 1 | 200 | 0 | 0 | 0 | 0 | 0 | 1.2259 | 0.12352 | 0.040439 | 1.3898 | 1.2259 | 0 | 0 | 0 | 0 | 0 | 0 | 0 | 0.12352 | 0 | 0 | 0.040439 | 0 | 0 | 0.036395
4779 | 2018-07-19 02:00 | 7 | Juli | 2 | 200 | 0 | 0 | 0 | 0 | 0 | 1.1661 | 0.23853 | 0.042189 | 1.4468 | 1.1661 | 0 | 0 | 0 | 0 | 0 | 0 | 0 | 0.23853 | 0 | 0 | 0.042189 | 0 | 0 | 0.03797
4780 | 2018-07-19 03:00 | 7 | Juli | 3 | 200 | 0 | 0 | 0 | 0 | 0 | 1.2058 | 0.23853 | 0 | 1.4443 | 1.2058 | 0 | 0 | 0 | 0 | 0 | 0 | 0 | 0.23853 | 0 | 0 | 0 | 0 | 0 | 0
4781 | 2018-07-19 04:00 | 7 | Juli | 4 | 200 | 0.19501 | 0.19501 | 0.19501 | 0 | 0 | 1.2262 | 0.47239 | 0 | 1.6985 | 1.4212 | 0 | 0 | 0 | 0 | 0 | 0 | 0 | 0.47239 | 0 | 0 | 0 | 0 | 0 | 0
4782 | 2018-07-19 05:00 | 7 | Juli | 5 | 200 | 6.3444 | 2.2178 | 2.9584 | 0 | 3.386 | 0 | 0 | 0 | 0 | 2.2178 | 0 | 0 | 0 | 0 | 0.038249 | 0 | 0 | 0.70241 | 0 | 0 | 0 | 0 | 0 | 0
4783 | 2018-07-19 06:00 | 7 | Juli | 6 | 200 | 10.8427 | 2.8737 | 4.8667 | 0 | 5.976 | 0 | 0 | 0 | 0 | 2.8737 | 0 | 0 | 0 | 0 | 0.82674 | 0 | 0 | 1.1663 | 0 | 0 | 0 | 0 | 0 | 0
4784 | 2018-07-19 07:00 | 7 | Juli | 7 | 200 | 15.25 | 3.1189 | 5.4936 | 0 | 9.7564 | 0 | 0 | 0 | 0 | 3.1189 | 0 | 0 | 0 | 0 | 1.2084 | 0 | 0 | 1.1663 | 0 | 0 | 0 | 0 | 0 | 0
4785 | 2018-07-19 08:00 | 7 | Juli | 8 | 200 | 19.8523 | 3.1694 | 5.4984 | 0 | 14.3539 | 0 | 0 | 0 | 0 | 3.1694 | 0 | 0 | 0 | 0 | 1.3966 | 0 | 0 | 0.93243 | 0 | 0 | 0 | 0 | 0 | 0
4786 | 2018-07-19 09:00 | 7 | Juli | 9 | 200 | 24.1816 | 3.07 | 5.3274 | 0 | 18.8542 | 0 | 0 | 0 | 0 | 3.07 | 0 | 0 | 0 | 0 | 1.4631 | 0 | 0 | 0.5874 | 0 | 0 | 0.20694 | 0 | 0 | 0.18624
4787 | 2018-07-19 10:00 | 7 | Juli | 10 | 200 | 27.0808 | 3.1256 | 5.7141 | 0 | 21.3667 | 0 | 0 | 0 | 0 | 3.1256 | 0 | 0 | 0 | 0 | 1.6721 | 0 | 0 | 0.47239 | 0 | 0 | 0.44402 | 0 | 0 | 0.39962
4788 | 2018-07-19 11:00 | 7 | Juli | 11 | 200 | 28.6539 | 3.4523 | 6.3622 | 0 | 22.2917 | 0 | 0 | 0 | 0 | 3.4523 | 0 | 0 | 0 | 0 | 1.7745 | 0 | 0 | 0.70241 | 0 | 0 | 0.43304 | 0 | 0 | 0.38973
4789 | 2018-07-19 12:00 | 7 | Juli | 12 | 200 | 28.6539 | 3.3472 | 6.8172 | 0 | 21.8367 | 0 | 0 | 0 | 0 | 3.3472 | 0 | 0 | 0 | 0 | 1.6963 | 0 | 0 | 0.93243 | 0 | 0 | 0.84126 | 0 | 0 | 0.75713
4790 | 2018-07-19 13:00 | 7 | Juli | 13 | 200 | 26.8078 | 2.9159 | 6.2495 | 0 | 20.5583 | 0 | 0 | 0 | 0 | 2.9159 | 0 | 0 | 0 | 0 | 1.627 | 0 | 0 | 0.5874 | 0 | 0 | 1.1192 | 0 | 0 | 1.0073
4791 | 2018-07-19 14:00 | 7 | Juli | 14 | 200 | 23.5966 | 2.648 | 5.4322 | 0 | 18.1644 | 0 | 0 | 0 | 0 | 2.648 | 0 | 0 | 0 | 0 | 1.4316 | 0 | 0 | 0.35355 | 0 | 0 | 0.99905 | 0 | 0 | 0.89914
4792 | 2018-07-19 15:00 | 7 | Juli | 15 | 200 | 19.0983 | 2.5656 | 4.8214 | 0 | 14.2769 | 0 | 0 | 0 | 0 | 2.5656 | 0 | 0 | 0 | 0 | 1.299 | 0 | 0 | 0.35355 | 0 | 0 | 0.6033 | 0 | 0 | 0.54297
4793 | 2018-07-19 16:00 | 7 | Juli | 16 | 200 | 14.379 | 2.7248 | 5.8708 | 0 | 8.5081 | 0 | 0 | 0 | 0 | 2.7248 | 0 | 0 | 0 | 0 | 1.3784 | 0 | 0 | 0.5874 | 0 | 0 | 1.1803 | 0 | 0 | 1.0622
4794 | 2018-07-19 17:00 | 7 | Juli | 17 | 200 | 10.0367 | 3.1303 | 7.3761 | 0 | 2.6606 | 0 | 0 | 0 | 0 | 3.1303 | 0 | 0 | 0 | 0 | 1.4738 | 0 | 0 | 0.70241 | 0 | 0 | 2.0695 | 0 | 0 | 1.8626
4795 | 2018-07-19 18:00 | 7 | Juli | 18 | 200 | 5.7334 | 3.6038 | 5.7334 | 0 | 0 | 0 | 0.52567 | 2.6644 | 3.1901 | 3.6038 | 0 | 0 | 0 | 0 | 1.9528 | 0 | 0 | 0.70241 | 0 | 0 | 2.6644 | 0 | 0 | 2.398
4796 | 2018-07-19 19:00 | 7 | Juli | 19 | 200 | 0.11701 | 0.11701 | 0.11701 | 0 | 0 | 3.5162 | 2.4352 | 2.5359 | 8.4873 | 3.6332 | 0 | 0 | 0 | 0 | 1.8478 | 0 | 0 | 0.5874 | 0 | 0 | 2.5359 | 0 | 0 | 2.2823
4797 | 2018-07-19 20:00 | 7 | Juli | 20 | 200 | 0 | 0 | 0 | 0 | 0 | 3.4466 | 2.059 | 1.8296 | 7.3352 | 3.4466 | 0 | 0 | 0 | 0 | 1.5866 | 0 | 0 | 0.47239 | 0 | 0 | 1.8296 | 0 | 0 | 1.6467
4798 | 2018-07-19 21:00 | 7 | Juli | 21 | 200 | 0 | 0 | 0 | 0 | 0 | 3.1782 | 1.7087 | 1.4543 | 6.3413 | 3.1782 | 0 | 0 | 0 | 0 | 1.4702 | 0 | 0 | 0.23853 | 0 | 0 | 1.4543 | 0 | 0 | 1.3089
4799 | 2018-07-19 22:00 | 7 | Juli | 22 | 200 | 0 | 0 | 0 | 0 | 0 | 2.5099 | 1.2109 | 0.9957 | 4.7165 | 2.5099 | 0 | 0 | 0 | 0 | 0.97239 | 0 | 0 | 0.23853 | 0 | 0 | 0.9957 | 0 | 0 | 0.89613
4800 | 2018-07-19 23:00 | 7 | Juli | 23 | 200 | 0 | 0 | 0 | 0 | 0 | 1.7169 | 0.72289 | 0.12317 | 2.563 | 1.7169 | 0 | 0 | 0 | 0 | 0.59937 | 0 | 0 | 0.12352 | 0 | 0 | 0.12317 | 0 | 0 | 0.11085
4801 | 2018-07-20 | 7 | Juli | 0 | 201 | 0 | 0 | 0 | 0 | 0 | 1.33 | 0.57587 | 0.091347 | 1.9972 | 1.33 | 0 | 0 | 0 | 0 | 0.45234 | 0 | 0 | 0.12352 | 0 | 0 | 0.091347 | 0 | 0 | 0.082212
4802 | 2018-07-20 01:00 | 7 | Juli | 1 | 201 | 0 | 0 | 0 | 0 | 0 | 1.2259 | 0.57936 | 0 | 1.8052 | 1.2259 | 0 | 0 | 0 | 0 | 0.45584 | 0 | 0 | 0.12352 | 0 | 0 | 0 | 0 | 0 | 0
4803 | 2018-07-20 02:00 | 7 | Juli | 2 | 201 | 0 | 0 | 0 | 0 | 0 | 1.1661 | 0.686 | 0.11659 | 1.9687 | 1.1661 | 0 | 0 | 0 | 0 | 0.44747 | 0 | 0 | 0.23853 | 0 | 0 | 0.11659 | 0 | 0 | 0.10493
4804 | 2018-07-20 03:00 | 7 | Juli | 3 | 201 | 0 | 0 | 0 | 0 | 0 | 1.2058 | 0.71541 | 0.042301 | 1.9635 | 1.2058 | 0 | 0 | 0 | 0 | 0.47688 | 0 | 0 | 0.23853 | 0 | 0 | 0.042301 | 0 | 0 | 0.038071
4805 | 2018-07-20 04:00 | 7 | Juli | 4 | 201 | 0.19501 | 0.19501 | 0.19501 | 0 | 0 | 1.2262 | 1.0311 | 0.039756 | 2.297 | 1.4212 | 0 | 0 | 0 | 0 | 0.55868 | 0 | 0 | 0.47239 | 0 | 0 | 0.039756 | 0 | 0 | 0.035781
4806 | 2018-07-20 05:00 | 7 | Juli | 5 | 201 | 6.2924 | 2.2178 | 3.8433 | 0 | 2.4491 | 0 | 0 | 0 | 0 | 2.2178 | 0 | 0 | 0 | 0 | 0.92315 | 0 | 0 | 0.70241 | 0 | 0 | 0 | 0 | 0 | 0
4807 | 2018-07-20 06:00 | 7 | Juli | 6 | 201 | 10.4657 | 2.8737 | 5.4841 | 0 | 4.9816 | 0 | 0 | 0 | 0 | 2.8737 | 0 | 0 | 0 | 0 | 1.4441 | 0 | 0 | 1.1663 | 0 | 0 | 0 | 0 | 0 | 0
4808 | 2018-07-20 07:00 | 7 | Juli | 7 | 201 | 15.068 | 3.1189 | 5.898 | 0 | 9.17 | 0 | 0 | 0 | 0 | 3.1189 | 0 | 0 | 0 | 0 | 1.6127 | 0 | 0 | 1.1663 | 0 | 0 | 0 | 0 | 0 | 0
4809 | 2018-07-20 08:00 | 7 | Juli | 8 | 201 | 19.6703 | 3.1694 | 5.7997 | 0 | 13.8707 | 0 | 0 | 0 | 0 | 3.1694 | 0 | 0 | 0 | 0 | 1.6978 | 0 | 0 | 0.93243 | 0 | 0 | 0 | 0 | 0 | 0
4810 | 2018-07-20 09:00 | 7 | Juli | 9 | 201 | 23.9086 | 3.07 | 5.836 | 0 | 18.0726 | 0 | 0 | 0 | 0 | 3.07 | 0 | 0 | 0 | 0 | 2.0129 | 0 | 0 | 0.5874 | 0 | 0 | 0.16574 | 0 | 0 | 0.14917
4811 | 2018-07-20 10:00 | 7 | Juli | 10 | 201 | 26.3268 | 3.1256 | 6.1738 | 0 | 20.153 | 0 | 0 | 0 | 0 | 3.1256 | 0 | 0 | 0 | 0 | 2.1776 | 0 | 0 | 0.47239 | 0 | 0 | 0.39821 | 0 | 0 | 0.35839
4812 | 2018-07-20 11:00 | 7 | Juli | 11 | 201 | 28.3419 | 3.4523 | 6.8974 | 0 | 21.4445 | 0 | 0 | 0 | 0 | 3.4523 | 0 | 0 | 0 | 0 | 2.3468 | 0 | 0 | 0.70241 | 0 | 0 | 0.39589 | 0 | 0 | 0.3563
4813 | 2018-07-20 12:00 | 7 | Juli | 12 | 201 | 28.4459 | 3.3472 | 7.5616 | 0 | 20.8843 | 0 | 0 | 0 | 0 | 3.3472 | 0 | 0 | 0 | 0 | 2.3372 | 0 | 0 | 0.93243 | 0 | 0 | 0.94478 | 0 | 0 | 0.8503
4814 | 2018-07-20 13:00 | 7 | Juli | 13 | 201 | 26.8208 | 2.9159 | 7.0798 | 0 | 19.741 | 0 | 0 | 0 | 0 | 2.9159 | 0 | 0 | 0 | 0 | 2.2119 | 0 | 0 | 0.5874 | 0 | 0 | 1.3646 | 0 | 0 | 1.2281
4815 | 2018-07-20 14:00 | 7 | Juli | 14 | 201 | 23.1416 | 2.648 | 6.2649 | 0 | 16.8766 | 0 | 0 | 0 | 0 | 2.648 | 0 | 0 | 0 | 0 | 2.0869 | 0 | 0 | 0.35355 | 0 | 0 | 1.1765 | 0 | 0 | 1.0589
4816 | 2018-07-20 15:00 | 7 | Juli | 15 | 201 | 18.5652 | 2.5656 | 5.9016 | 0 | 12.6637 | 0 | 0 | 0 | 0 | 2.5656 | 0 | 0 | 0 | 0 | 2.0101 | 0 | 0 | 0.35355 | 0 | 0 | 0.97242 | 0 | 0 | 0.87517
4817 | 2018-07-20 16:00 | 7 | Juli | 16 | 201 | 14.197 | 2.7248 | 6.7627 | 0 | 7.4343 | 0 | 0 | 0 | 0 | 2.7248 | 0 | 0 | 0 | 0 | 1.9919 | 0 | 0 | 0.5874 | 0 | 0 | 1.4586 | 0 | 0 | 1.3127
4818 | 2018-07-20 17:00 | 7 | Juli | 17 | 201 | 10.3357 | 3.1303 | 7.5308 | 0 | 2.8049 | 0 | 0 | 0 | 0 | 3.1303 | 0 | 0 | 0 | 0 | 2.0425 | 0 | 0 | 0.70241 | 0 | 0 | 1.6556 | 0 | 0 | 1.49
4819 | 2018-07-20 18:00 | 7 | Juli | 18 | 201 | 6.1364 | 3.6038 | 6.1364 | 0 | 0 | 0 | 0.72992 | 2.1629 | 2.8928 | 3.6038 | 0 | 0 | 0 | 0 | 2.5601 | 0 | 0 | 0.70241 | 0 | 0 | 2.1629 | 0 | 0 | 1.9466
4820 | 2018-07-20 19:00 | 7 | Juli | 19 | 201 | 0.11701 | 0.11701 | 0.11701 | 0 | 0 | 3.5162 | 3.0221 | 2.087 | 8.6253 | 3.6332 | 0 | 0 | 0 | 0 | 2.4347 | 0 | 0 | 0.5874 | 0 | 0 | 2.087 | 0 | 0 | 1.8783
4821 | 2018-07-20 20:00 | 7 | Juli | 20 | 201 | 0 | 0 | 0 | 0 | 0 | 3.4466 | 2.6035 | 1.7154 | 7.7656 | 3.4466 | 0 | 0 | 0 | 0 | 2.1311 | 0 | 0 | 0.47239 | 0 | 0 | 1.7154 | 0 | 0 | 1.5439
4822 | 2018-07-20 21:00 | 7 | Juli | 21 | 201 | 0 | 0 | 0 | 0 | 0 | 3.1782 | 2.1385 | 1.2558 | 6.5724 | 3.1782 | 0 | 0 | 0 | 0 | 1.9 | 0 | 0 | 0.23853 | 0 | 0 | 1.2558 | 0 | 0 | 1.1302
4823 | 2018-07-20 22:00 | 7 | Juli | 22 | 201 | 0 | 0 | 0 | 0 | 0 | 2.5099 | 1.6122 | 0.75773 | 4.8798 | 2.5099 | 0 | 0 | 0 | 0 | 1.3736 | 0 | 0 | 0.23853 | 0 | 0 | 0.75773 | 0 | 0 | 0.68195
4824 | 2018-07-20 23:00 | 7 | Juli | 23 | 201 | 0 | 0 | 0 | 0 | 0 | 1.7169 | 1.0525 | 0.49733 | 3.2668 | 1.7169 | 0 | 0 | 0 | 0 | 0.92901 | 0 | 0 | 0.12352 | 0 | 0 | 0.49733 | 0 | 0 | 0.4476
4825 | 2018-07-21 | 7 | Juli | 0 | 202 | 0 | 0 | 0 | 0 | 0 | 1.33 | 0.81948 | 0 | 2.1494 | 1.33 | 0 | 0 | 0 | 0 | 0.69595 | 0 | 0 | 0.12352 | 0 | 0 | 0 | 0 | 0 | 0
4826 | 2018-07-21 01:00 | 7 | Juli | 1 | 202 | 0 | 0 | 0 | 0 | 0 | 1.2259 | 0.69385 | 0 | 1.9197 | 1.2259 | 0 | 0 | 0 | 0 | 0.57032 | 0 | 0 | 0.12352 | 0 | 0 | 0 | 0 | 0 | 0
4827 | 2018-07-21 02:00 | 7 | Juli | 2 | 202 | 0 | 0 | 0 | 0 | 0 | 1.1661 | 0.62809 | 0.085531 | 1.8797 | 1.1661 | 0 | 0 | 0 | 0 | 0.50457 | 0 | 0 | 0.12352 | 0 | 0 | 0.085531 | 0 | 0 | 0.076978
4828 | 2018-07-21 03:00 | 7 | Juli | 3 | 202 | 0 | 0 | 0 | 0 | 0 | 1.2058 | 0.5427 | 0.025909 | 1.7744 | 1.2058 | 0 | 0 | 0 | 0 | 0.41918 | 0 | 0 | 0.12352 | 0 | 0 | 0.025909 | 0 | 0 | 0.023318
4829 | 2018-07-21 04:00 | 7 | Juli | 4 | 202 | 0.16901 | 0.16901 | 0.16901 | 0 | 0 | 1.2522 | 0.71056 | 0.055915 | 2.0186 | 1.4212 | 0 | 0 | 0 | 0 | 0.58704 | 0 | 0 | 0.12352 | 0 | 0 | 0.055915 | 0 | 0 | 0.050323
4830 | 2018-07-21 05:00 | 7 | Juli | 5 | 202 | 7.0985 | 2.2178 | 3.4337 | 0 | 3.6648 | 0 | 0 | 0 | 0 | 2.2178 | 0 | 0 | 0 | 0 | 0.97739 | 0 | 0 | 0.23853 | 0 | 0 | 0 | 0 | 0 | 0
4831 | 2018-07-21 06:00 | 7 | Juli | 6 | 202 | 11.1417 | 2.8737 | 4.8393 | 0 | 6.3025 | 0 | 0 | 0 | 0 | 2.8737 | 0 | 0 | 0 | 0 | 1.4932 | 0 | 0 | 0.47239 | 0 | 0 | 0 | 0 | 0 | 0
4832 | 2018-07-21 07:00 | 7 | Juli | 7 | 202 | 15.12 | 3.1189 | 5.4864 | 0 | 9.6336 | 0 | 0 | 0 | 0 | 3.1189 | 0 | 0 | 0 | 0 | 1.6651 | 0 | 0 | 0.70241 | 0 | 0 | 0 | 0 | 0 | 0
4833 | 2018-07-21 08:00 | 7 | Juli | 8 | 202 | 19.5533 | 3.1694 | 5.7788 | 0 | 13.7745 | 0 | 0 | 0 | 0 | 3.1694 | 0 | 0 | 0 | 0 | 1.9069 | 0 | 0 | 0.70241 | 0 | 0 | 0 | 0 | 0 | 0
4834 | 2018-07-21 09:00 | 7 | Juli | 9 | 202 | 23.7916 | 3.07 | 6.0416 | 0 | 17.75 | 0 | 0 | 0 | 0 | 3.07 | 0 | 0 | 0 | 0 | 2.1111 | 0 | 0 | 0.5874 | 0 | 0 | 0.27308 | 0 | 0 | 0.24577
4835 | 2018-07-21 10:00 | 7 | Juli | 10 | 202 | 26.7168 | 3.1256 | 6.2416 | 0 | 20.4752 | 0 | 0 | 0 | 0 | 3.1256 | 0 | 0 | 0 | 0 | 2.1835 | 0 | 0 | 0.35738 | 0 | 0 | 0.57504 | 0 | 0 | 0.51754
4836 | 2018-07-21 11:00 | 7 | Juli | 11 | 202 | 28.1729 | 3.4523 | 7.0582 | 0 | 21.1147 | 0 | 0 | 0 | 0 | 3.4523 | 0 | 0 | 0 | 0 | 2.524 | 0 | 0 | 0.5874 | 0 | 0 | 0.49448 | 0 | 0 | 0.44503
4837 | 2018-07-21 12:00 | 7 | Juli | 12 | 202 | 27.8219 | 3.3472 | 7.7639 | 0 | 20.058 | 0 | 0 | 0 | 0 | 3.3472 | 0 | 0 | 0 | 0 | 2.9114 | 0 | 0 | 0.70241 | 0 | 0 | 0.80292 | 0 | 0 | 0.72263
4838 | 2018-07-21 13:00 | 7 | Juli | 13 | 202 | 26.1188 | 2.9159 | 8.0074 | 0 | 18.1114 | 0 | 0 | 0 | 0 | 2.9159 | 0 | 0 | 0 | 0 | 2.9607 | 0 | 0 | 0.70241 | 0 | 0 | 1.4283 | 0 | 0 | 1.2855
4839 | 2018-07-21 14:00 | 7 | Juli | 14 | 202 | 23.2456 | 2.648 | 7.0461 | 0 | 16.1994 | 0 | 0 | 0 | 0 | 2.648 | 0 | 0 | 0 | 0 | 2.7839 | 0 | 0 | 0.5874 | 0 | 0 | 1.0268 | 0 | 0 | 0.92416
4840 | 2018-07-21 15:00 | 7 | Juli | 15 | 202 | 18.7993 | 2.5656 | 6.6616 | 0 | 12.1377 | 0 | 0 | 0 | 0 | 2.5656 | 0 | 0 | 0 | 0 | 2.7768 | 0 | 0 | 0.5874 | 0 | 0 | 0.73184 | 0 | 0 | 0.65866
4841 | 2018-07-21 16:00 | 7 | Juli | 16 | 202 | 14.574 | 2.7248 | 7.4235 | 0 | 7.1505 | 0 | 0 | 0 | 0 | 2.7248 | 0 | 0 | 0 | 0 | 2.8145 | 0 | 0 | 1.0513 | 0 | 0 | 0.83299 | 0 | 0 | 0.74969
4842 | 2018-07-21 17:00 | 7 | Juli | 17 | 202 | 10.9597 | 3.1303 | 8.0575 | 0 | 2.9022 | 0 | 0 | 0 | 0 | 3.1303 | 0 | 0 | 0 | 0 | 2.8897 | 0 | 0 | 0.81742 | 0 | 0 | 1.2201 | 0 | 0 | 1.0981
4843 | 2018-07-21 18:00 | 7 | Juli | 18 | 202 | 6.7085 | 3.6038 | 6.7085 | 0 | 0 | 0 | 0.77796 | 1.9034 | 2.6814 | 3.6038 | 0 | 0 | 0 | 0 | 3.4102 | 0 | 0 | 0.47239 | 0 | 0 | 1.9034 | 0 | 0 | 1.7131
4844 | 2018-07-21 19:00 | 7 | Juli | 19 | 202 | 0.11701 | 0.11701 | 0.11701 | 0 | 0 | 3.5162 | 3.5944 | 1.7545 | 8.865 | 3.6332 | 0 | 0 | 0 | 0 | 3.122 | 0 | 0 | 0.47239 | 0 | 0 | 1.7545 | 0 | 0 | 1.579
4845 | 2018-07-21 20:00 | 7 | Juli | 20 | 202 | 0 | 0 | 0 | 0 | 0 | 3.4466 | 2.8279 | 1.2804 | 7.5549 | 3.4466 | 0 | 0 | 0 | 0 | 2.5893 | 0 | 0 | 0.23853 | 0 | 0 | 1.2804 | 0 | 0 | 1.1523
4846 | 2018-07-21 21:00 | 7 | Juli | 21 | 202 | 0 | 0 | 0 | 0 | 0 | 3.1782 | 2.4677 | 0.99691 | 6.6428 | 3.1782 | 0 | 0 | 0 | 0 | 2.2291 | 0 | 0 | 0.23853 | 0 | 0 | 0.99691 | 0 | 0 | 0.89722
4847 | 2018-07-21 22:00 | 7 | Juli | 22 | 202 | 0 | 0 | 0 | 0 | 0 | 2.5099 | 1.712 | 0.5535 | 4.7754 | 2.5099 | 0 | 0 | 0 | 0 | 1.4735 | 0 | 0 | 0.23853 | 0 | 0 | 0.5535 | 0 | 0 | 0.49815
4848 | 2018-07-21 23:00 | 7 | Juli | 23 | 202 | 0 | 0 | 0 | 0 | 0 | 1.7169 | 0.98035 | 0.49099 | 3.1883 | 1.7169 | 0 | 0 | 0 | 0 | 0.85683 | 0 | 0 | 0.12352 | 0 | 0 | 0.49099 | 0 | 0 | 0.44189
4849 | 2018-07-22 | 7 | Juli | 0 | 203 | 0 | 0 | 0 | 0 | 0 | 1.5258 | 0.63515 | 0.59399 | 2.7549 | 1.5258 | 0 | 0 | 0 | 0 | 0.51163 | 0 | 0 | 0.12352 | 0 | 0 | 0.59399 | 0 | 0 | 0.53459
4850 | 2018-07-22 01:00 | 7 | Juli | 1 | 203 | 0 | 0 | 0 | 0 | 0 | 1.2784 | 0.25429 | 0.39144 | 1.9242 | 1.2784 | 0 | 0 | 0 | 0 | 0.13077 | 0 | 0 | 0.12352 | 0 | 0 | 0.39144 | 0 | 0 | 0.35229
4851 | 2018-07-22 02:00 | 7 | Juli | 2 | 203 | 0 | 0 | 0 | 0 | 0 | 1.231 | 0.12352 | 0.014074 | 1.3686 | 1.231 | 0 | 0 | 0 | 0 | 0 | 0 | 0 | 0.12352 | 0 | 0 | 0.014074 | 0 | 0 | 0.012667
4852 | 2018-07-22 03:00 | 7 | Juli | 3 | 203 | 0 | 0 | 0 | 0 | 0 | 1.2408 | 0.12352 | 0.026572 | 1.3909 | 1.2408 | 0 | 0 | 0 | 0 | 0 | 0 | 0 | 0.12352 | 0 | 0 | 0.026572 | 0 | 0 | 0.023914
4853 | 2018-07-22 04:00 | 7 | Juli | 4 | 203 | 0.14301 | 0.14301 | 0.14301 | 0 | 0 | 1.1215 | 0.12352 | 0.02326 | 1.2683 | 1.2645 | 0 | 0 | 0 | 0 | 0 | 0 | 0 | 0.12352 | 0 | 0 | 0.02326 | 0 | 0 | 0.020934
4854 | 2018-07-22 05:00 | 7 | Juli | 5 | 203 | 6.6824 | 1.5129 | 1.6364 | 0 | 5.046 | 0 | 0 | 0 | 0 | 1.5129 | 0 | 0 | 0 | 0 | 0 | 0 | 0 | 0.12352 | 0 | 0 | 0 | 0 | 0 | 0
4855 | 2018-07-22 06:00 | 7 | Juli | 6 | 203 | 11.2328 | 2.1188 | 3.098 | 0 | 8.1348 | 0 | 0 | 0 | 0 | 2.1188 | 0 | 0 | 0 | 0 | 0.85562 | 0 | 0 | 0.12352 | 0 | 0 | 0 | 0 | 0 | 0
4856 | 2018-07-22 07:00 | 7 | Juli | 7 | 203 | 14.964 | 2.8459 | 4.4393 | 0 | 10.5247 | 0 | 0 | 0 | 0 | 2.8459 | 0 | 0 | 0 | 0 | 1.3549 | 0 | 0 | 0.23853 | 0 | 0 | 0 | 0 | 0 | 0
4857 | 2018-07-22 08:00 | 7 | Juli | 8 | 203 | 18.7733 | 3.4101 | 5.4565 | 0 | 13.3167 | 0 | 0 | 0 | 0 | 3.4101 | 0 | 0 | 0 | 0 | 1.6891 | 0 | 0 | 0.35738 | 0 | 0 | 0 | 0 | 0 | 0
4858 | 2018-07-22 09:00 | 7 | Juli | 9 | 203 | 22.5435 | 3.5976 | 6.0476 | 0 | 16.4959 | 0 | 0 | 0 | 0 | 3.5976 | 0 | 0 | 0 | 0 | 1.4499 | 0 | 0 | 0.70241 | 0 | 0 | 0.29766 | 0 | 0 | 0.2679
4859 | 2018-07-22 10:00 | 7 | Juli | 10 | 203 | 25.8197 | 3.7269 | 6.907 | 0 | 18.9127 | 0 | 0 | 0 | 0 | 3.7269 | 0 | 0 | 0 | 0 | 1.8706 | 0 | 0 | 0.70241 | 0 | 0 | 0.60708 | 0 | 0 | 0.54638
4860 | 2018-07-22 11:00 | 7 | Juli | 11 | 203 | 27.4058 | 3.9537 | 7.6456 | 0 | 19.7602 | 0 | 0 | 0 | 0 | 3.9537 | 0 | 0 | 0 | 0 | 2.2821 | 0 | 0 | 0.93243 | 0 | 0 | 0.47745 | 0 | 0 | 0.4297
4861 | 2018-07-22 12:00 | 7 | Juli | 12 | 203 | 27.5229 | 3.8269 | 7.7576 | 0 | 19.7653 | 0 | 0 | 0 | 0 | 3.8269 | 0 | 0 | 0 | 0 | 2.4861 | 0 | 0 | 0.93243 | 0 | 0 | 0.51211 | 0 | 0 | 0.4609
4862 | 2018-07-22 13:00 | 7 | Juli | 13 | 203 | 25.7677 | 3.4394 | 7.5498 | 0 | 18.2179 | 0 | 0 | 0 | 0 | 3.4394 | 0 | 0 | 0 | 0 | 2.5876 | 0 | 0 | 0.81742 | 0 | 0 | 0.70537 | 0 | 0 | 0.63484
4863 | 2018-07-22 14:00 | 7 | Juli | 14 | 203 | 21.8285 | 3.2581 | 7.1073 | 0 | 14.7212 | 0 | 0 | 0 | 0 | 3.2581 | 0 | 0 | 0 | 0 | 2.5885 | 0 | 0 | 0.5874 | 0 | 0 | 0.6733 | 0 | 0 | 0.60597
4864 | 2018-07-22 15:00 | 7 | Juli | 15 | 203 | 18.4872 | 3.1849 | 6.4567 | 0 | 12.0306 | 0 | 0 | 0 | 0 | 3.1849 | 0 | 0 | 0 | 0 | 2.1084 | 0 | 0 | 0.47239 | 0 | 0 | 0.691 | 0 | 0 | 0.6219
4865 | 2018-07-22 16:00 | 7 | Juli | 16 | 203 | 14.301 | 3.2699 | 6.6496 | 0 | 7.6514 | 0 | 0 | 0 | 0 | 3.2699 | 0 | 0 | 0 | 0 | 1.9751 | 0 | 0 | 0.5874 | 0 | 0 | 0.81723 | 0 | 0 | 0.73551
4866 | 2018-07-22 17:00 | 7 | Juli | 17 | 203 | 10.8557 | 3.6316 | 7.7053 | 0 | 3.1505 | 0 | 0 | 0 | 0 | 3.6316 | 0 | 0 | 0 | 0 | 2.16 | 0 | 0 | 0.70241 | 0 | 0 | 1.2113 | 0 | 0 | 1.0901
4867 | 2018-07-22 18:00 | 7 | Juli | 18 | 203 | 6.7475 | 3.9176 | 6.7475 | 0 | 0 | 0 | 0.24392 | 1.9407 | 2.1846 | 3.9176 | 0 | 0 | 0 | 0 | 2.3714 | 0 | 0 | 0.70241 | 0 | 0 | 1.9407 | 0 | 0 | 1.7466
4868 | 2018-07-22 19:00 | 7 | Juli | 19 | 203 | 0.11701 | 0.11701 | 0.11701 | 0 | 0 | 3.6465 | 2.5527 | 2.17 | 8.3692 | 3.7635 | 0 | 0 | 0 | 0 | 2.0803 | 0 | 0 | 0.47239 | 0 | 0 | 2.17 | 0 | 0 | 1.953
4869 | 2018-07-22 20:00 | 7 | Juli | 20 | 203 | 0 | 0 | 0 | 0 | 0 | 3.3704 | 1.97 | 1.905 | 7.2454 | 3.3704 | 0 | 0 | 0 | 0 | 1.4976 | 0 | 0 | 0.47239 | 0 | 0 | 1.905 | 0 | 0 | 1.7145
4870 | 2018-07-22 21:00 | 7 | Juli | 21 | 203 | 0 | 0 | 0 | 0 | 0 | 3.2627 | 1.4513 | 1.5578 | 6.2718 | 3.2627 | 0 | 0 | 0 | 0 | 1.2128 | 0 | 0 | 0.23853 | 0 | 0 | 1.5578 | 0 | 0 | 1.402
4871 | 2018-07-22 22:00 | 7 | Juli | 22 | 203 | 0 | 0 | 0 | 0 | 0 | 2.7691 | 0.77653 | 0.88022 | 4.4258 | 2.7691 | 0 | 0 | 0 | 0 | 0.538 | 0 | 0 | 0.23853 | 0 | 0 | 0.88022 | 0 | 0 | 0.7922
4872 | 2018-07-22 23:00 | 7 | Juli | 23 | 203 | 0 | 0 | 0 | 0 | 0 | 1.9107 | 0.12352 | 0.73599 | 2.7702 | 1.9107 | 0 | 0 | 0 | 0 | 0 | 0 | 0 | 0.12352 | 0 | 0 | 0.73599 | 0 | 0 | 0.66239
4873 | 2018-07-23 | 7 | Juli | 0 | 204 | 0 | 0 | 0 | 0 | 0 | 2.0467 | 0.12352 | 0.37687 | 2.5471 | 2.0467 | 0 | 0 | 0 | 0 | 0 | 0 | 0 | 0.12352 | 0 | 0 | 0.37687 | 0 | 0 | 0.33918
4874 | 2018-07-23 01:00 | 7 | Juli | 1 | 204 | 0 | 0 | 0 | 0 | 0 | 1.5737 | 0.12352 | 0.57442 | 2.2716 | 1.5737 | 0 | 0 | 0 | 0 | 0 | 0 | 0 | 0.12352 | 0 | 0 | 0.57442 | 0 | 0 | 0.51697
4875 | 2018-07-23 02:00 | 7 | Juli | 2 | 204 | 0 | 0 | 0 | 0 | 0 | 1.3227 | 0.23853 | 0.34995 | 1.9112 | 1.3227 | 0 | 0 | 0 | 0 | 0 | 0 | 0 | 0.23853 | 0 | 0 | 0.34995 | 0 | 0 | 0.31496
4876 | 2018-07-23 03:00 | 7 | Juli | 3 | 204 | 0 | 0 | 0 | 0 | 0 | 1.2429 | 0.23853 | 0 | 1.4814 | 1.2429 | 0 | 0 | 0 | 0 | 0 | 0 | 0 | 0.23853 | 0 | 0 | 0 | 0 | 0 | 0
4877 | 2018-07-23 04:00 | 7 | Juli | 4 | 204 | 0.11701 | 0.11701 | 0.11701 | 0 | 0 | 1.113 | 0.47239 | 0 | 1.5854 | 1.23 | 0 | 0 | 0 | 0 | 0 | 0 | 0 | 0.47239 | 0 | 0 | 0 | 0 | 0 | 0
4878 | 2018-07-23 05:00 | 7 | Juli | 5 | 204 | 6.8255 | 1.2053 | 1.9077 | 0 | 4.9178 | 0 | 0 | 0 | 0 | 1.2053 | 0 | 0 | 0 | 0 | 0 | 0 | 0 | 0.70241 | 0 | 0 | 0 | 0 | 0 | 0
4879 | 2018-07-23 06:00 | 7 | Juli | 6 | 204 | 10.4917 | 1.2578 | 2.4241 | 0 | 8.0676 | 0 | 0 | 0 | 0 | 1.2578 | 0 | 0 | 0 | 0 | 0 | 0 | 0 | 1.1663 | 0 | 0 | 0 | 0 | 0 | 0
4880 | 2018-07-23 07:00 | 7 | Juli | 7 | 204 | 14.444 | 1.6324 | 2.7987 | 0 | 11.6453 | 0 | 0 | 0 | 0 | 1.6324 | 0 | 0 | 0 | 0 | 0 | 0 | 0 | 1.1663 | 0 | 0 | 0 | 0 | 0 | 0
4881 | 2018-07-23 08:00 | 7 | Juli | 8 | 204 | 19.0853 | 2.5176 | 3.4501 | 0 | 15.6352 | 0 | 0 | 0 | 0 | 2.5176 | 0 | 0 | 0 | 0 | 0 | 0 | 0 | 0.93243 | 0 | 0 | 0 | 0 | 0 | 0
4882 | 2018-07-23 09:00 | 7 | Juli | 9 | 204 | 23.1676 | 3.5028 | 4.2971 | 0 | 18.8704 | 0 | 0 | 0 | 0 | 3.5028 | 0 | 0 | 0 | 0 | 0 | 0 | 0 | 0.5874 | 0 | 0 | 0.20694 | 0 | 0 | 0.18624
4883 | 2018-07-23 10:00 | 7 | Juli | 10 | 204 | 25.7547 | 4.0459 | 6.6645 | 0 | 19.0902 | 0 | 0 | 0 | 0 | 4.0459 | 0 | 0 | 0 | 0 | 1.7022 | 0 | 0 | 0.47239 | 0 | 0 | 0.44402 | 0 | 0 | 0.39962
4884 | 2018-07-23 11:00 | 7 | Juli | 11 | 204 | 27.2888 | 4.4401 | 8.6611 | 0 | 18.6277 | 0 | 0 | 0 | 0 | 4.4401 | 0 | 0 | 0 | 0 | 3.0856 | 0 | 0 | 0.70241 | 0 | 0 | 0.43304 | 0 | 0 | 0.38973
4885 | 2018-07-23 12:00 | 7 | Juli | 12 | 204 | 27.1328 | 4.5168 | 9.6123 | 0 | 17.5205 | 0 | 0 | 0 | 0 | 4.5168 | 0 | 0 | 0 | 0 | 3.3218 | 0 | 0 | 0.93243 | 0 | 0 | 0.84126 | 0 | 0 | 0.75713
4886 | 2018-07-23 13:00 | 7 | Juli | 13 | 204 | 25.6507 | 3.8145 | 8.6547 | 0 | 16.996 | 0 | 0 | 0 | 0 | 3.8145 | 0 | 0 | 0 | 0 | 3.1335 | 0 | 0 | 0.5874 | 0 | 0 | 1.1192 | 0 | 0 | 1.0073
4887 | 2018-07-23 14:00 | 7 | Juli | 14 | 204 | 22.6605 | 3.1694 | 7.3541 | 0 | 15.3064 | 0 | 0 | 0 | 0 | 3.1694 | 0 | 0 | 0 | 0 | 2.8321 | 0 | 0 | 0.35355 | 0 | 0 | 0.99905 | 0 | 0 | 0.89914
4888 | 2018-07-23 15:00 | 7 | Juli | 15 | 204 | 18.8773 | 2.7634 | 6.2023 | 0 | 12.675 | 0 | 0 | 0 | 0 | 2.7634 | 0 | 0 | 0 | 0 | 2.482 | 0 | 0 | 0.35355 | 0 | 0 | 0.6033 | 0 | 0 | 0.54297
4889 | 2018-07-23 16:00 | 7 | Juli | 16 | 204 | 15.029 | 2.4336 | 6.2533 | 0 | 8.7757 | 0 | 0 | 0 | 0 | 2.4336 | 0 | 0 | 0 | 0 | 2.052 | 0 | 0 | 0.5874 | 0 | 0 | 1.1803 | 0 | 0 | 1.0622
4890 | 2018-07-23 17:00 | 7 | Juli | 17 | 204 | 11.3238 | 2.4579 | 7.0357 | 0 | 4.288 | 0 | 0 | 0 | 0 | 2.4579 | 0 | 0 | 0 | 0 | 1.8059 | 0 | 0 | 0.70241 | 0 | 0 | 2.0695 | 0 | 0 | 1.8626
4891 | 2018-07-23 18:00 | 7 | Juli | 18 | 204 | 7.1635 | 2.8103 | 7.1635 | 0 | 0 | 0 | 0 | 1.2218 | 1.2218 | 2.8103 | 0 | 0 | 0 | 0 | 2.2082 | 0 | 0 | 0.70241 | 0 | 0 | 2.6644 | 0 | 0 | 2.398
4892 | 2018-07-23 19:00 | 7 | Juli | 19 | 204 | 0.11701 | 0.11701 | 0.11701 | 0 | 0 | 3.2163 | 2.5596 | 2.5359 | 8.3118 | 3.3333 | 0 | 0 | 0 | 0 | 1.9722 | 0 | 0 | 0.5874 | 0 | 0 | 2.5359 | 0 | 0 | 2.2823
4893 | 2018-07-23 20:00 | 7 | Juli | 20 | 204 | 0 | 0 | 0 | 0 | 0 | 3.4858 | 2.2135 | 1.8296 | 7.5289 | 3.4858 | 0 | 0 | 0 | 0 | 1.7411 | 0 | 0 | 0.47239 | 0 | 0 | 1.8296 | 0 | 0 | 1.6467
4894 | 2018-07-23 21:00 | 7 | Juli | 21 | 204 | 0 | 0 | 0 | 0 | 0 | 3.3019 | 1.8094 | 1.4543 | 6.5656 | 3.3019 | 0 | 0 | 0 | 0 | 1.5709 | 0 | 0 | 0.23853 | 0 | 0 | 1.4543 | 0 | 0 | 1.3089
4895 | 2018-07-23 22:00 | 7 | Juli | 22 | 204 | 0 | 0 | 0 | 0 | 0 | 3.0896 | 1.4137 | 0.9957 | 5.499 | 3.0896 | 0 | 0 | 0 | 0 | 1.1752 | 0 | 0 | 0.23853 | 0 | 0 | 0.9957 | 0 | 0 | 0.89613
4896 | 2018-07-23 23:00 | 7 | Juli | 23 | 204 | 0 | 0 | 0 | 0 | 0 | 1.7169 | 0.62056 | 0.63126 | 2.9687 | 1.7169 | 0 | 0 | 0 | 0 | 0.49703 | 0 | 0 | 0.12352 | 0 | 0 | 0.63126 | 0 | 0 | 0.56813
4897 | 2018-07-24 | 7 | Juli | 0 | 205 | 0 | 0 | 0 | 0 | 0 | 1.33 | 0.48818 | 0.34706 | 2.1652 | 1.33 | 0 | 0 | 0 | 0 | 0.36465 | 0 | 0 | 0.12352 | 0 | 0 | 0.34706 | 0 | 0 | 0.31235
4898 | 2018-07-24 01:00 | 7 | Juli | 1 | 205 | 0 | 0 | 0 | 0 | 0 | 1.2259 | 0.49174 | 0.040439 | 1.7581 | 1.2259 | 0 | 0 | 0 | 0 | 0.36822 | 0 | 0 | 0.12352 | 0 | 0 | 0.040439 | 0 | 0 | 0.036395
4899 | 2018-07-24 02:00 | 7 | Juli | 2 | 205 | 0 | 0 | 0 | 0 | 0 | 1.1661 | 0.59842 | 0.042189 | 1.8067 | 1.1661 | 0 | 0 | 0 | 0 | 0.35989 | 0 | 0 | 0.23853 | 0 | 0 | 0.042189 | 0 | 0 | 0.03797
4900 | 2018-07-24 03:00 | 7 | Juli | 3 | 205 | 0 | 0 | 0 | 0 | 0 | 1.2058 | 0.61344 | 0 | 1.8192 | 1.2058 | 0 | 0 | 0 | 0 | 0.37491 | 0 | 0 | 0.23853 | 0 | 0 | 0 | 0 | 0 | 0
4901 | 2018-07-24 04:00 | 7 | Juli | 4 | 205 | 0.14301 | 0.14301 | 0.14301 | 0 | 0 | 1.2782 | 0.90023 | 0 | 2.1784 | 1.4212 | 0 | 0 | 0 | 0 | 0.42784 | 0 | 0 | 0.47239 | 0 | 0 | 0 | 0 | 0 | 0
4902 | 2018-07-24 05:00 | 7 | Juli | 5 | 205 | 6.3834 | 2.2178 | 3.7338 | 0 | 2.6496 | 0 | 0 | 0 | 0 | 2.2178 | 0 | 0 | 0 | 0 | 0.81368 | 0 | 0 | 0.70241 | 0 | 0 | 0 | 0 | 0 | 0
4903 | 2018-07-24 06:00 | 7 | Juli | 6 | 205 | 10.0107 | 2.8737 | 5.2047 | 0 | 4.8059 | 0 | 0 | 0 | 0 | 2.8737 | 0 | 0 | 0 | 0 | 1.1648 | 0 | 0 | 1.1663 | 0 | 0 | 0 | 0 | 0 | 0
4904 | 2018-07-24 07:00 | 7 | Juli | 7 | 205 | 13.5859 | 3.1189 | 5.8395 | 0 | 7.7464 | 0 | 0 | 0 | 0 | 3.1189 | 0 | 0 | 0 | 0 | 1.5543 | 0 | 0 | 1.1663 | 0 | 0 | 0 | 0 | 0 | 0
4905 | 2018-07-24 08:00 | 7 | Juli | 8 | 205 | 18.2792 | 3.1694 | 5.4874 | 0 | 12.7918 | 0 | 0 | 0 | 0 | 3.1694 | 0 | 0 | 0 | 0 | 1.3855 | 0 | 0 | 0.93243 | 0 | 0 | 0 | 0 | 0 | 0
4906 | 2018-07-24 09:00 | 7 | Juli | 9 | 205 | 20.5154 | 3.07 | 5.2895 | 0 | 15.2259 | 0 | 0 | 0 | 0 | 3.07 | 0 | 0 | 0 | 0 | 1.4251 | 0 | 0 | 0.5874 | 0 | 0 | 0.20694 | 0 | 0 | 0.18624
4907 | 2018-07-24 10:00 | 7 | Juli | 10 | 205 | 22.1925 | 3.1256 | 5.5369 | 0 | 16.6556 | 0 | 0 | 0 | 0 | 3.1256 | 0 | 0 | 0 | 0 | 1.4949 | 0 | 0 | 0.47239 | 0 | 0 | 0.44402 | 0 | 0 | 0.39962
4908 | 2018-07-24 11:00 | 7 | Juli | 11 | 205 | 24.0516 | 3.4523 | 6.2832 | 0 | 17.7684 | 0 | 0 | 0 | 0 | 3.4523 | 0 | 0 | 0 | 0 | 1.6954 | 0 | 0 | 0.70241 | 0 | 0 | 0.43304 | 0 | 0 | 0.38973
4909 | 2018-07-24 12:00 | 7 | Juli | 12 | 205 | 23.6356 | 3.3472 | 6.7775 | 0 | 16.8581 | 0 | 0 | 0 | 0 | 3.3472 | 0 | 0 | 0 | 0 | 1.6566 | 0 | 0 | 0.93243 | 0 | 0 | 0.84126 | 0 | 0 | 0.75713
4910 | 2018-07-24 13:00 | 7 | Juli | 13 | 205 | 25.6377 | 2.9159 | 6.1322 | 0 | 19.5055 | 0 | 0 | 0 | 0 | 2.9159 | 0 | 0 | 0 | 0 | 1.5096 | 0 | 0 | 0.5874 | 0 | 0 | 1.1192 | 0 | 0 | 1.0073
4911 | 2018-07-24 14:00 | 7 | Juli | 14 | 205 | 19.6053 | 2.648 | 5.365 | 0 | 14.2403 | 0 | 0 | 0 | 0 | 2.648 | 0 | 0 | 0 | 0 | 1.3644 | 0 | 0 | 0.35355 | 0 | 0 | 0.99905 | 0 | 0 | 0.89914
4912 | 2018-07-24 15:00 | 7 | Juli | 15 | 205 | 15.328 | 2.5656 | 4.8046 | 0 | 10.5234 | 0 | 0 | 0 | 0 | 2.5656 | 0 | 0 | 0 | 0 | 1.2822 | 0 | 0 | 0.35355 | 0 | 0 | 0.6033 | 0 | 0 | 0.54297
4913 | 2018-07-24 16:00 | 7 | Juli | 16 | 205 | 12.6369 | 2.7248 | 5.6555 | 0 | 6.9813 | 0 | 0 | 0 | 0 | 2.7248 | 0 | 0 | 0 | 0 | 1.1631 | 0 | 0 | 0.5874 | 0 | 0 | 1.1803 | 0 | 0 | 1.0622
4914 | 2018-07-24 17:00 | 7 | Juli | 17 | 205 | 8.9576 | 3.1303 | 7.3796 | 0 | 1.578 | 0 | 0 | 0 | 0 | 3.1303 | 0 | 0 | 0 | 0 | 1.4774 | 0 | 0 | 0.70241 | 0 | 0 | 2.0695 | 0 | 0 | 1.8626
4915 | 2018-07-24 18:00 | 7 | Juli | 18 | 205 | 5.6034 | 3.6038 | 5.6034 | 0 | 0 | 0 | 0.8552 | 2.6644 | 3.5196 | 3.6038 | 0 | 0 | 0 | 0 | 2.1524 | 0 | 0 | 0.70241 | 0 | 0 | 2.6644 | 0 | 0 | 2.398
4916 | 2018-07-24 19:00 | 7 | Juli | 19 | 205 | 0.11701 | 0.11701 | 0.11701 | 0 | 0 | 3.5162 | 2.6872 | 2.5359 | 8.7393 | 3.6332 | 0 | 0 | 0 | 0 | 2.0998 | 0 | 0 | 0.5874 | 0 | 0 | 2.5359 | 0 | 0 | 2.2823
4917 | 2018-07-24 20:00 | 7 | Juli | 20 | 205 | 0 | 0 | 0 | 0 | 0 | 3.4466 | 2.2691 | 1.8296 | 7.5454 | 3.4466 | 0 | 0 | 0 | 0 | 1.7967 | 0 | 0 | 0.47239 | 0 | 0 | 1.8296 | 0 | 0 | 1.6467
4918 | 2018-07-24 21:00 | 7 | Juli | 21 | 205 | 0 | 0 | 0 | 0 | 0 | 3.1782 | 1.8618 | 1.4543 | 6.4943 | 3.1782 | 0 | 0 | 0 | 0 | 1.6232 | 0 | 0 | 0.23853 | 0 | 0 | 1.4543 | 0 | 0 | 1.3089
4919 | 2018-07-24 22:00 | 7 | Juli | 22 | 205 | 0 | 0 | 0 | 0 | 0 | 2.5099 | 1.3222 | 0.9957 | 4.8278 | 2.5099 | 0 | 0 | 0 | 0 | 1.0837 | 0 | 0 | 0.23853 | 0 | 0 | 0.9957 | 0 | 0 | 0.89613
4920 | 2018-07-24 23:00 | 7 | Juli | 23 | 205 | 0 | 0 | 0 | 0 | 0 | 1.7169 | 0.7921 | 0.63126 | 3.1403 | 1.7169 | 0 | 0 | 0 | 0 | 0.66857 | 0 | 0 | 0.12352 | 0 | 0 | 0.63126 | 0 | 0 | 0.56813
4921 | 2018-07-25 | 7 | Juli | 0 | 206 | 0 | 0 | 0 | 0 | 0 | 1.33 | 0.31546 | 0.34706 | 1.9925 | 1.33 | 0 | 0 | 0 | 0 | 0.19193 | 0 | 0 | 0.12352 | 0 | 0 | 0.34706 | 0 | 0 | 0.31235
4922 | 2018-07-25 01:00 | 7 | Juli | 1 | 206 | 0 | 0 | 0 | 0 | 0 | 1.2259 | 0.12352 | 0.040439 | 1.3898 | 1.2259 | 0 | 0 | 0 | 0 | 0 | 0 | 0 | 0.12352 | 0 | 0 | 0.040439 | 0 | 0 | 0.036395
4923 | 2018-07-25 02:00 | 7 | Juli | 2 | 206 | 0 | 0 | 0 | 0 | 0 | 1.1661 | 0.23853 | 0.042189 | 1.4468 | 1.1661 | 0 | 0 | 0 | 0 | 0 | 0 | 0 | 0.23853 | 0 | 0 | 0.042189 | 0 | 0 | 0.03797
4924 | 2018-07-25 03:00 | 7 | Juli | 3 | 206 | 0 | 0 | 0 | 0 | 0 | 1.2058 | 0.23853 | 0 | 1.4443 | 1.2058 | 0 | 0 | 0 | 0 | 0 | 0 | 0 | 0.23853 | 0 | 0 | 0 | 0 | 0 | 0
4925 | 2018-07-25 04:00 | 7 | Juli | 4 | 206 | 0.091006 | 0.091006 | 0.091006 | 0 | 0 | 1.3302 | 0.47239 | 0 | 1.8025 | 1.4212 | 0 | 0 | 0 | 0 | 0 | 0 | 0 | 0.47239 | 0 | 0 | 0 | 0 | 0 | 0
4926 | 2018-07-25 05:00 | 7 | Juli | 5 | 206 | 1.6771 | 1.6771 | 1.6771 | 0 | 0 | 0.54064 | 0.70241 | 0 | 1.2431 | 2.2178 | 0 | 0 | 0 | 0 | 0 | 0 | 0 | 0.70241 | 0 | 0 | 0 | 0 | 0 | 0
4927 | 2018-07-25 06:00 | 7 | Juli | 6 | 206 | 7.2545 | 2.8737 | 4.04 | 0 | 3.2145 | 0 | 0 | 0 | 0 | 2.8737 | 0 | 0 | 0 | 0 | 0 | 0 | 0 | 1.1663 | 0 | 0 | 0 | 0 | 0 | 0
4928 | 2018-07-25 07:00 | 7 | Juli | 7 | 206 | 11.5318 | 3.1189 | 4.503 | 0 | 7.0288 | 0 | 0 | 0 | 0 | 3.1189 | 0 | 0 | 0 | 0 | 0.21776 | 0 | 0 | 1.1663 | 0 | 0 | 0 | 0 | 0 | 0
4929 | 2018-07-25 08:00 | 7 | Juli | 8 | 206 | 12.7019 | 3.1694 | 5.9152 | 0 | 6.7867 | 0 | 0 | 0 | 0 | 3.1694 | 0 | 0 | 0 | 0 | 1.8133 | 0 | 0 | 0.93243 | 0 | 0 | 0 | 0 | 0 | 0
4930 | 2018-07-25 09:00 | 7 | Juli | 9 | 206 | 16.0431 | 3.07 | 6.1226 | 0 | 9.9205 | 0 | 0 | 0 | 0 | 3.07 | 0 | 0 | 0 | 0 | 2.2583 | 0 | 0 | 0.5874 | 0 | 0 | 0.20694 | 0 | 0 | 0.18624
4931 | 2018-07-25 10:00 | 7 | Juli | 10 | 206 | 7.6835 | 3.1256 | 6.825 | 0 | 0.85855 | 0 | 0 | 0 | 0 | 3.1256 | 0 | 0 | 0 | 0 | 2.7829 | 0 | 0 | 0.47239 | 0 | 0 | 0.44402 | 0 | 0 | 0.39962
4932 | 2018-07-25 11:00 | 7 | Juli | 11 | 206 | 12.0518 | 3.4523 | 7.8646 | 0 | 4.1872 | 0 | 0 | 0 | 0 | 3.4523 | 0 | 0 | 0 | 0 | 3.2768 | 0 | 0 | 0.70241 | 0 | 0 | 0.43304 | 0 | 0 | 0.38973
4933 | 2018-07-25 12:00 | 7 | Juli | 12 | 206 | 18.1102 | 3.3472 | 8.5856 | 0 | 9.5247 | 0 | 0 | 0 | 0 | 3.3472 | 0 | 0 | 0 | 0 | 3.4647 | 0 | 0 | 0.93243 | 0 | 0 | 0.84126 | 0 | 0 | 0.75713
4934 | 2018-07-25 13:00 | 7 | Juli | 13 | 206 | 12.5848 | 2.9159 | 7.9757 | 0 | 4.6091 | 0 | 0 | 0 | 0 | 2.9159 | 0 | 0 | 0 | 0 | 3.3531 | 0 | 0 | 0.5874 | 0 | 0 | 1.1192 | 0 | 0 | 1.0073
4935 | 2018-07-25 14:00 | 7 | Juli | 14 | 206 | 10.4657 | 2.648 | 7.1591 | 0 | 3.3066 | 0 | 0 | 0 | 0 | 2.648 | 0 | 0 | 0 | 0 | 3.1585 | 0 | 0 | 0.35355 | 0 | 0 | 0.99905 | 0 | 0 | 0.89914
4936 | 2018-07-25 15:00 | 7 | Juli | 15 | 206 | 7.5015 | 2.5656 | 6.4139 | 0 | 1.0876 | 0 | 0 | 0 | 0 | 2.5656 | 0 | 0 | 0 | 0 | 2.8915 | 0 | 0 | 0.35355 | 0 | 0 | 0.6033 | 0 | 0 | 0.54297
4937 | 2018-07-25 16:00 | 7 | Juli | 16 | 206 | 2.7562 | 2.7248 | 2.7562 | 0 | 0 | 0 | 3.1171 | 1.1803 | 4.2973 | 2.7248 | 0 | 0 | 0 | 0 | 2.5611 | 0 | 0 | 0.5874 | 0 | 0 | 1.1803 | 0 | 0 | 1.0622
4938 | 2018-07-25 17:00 | 7 | Juli | 17 | 206 | 1.0661 | 1.0661 | 1.0661 | 0 | 0 | 2.0642 | 3.1994 | 2.0695 | 7.3332 | 3.1303 | 0 | 0 | 0 | 0 | 2.497 | 0 | 0 | 0.70241 | 0 | 0 | 2.0695 | 0 | 0 | 1.8626
4939 | 2018-07-25 18:00 | 7 | Juli | 18 | 206 | 0.24702 | 0.24702 | 0.24702 | 0 | 0 | 3.3568 | 3.4254 | 2.6644 | 9.4466 | 3.6038 | 0 | 0 | 0 | 0 | 2.723 | 0 | 0 | 0.70241 | 0 | 0 | 2.6644 | 0 | 0 | 2.398
4940 | 2018-07-25 19:00 | 7 | Juli | 19 | 206 | 0.013001 | 0.013001 | 0.013001 | 0 | 0 | 3.6202 | 2.8087 | 2.5359 | 8.9648 | 3.6332 | 0 | 0 | 0 | 0 | 2.2213 | 0 | 0 | 0.5874 | 0 | 0 | 2.5359 | 0 | 0 | 2.2823
4941 | 2018-07-25 20:00 | 7 | Juli | 20 | 206 | 0 | 0 | 0 | 0 | 0 | 3.4466 | 2.0955 | 1.8296 | 7.3718 | 3.4466 | 0 | 0 | 0 | 0 | 1.6231 | 0 | 0 | 0.47239 | 0 | 0 | 1.8296 | 0 | 0 | 1.6467
4942 | 2018-07-25 21:00 | 7 | Juli | 21 | 206 | 0 | 0 | 0 | 0 | 0 | 3.1782 | 1.4156 | 1.4543 | 6.0481 | 3.1782 | 0 | 0 | 0 | 0 | 1.1771 | 0 | 0 | 0.23853 | 0 | 0 | 1.4543 | 0 | 0 | 1.3089
4943 | 2018-07-25 22:00 | 7 | Juli | 22 | 206 | 0 | 0 | 0 | 0 | 0 | 2.5099 | 0.58945 | 0.9957 | 4.0951 | 2.5099 | 0 | 0 | 0 | 0 | 0.35091 | 0 | 0 | 0.23853 | 0 | 0 | 0.9957 | 0 | 0 | 0.89613
4944 | 2018-07-25 23:00 | 7 | Juli | 23 | 206 | 0 | 0 | 0 | 0 | 0 | 1.7169 | 0.12352 | 0.63126 | 2.4717 | 1.7169 | 0 | 0 | 0 | 0 | 0 | 0 | 0 | 0.12352 | 0 | 0 | 0.63126 | 0 | 0 | 0.56813
4945 | 2018-07-26 | 7 | Juli | 0 | 207 | 0 | 0 | 0 | 0 | 0 | 1.33 | 0.12352 | 0.34706 | 1.8005 | 1.33 | 0 | 0 | 0 | 0 | 0 | 0 | 0 | 0.12352 | 0 | 0 | 0.34706 | 0 | 0 | 0.31235
4946 | 2018-07-26 01:00 | 7 | Juli | 1 | 207 | 0 | 0 | 0 | 0 | 0 | 1.2259 | 0.12352 | 0.040439 | 1.3898 | 1.2259 | 0 | 0 | 0 | 0 | 0 | 0 | 0 | 0.12352 | 0 | 0 | 0.040439 | 0 | 0 | 0.036395
4947 | 2018-07-26 02:00 | 7 | Juli | 2 | 207 | 0 | 0 | 0 | 0 | 0 | 1.1661 | 0.23853 | 0.042189 | 1.4468 | 1.1661 | 0 | 0 | 0 | 0 | 0 | 0 | 0 | 0.23853 | 0 | 0 | 0.042189 | 0 | 0 | 0.03797
4948 | 2018-07-26 03:00 | 7 | Juli | 3 | 207 | 0 | 0 | 0 | 0 | 0 | 1.2058 | 0.23853 | 0 | 1.4443 | 1.2058 | 0 | 0 | 0 | 0 | 0 | 0 | 0 | 0.23853 | 0 | 0 | 0 | 0 | 0 | 0
4949 | 2018-07-26 04:00 | 7 | Juli | 4 | 207 | 0.091006 | 0.091006 | 0.091006 | 0 | 0 | 1.3302 | 0.47239 | 0 | 1.8025 | 1.4212 | 0 | 0 | 0 | 0 | 0 | 0 | 0 | 0.47239 | 0 | 0 | 0 | 0 | 0 | 0
4950 | 2018-07-26 05:00 | 7 | Juli | 5 | 207 | 5.6554 | 2.2178 | 2.9202 | 0 | 2.7352 | 0 | 0 | 0 | 0 | 2.2178 | 0 | 0 | 0 | 0 | 0 | 0 | 0 | 0.70241 | 0 | 0 | 0 | 0 | 0 | 0
4951 | 2018-07-26 06:00 | 7 | Juli | 6 | 207 | 9.8677 | 2.8737 | 4.04 | 0 | 5.8277 | 0 | 0 | 0 | 0 | 2.8737 | 0 | 0 | 0 | 0 | 0 | 0 | 0 | 1.1663 | 0 | 0 | 0 | 0 | 0 | 0
4952 | 2018-07-26 07:00 | 7 | Juli | 7 | 207 | 13.8719 | 3.1189 | 4.2852 | 0 | 9.5867 | 0 | 0 | 0 | 0 | 3.1189 | 0 | 0 | 0 | 0 | 0 | 0 | 0 | 1.1663 | 0 | 0 | 0 | 0 | 0 | 0
4953 | 2018-07-26 08:00 | 7 | Juli | 8 | 207 | 19.1893 | 3.1694 | 4.5454 | 0 | 14.6439 | 0 | 0 | 0 | 0 | 3.1694 | 0 | 0 | 0 | 0 | 0.44349 | 0 | 0 | 0.93243 | 0 | 0 | 0 | 0 | 0 | 0
4954 | 2018-07-26 09:00 | 7 | Juli | 9 | 207 | 24.0646 | 3.07 | 5.3016 | 0 | 18.763 | 0 | 0 | 0 | 0 | 3.07 | 0 | 0 | 0 | 0 | 1.4373 | 0 | 0 | 0.5874 | 0 | 0 | 0.20694 | 0 | 0 | 0.18624
4955 | 2018-07-26 10:00 | 7 | Juli | 10 | 207 | 26.3658 | 3.1256 | 5.812 | 0 | 20.5537 | 0 | 0 | 0 | 0 | 3.1256 | 0 | 0 | 0 | 0 | 1.77 | 0 | 0 | 0.47239 | 0 | 0 | 0.44402 | 0 | 0 | 0.39962
4956 | 2018-07-26 11:00 | 7 | Juli | 11 | 207 | 27.8739 | 3.4523 | 6.6189 | 0 | 21.255 | 0 | 0 | 0 | 0 | 3.4523 | 0 | 0 | 0 | 0 | 2.0311 | 0 | 0 | 0.70241 | 0 | 0 | 0.43304 | 0 | 0 | 0.38973
4957 | 2018-07-26 12:00 | 7 | Juli | 12 | 207 | 28.0039 | 3.3472 | 7.4954 | 0 | 20.5085 | 0 | 0 | 0 | 0 | 3.3472 | 0 | 0 | 0 | 0 | 2.3745 | 0 | 0 | 0.93243 | 0 | 0 | 0.84126 | 0 | 0 | 0.75713
4958 | 2018-07-26 13:00 | 7 | Juli | 13 | 207 | 25.7027 | 2.9159 | 7.0458 | 0 | 18.657 | 0 | 0 | 0 | 0 | 2.9159 | 0 | 0 | 0 | 0 | 2.4232 | 0 | 0 | 0.5874 | 0 | 0 | 1.1192 | 0 | 0 | 1.0073
4959 | 2018-07-26 14:00 | 7 | Juli | 14 | 207 | 22.0495 | 2.648 | 6.0494 | 0 | 16.0001 | 0 | 0 | 0 | 0 | 2.648 | 0 | 0 | 0 | 0 | 2.0488 | 0 | 0 | 0.35355 | 0 | 0 | 0.99905 | 0 | 0 | 0.89914
4960 | 2018-07-26 15:00 | 7 | Juli | 15 | 207 | 17.6292 | 2.5656 | 5.4225 | 0 | 12.2066 | 0 | 0 | 0 | 0 | 2.5656 | 0 | 0 | 0 | 0 | 1.9001 | 0 | 0 | 0.35355 | 0 | 0 | 0.6033 | 0 | 0 | 0.54297
4961 | 2018-07-26 16:00 | 7 | Juli | 16 | 207 | 13.5079 | 2.7248 | 6.178 | 0 | 7.33 | 0 | 0 | 0 | 0 | 2.7248 | 0 | 0 | 0 | 0 | 1.6855 | 0 | 0 | 0.5874 | 0 | 0 | 1.1803 | 0 | 0 | 1.0622
4962 | 2018-07-26 17:00 | 7 | Juli | 17 | 207 | 9.5426 | 3.1303 | 7.5056 | 0 | 2.037 | 0 | 0 | 0 | 0 | 3.1303 | 0 | 0 | 0 | 0 | 1.6034 | 0 | 0 | 0.70241 | 0 | 0 | 2.0695 | 0 | 0 | 1.8626
4963 | 2018-07-26 18:00 | 7 | Juli | 18 | 207 | 4.9923 | 3.6038 | 4.9923 | 0 | 0 | 0 | 1.3633 | 2.6644 | 4.0277 | 3.6038 | 0 | 0 | 0 | 0 | 2.0494 | 0 | 0 | 0.70241 | 0 | 0 | 2.6644 | 0 | 0 | 2.398
4964 | 2018-07-26 19:00 | 7 | Juli | 19 | 207 | 0.065004 | 0.065004 | 0.065004 | 0 | 0 | 3.5682 | 2.4565 | 2.5359 | 8.5606 | 3.6332 | 0 | 0 | 0 | 0 | 1.8691 | 0 | 0 | 0.5874 | 0 | 0 | 2.5359 | 0 | 0 | 2.2823
4965 | 2018-07-26 20:00 | 7 | Juli | 20 | 207 | 0 | 0 | 0 | 0 | 0 | 3.4466 | 2.0079 | 1.8296 | 7.2841 | 3.4466 | 0 | 0 | 0 | 0 | 1.5355 | 0 | 0 | 0.47239 | 0 | 0 | 1.8296 | 0 | 0 | 1.6467
4966 | 2018-07-26 21:00 | 7 | Juli | 21 | 207 | 0 | 0 | 0 | 0 | 0 | 3.1782 | 1.6007 | 1.4543 | 6.2332 | 3.1782 | 0 | 0 | 0 | 0 | 1.3621 | 0 | 0 | 0.23853 | 0 | 0 | 1.4543 | 0 | 0 | 1.3089
4967 | 2018-07-26 22:00 | 7 | Juli | 22 | 207 | 0 | 0 | 0 | 0 | 0 | 2.5099 | 0.94708 | 0.9957 | 4.4527 | 2.5099 | 0 | 0 | 0 | 0 | 0.70855 | 0 | 0 | 0.23853 | 0 | 0 | 0.9957 | 0 | 0 | 0.89613
4968 | 2018-07-26 23:00 | 7 | Juli | 23 | 207 | 0 | 0 | 0 | 0 | 0 | 1.7169 | 0.4893 | 0.12317 | 2.3294 | 1.7169 | 0 | 0 | 0 | 0 | 0.36577 | 0 | 0 | 0.12352 | 0 | 0 | 0.12317 | 0 | 0 | 0.11085
4969 | 2018-07-27 | 7 | Juli | 0 | 208 | 0 | 0 | 0 | 0 | 0 | 1.33 | 0.25681 | 0.091347 | 1.6781 | 1.33 | 0 | 0 | 0 | 0 | 0.13329 | 0 | 0 | 0.12352 | 0 | 0 | 0.091347 | 0 | 0 | 0.082212
4970 | 2018-07-27 01:00 | 7 | Juli | 1 | 208 | 0 | 0 | 0 | 0 | 0 | 1.2259 | 0.12352 | 0 | 1.3494 | 1.2259 | 0 | 0 | 0 | 0 | 0 | 0 | 0 | 0.12352 | 0 | 0 | 0 | 0 | 0 | 0
4971 | 2018-07-27 02:00 | 7 | Juli | 2 | 208 | 0 | 0 | 0 | 0 | 0 | 1.1661 | 0.23853 | 0.11659 | 1.5212 | 1.1661 | 0 | 0 | 0 | 0 | 0 | 0 | 0 | 0.23853 | 0 | 0 | 0.11659 | 0 | 0 | 0.10493
4972 | 2018-07-27 03:00 | 7 | Juli | 3 | 208 | 0 | 0 | 0 | 0 | 0 | 1.2058 | 0.23853 | 0.042301 | 1.4866 | 1.2058 | 0 | 0 | 0 | 0 | 0 | 0 | 0 | 0.23853 | 0 | 0 | 0.042301 | 0 | 0 | 0.038071
4973 | 2018-07-27 04:00 | 7 | Juli | 4 | 208 | 0.091006 | 0.091006 | 0.091006 | 0 | 0 | 1.3302 | 0.47239 | 0.039756 | 1.8423 | 1.4212 | 0 | 0 | 0 | 0 | 0 | 0 | 0 | 0.47239 | 0 | 0 | 0.039756 | 0 | 0 | 0.035781
4974 | 2018-07-27 05:00 | 7 | Juli | 5 | 208 | 6.0324 | 2.2178 | 3.0369 | 0 | 2.9955 | 0 | 0 | 0 | 0 | 2.2178 | 0 | 0 | 0 | 0 | 0.11676 | 0 | 0 | 0.70241 | 0 | 0 | 0 | 0 | 0 | 0
4975 | 2018-07-27 06:00 | 7 | Juli | 6 | 208 | 10.8557 | 2.8737 | 4.9644 | 0 | 5.8913 | 0 | 0 | 0 | 0 | 2.8737 | 0 | 0 | 0 | 0 | 0.92442 | 0 | 0 | 1.1663 | 0 | 0 | 0 | 0 | 0 | 0
4976 | 2018-07-27 07:00 | 7 | Juli | 7 | 208 | 14.964 | 3.1189 | 5.3915 | 0 | 9.5725 | 0 | 0 | 0 | 0 | 3.1189 | 0 | 0 | 0 | 0 | 1.1063 | 0 | 0 | 1.1663 | 0 | 0 | 0 | 0 | 0 | 0
4977 | 2018-07-27 08:00 | 7 | Juli | 8 | 208 | 19.6443 | 3.1694 | 5.5079 | 0 | 14.1364 | 0 | 0 | 0 | 0 | 3.1694 | 0 | 0 | 0 | 0 | 1.406 | 0 | 0 | 0.93243 | 0 | 0 | 0 | 0 | 0 | 0
4978 | 2018-07-27 09:00 | 7 | Juli | 9 | 208 | 24.0646 | 3.07 | 5.4674 | 0 | 18.5972 | 0 | 0 | 0 | 0 | 3.07 | 0 | 0 | 0 | 0 | 1.6443 | 0 | 0 | 0.5874 | 0 | 0 | 0.16574 | 0 | 0 | 0.14917
4979 | 2018-07-27 10:00 | 7 | Juli | 10 | 208 | 27.2238 | 3.1256 | 5.8729 | 0 | 21.3509 | 0 | 0 | 0 | 0 | 3.1256 | 0 | 0 | 0 | 0 | 1.8767 | 0 | 0 | 0.47239 | 0 | 0 | 0.39821 | 0 | 0 | 0.35839
4980 | 2018-07-27 11:00 | 7 | Juli | 11 | 208 | 28.8489 | 3.4523 | 6.8022 | 0 | 22.0467 | 0 | 0 | 0 | 0 | 3.4523 | 0 | 0 | 0 | 0 | 2.2516 | 0 | 0 | 0.70241 | 0 | 0 | 0.39589 | 0 | 0 | 0.3563
4981 | 2018-07-27 12:00 | 7 | Juli | 12 | 208 | 28.8229 | 3.3472 | 7.5103 | 0 | 21.3126 | 0 | 0 | 0 | 0 | 3.3472 | 0 | 0 | 0 | 0 | 2.2859 | 0 | 0 | 0.93243 | 0 | 0 | 0.94478 | 0 | 0 | 0.8503
4982 | 2018-07-27 13:00 | 7 | Juli | 13 | 208 | 26.9898 | 2.9159 | 7.0393 | 0 | 19.9506 | 0 | 0 | 0 | 0 | 2.9159 | 0 | 0 | 0 | 0 | 2.1714 | 0 | 0 | 0.5874 | 0 | 0 | 1.3646 | 0 | 0 | 1.2281
4983 | 2018-07-27 14:00 | 7 | Juli | 14 | 208 | 23.4666 | 2.648 | 6.1429 | 0 | 17.3237 | 0 | 0 | 0 | 0 | 2.648 | 0 | 0 | 0 | 0 | 1.9648 | 0 | 0 | 0.35355 | 0 | 0 | 1.1765 | 0 | 0 | 1.0589
4984 | 2018-07-27 15:00 | 7 | Juli | 15 | 208 | 19.1373 | 2.5656 | 5.7576 | 0 | 13.3797 | 0 | 0 | 0 | 0 | 2.5656 | 0 | 0 | 0 | 0 | 1.8661 | 0 | 0 | 0.35355 | 0 | 0 | 0.97242 | 0 | 0 | 0.87517
4985 | 2018-07-27 16:00 | 7 | Juli | 16 | 208 | 14.717 | 2.7248 | 6.5925 | 0 | 8.1244 | 0 | 0 | 0 | 0 | 2.7248 | 0 | 0 | 0 | 0 | 1.8218 | 0 | 0 | 0.5874 | 0 | 0 | 1.4586 | 0 | 0 | 1.3127
4986 | 2018-07-27 17:00 | 7 | Juli | 17 | 208 | 10.6217 | 3.1303 | 7.3267 | 0 | 3.295 | 0 | 0 | 0 | 0 | 3.1303 | 0 | 0 | 0 | 0 | 1.8385 | 0 | 0 | 0.70241 | 0 | 0 | 1.6556 | 0 | 0 | 1.49
4987 | 2018-07-27 18:00 | 7 | Juli | 18 | 208 | 6.2144 | 3.6038 | 6.2144 | 0 | 0 | 0 | 0.34734 | 2.1629 | 2.5102 | 3.6038 | 0 | 0 | 0 | 0 | 2.2555 | 0 | 0 | 0.70241 | 0 | 0 | 2.1629 | 0 | 0 | 1.9466
4988 | 2018-07-27 19:00 | 7 | Juli | 19 | 208 | 0.065004 | 0.065004 | 0.065004 | 0 | 0 | 3.5682 | 2.666 | 2.087 | 8.3212 | 3.6332 | 0 | 0 | 0 | 0 | 2.0786 | 0 | 0 | 0.5874 | 0 | 0 | 2.087 | 0 | 0 | 1.8783
4989 | 2018-07-27 20:00 | 7 | Juli | 20 | 208 | 0 | 0 | 0 | 0 | 0 | 3.4466 | 2.1784 | 1.7154 | 7.3404 | 3.4466 | 0 | 0 | 0 | 0 | 1.706 | 0 | 0 | 0.47239 | 0 | 0 | 1.7154 | 0 | 0 | 1.5439
4990 | 2018-07-27 21:00 | 7 | Juli | 21 | 208 | 0 | 0 | 0 | 0 | 0 | 3.1782 | 1.6134 | 1.2558 | 6.0473 | 3.1782 | 0 | 0 | 0 | 0 | 1.3749 | 0 | 0 | 0.23853 | 0 | 0 | 1.2558 | 0 | 0 | 1.1302
4991 | 2018-07-27 22:00 | 7 | Juli | 22 | 208 | 0 | 0 | 0 | 0 | 0 | 2.5099 | 1.0607 | 0.75773 | 4.3283 | 2.5099 | 0 | 0 | 0 | 0 | 0.82217 | 0 | 0 | 0.23853 | 0 | 0 | 0.75773 | 0 | 0 | 0.68195
4992 | 2018-07-27 23:00 | 7 | Juli | 23 | 208 | 0 | 0 | 0 | 0 | 0 | 1.7169 | 0.47411 | 0.49733 | 2.6884 | 1.7169 | 0 | 0 | 0 | 0 | 0.35058 | 0 | 0 | 0.12352 | 0 | 0 | 0.49733 | 0 | 0 | 0.4476
4993 | 2018-07-28 | 7 | Juli | 0 | 209 | 0 | 0 | 0 | 0 | 0 | 1.33 | 0.24176 | 0 | 1.5717 | 1.33 | 0 | 0 | 0 | 0 | 0.11823 | 0 | 0 | 0.12352 | 0 | 0 | 0 | 0 | 0 | 0
4994 | 2018-07-28 01:00 | 7 | Juli | 1 | 209 | 0 | 0 | 0 | 0 | 0 | 1.2259 | 0.13065 | 0 | 1.3565 | 1.2259 | 0 | 0 | 0 | 0 | 0.0071305 | 0 | 0 | 0.12352 | 0 | 0 | 0 | 0 | 0 | 0
4995 | 2018-07-28 02:00 | 7 | Juli | 2 | 209 | 0 | 0 | 0 | 0 | 0 | 1.1661 | 0.12352 | 0.085531 | 1.3752 | 1.1661 | 0 | 0 | 0 | 0 | 0 | 0 | 0 | 0.12352 | 0 | 0 | 0.085531 | 0 | 0 | 0.076978
4996 | 2018-07-28 03:00 | 7 | Juli | 3 | 209 | 0 | 0 | 0 | 0 | 0 | 1.2058 | 0.12352 | 0.025909 | 1.3552 | 1.2058 | 0 | 0 | 0 | 0 | 0 | 0 | 0 | 0.12352 | 0 | 0 | 0.025909 | 0 | 0 | 0.023318
4997 | 2018-07-28 04:00 | 7 | Juli | 4 | 209 | 0.065004 | 0.065004 | 0.065004 | 0 | 0 | 1.3562 | 0.12352 | 0.055915 | 1.5356 | 1.4212 | 0 | 0 | 0 | 0 | 0 | 0 | 0 | 0.12352 | 0 | 0 | 0.055915 | 0 | 0 | 0.050323
4998 | 2018-07-28 05:00 | 7 | Juli | 5 | 209 | 2.7952 | 2.2178 | 2.6245 | 0 | 0.17073 | 0 | 0 | 0 | 0 | 2.2178 | 0 | 0 | 0 | 0 | 0.16817 | 0 | 0 | 0.23853 | 0 | 0 | 0 | 0 | 0 | 0
4999 | 2018-07-28 06:00 | 7 | Juli | 6 | 209 | 6.6174 | 2.8737 | 4.3711 | 0 | 2.2464 | 0 | 0 | 0 | 0 | 2.8737 | 0 | 0 | 0 | 0 | 1.025 | 0 | 0 | 0.47239 | 0 | 0 | 0 | 0 | 0 | 0
5000 | 2018-07-28 07:00 | 7 | Juli | 7 | 209 | 8.9966 | 3.1189 | 5.3878 | 0 | 3.6088 | 0 | 0 | 0 | 0 | 3.1189 | 0 | 0 | 0 | 0 | 1.5664 | 0 | 0 | 0.70241 | 0 | 0 | 0 | 0 | 0 | 0
5001 | 2018-07-28 08:00 | 7 | Juli | 8 | 209 | 13.1309 | 3.1694 | 5.5187 | 0 | 7.6122 | 0 | 0 | 0 | 0 | 3.1694 | 0 | 0 | 0 | 0 | 1.6468 | 0 | 0 | 0.70241 | 0 | 0 | 0 | 0 | 0 | 0
5002 | 2018-07-28 09:00 | 7 | Juli | 9 | 209 | 16.0951 | 3.07 | 5.8487 | 0 | 10.2464 | 0 | 0 | 0 | 0 | 3.07 | 0 | 0 | 0 | 0 | 1.9183 | 0 | 0 | 0.5874 | 0 | 0 | 0.27308 | 0 | 0 | 0.24577
5003 | 2018-07-28 10:00 | 7 | Juli | 10 | 209 | 16.9661 | 3.1256 | 6.2483 | 0 | 10.7178 | 0 | 0 | 0 | 0 | 3.1256 | 0 | 0 | 0 | 0 | 2.1902 | 0 | 0 | 0.35738 | 0 | 0 | 0.57504 | 0 | 0 | 0.51754
5004 | 2018-07-28 11:00 | 7 | Juli | 11 | 209 | 18.0322 | 3.4523 | 7.0535 | 0 | 10.9787 | 0 | 0 | 0 | 0 | 3.4523 | 0 | 0 | 0 | 0 | 2.5193 | 0 | 0 | 0.5874 | 0 | 0 | 0.49448 | 0 | 0 | 0.44503
5005 | 2018-07-28 12:00 | 7 | Juli | 12 | 209 | 18.5913 | 3.3472 | 7.5798 | 0 | 11.0114 | 0 | 0 | 0 | 0 | 3.3472 | 0 | 0 | 0 | 0 | 2.7273 | 0 | 0 | 0.70241 | 0 | 0 | 0.80292 | 0 | 0 | 0.72263
5006 | 2018-07-28 13:00 | 7 | Juli | 13 | 209 | 18.2272 | 2.9159 | 7.6311 | 0 | 10.5961 | 0 | 0 | 0 | 0 | 2.9159 | 0 | 0 | 0 | 0 | 2.5845 | 0 | 0 | 0.70241 | 0 | 0 | 1.4283 | 0 | 0 | 1.2855
5007 | 2018-07-28 14:00 | 7 | Juli | 14 | 209 | 16.5631 | 2.648 | 6.7863 | 0 | 9.7768 | 0 | 0 | 0 | 0 | 2.648 | 0 | 0 | 0 | 0 | 2.5241 | 0 | 0 | 0.5874 | 0 | 0 | 1.0268 | 0 | 0 | 0.92416
5008 | 2018-07-28 15:00 | 7 | Juli | 15 | 209 | 12.9619 | 2.5656 | 6.2737 | 0 | 6.6882 | 0 | 0 | 0 | 0 | 2.5656 | 0 | 0 | 0 | 0 | 2.3889 | 0 | 0 | 0.5874 | 0 | 0 | 0.73184 | 0 | 0 | 0.65866
5009 | 2018-07-28 16:00 | 7 | Juli | 16 | 209 | 9.2306 | 2.7248 | 6.918 | 0 | 2.3126 | 0 | 0 | 0 | 0 | 2.7248 | 0 | 0 | 0 | 0 | 2.309 | 0 | 0 | 1.0513 | 0 | 0 | 0.83299 | 0 | 0 | 0.74969
5010 | 2018-07-28 17:00 | 7 | Juli | 17 | 209 | 5.6554 | 3.1303 | 5.6554 | 0 | 0 | 0 | 0.68104 | 1.2201 | 1.9012 | 3.1303 | 0 | 0 | 0 | 0 | 2.3887 | 0 | 0 | 0.81742 | 0 | 0 | 1.2201 | 0 | 0 | 1.0981
5011 | 2018-07-28 18:00 | 7 | Juli | 18 | 209 | 2.3142 | 2.3142 | 2.3142 | 0 | 0 | 1.2896 | 3.1441 | 1.9034 | 6.3372 | 3.6038 | 0 | 0 | 0 | 0 | 2.6717 | 0 | 0 | 0.47239 | 0 | 0 | 1.9034 | 0 | 0 | 1.7131
5012 | 2018-07-28 19:00 | 7 | Juli | 19 | 209 | 0.026002 | 0.026002 | 0.026002 | 0 | 0 | 3.6072 | 2.9076 | 1.7545 | 8.2693 | 3.6332 | 0 | 0 | 0 | 0 | 2.4352 | 0 | 0 | 0.47239 | 0 | 0 | 1.7545 | 0 | 0 | 1.579
5013 | 2018-07-28 20:00 | 7 | Juli | 20 | 209 | 0 | 0 | 0 | 0 | 0 | 3.4466 | 2.1722 | 1.2804 | 6.8992 | 3.4466 | 0 | 0 | 0 | 0 | 1.9337 | 0 | 0 | 0.23853 | 0 | 0 | 1.2804 | 0 | 0 | 1.1523
5014 | 2018-07-28 21:00 | 7 | Juli | 21 | 209 | 0 | 0 | 0 | 0 | 0 | 3.1782 | 1.8269 | 0.99691 | 6.002 | 3.1782 | 0 | 0 | 0 | 0 | 1.5884 | 0 | 0 | 0.23853 | 0 | 0 | 0.99691 | 0 | 0 | 0.89722
5015 | 2018-07-28 22:00 | 7 | Juli | 22 | 209 | 0 | 0 | 0 | 0 | 0 | 2.5099 | 1.0881 | 0.5535 | 4.1515 | 2.5099 | 0 | 0 | 0 | 0 | 0.8496 | 0 | 0 | 0.23853 | 0 | 0 | 0.5535 | 0 | 0 | 0.49815
5016 | 2018-07-28 23:00 | 7 | Juli | 23 | 209 | 0 | 0 | 0 | 0 | 0 | 1.7169 | 0.37276 | 0.49099 | 2.5807 | 1.7169 | 0 | 0 | 0 | 0 | 0.24924 | 0 | 0 | 0.12352 | 0 | 0 | 0.49099 | 0 | 0 | 0.44189
5017 | 2018-07-29 | 7 | Juli | 0 | 210 | 0 | 0 | 0 | 0 | 0 | 1.5258 | 0.12352 | 0.59399 | 2.2433 | 1.5258 | 0 | 0 | 0 | 0 | 0 | 0 | 0 | 0.12352 | 0 | 0 | 0.59399 | 0 | 0 | 0.53459
5018 | 2018-07-29 01:00 | 7 | Juli | 1 | 210 | 0 | 0 | 0 | 0 | 0 | 1.2784 | 0.12352 | 0.39144 | 1.7934 | 1.2784 | 0 | 0 | 0 | 0 | 0 | 0 | 0 | 0.12352 | 0 | 0 | 0.39144 | 0 | 0 | 0.35229
5019 | 2018-07-29 02:00 | 7 | Juli | 2 | 210 | 0 | 0 | 0 | 0 | 0 | 1.231 | 0.12352 | 0.014074 | 1.3686 | 1.231 | 0 | 0 | 0 | 0 | 0 | 0 | 0 | 0.12352 | 0 | 0 | 0.014074 | 0 | 0 | 0.012667
5020 | 2018-07-29 03:00 | 7 | Juli | 3 | 210 | 0 | 0 | 0 | 0 | 0 | 1.2408 | 0.12352 | 0.026572 | 1.3909 | 1.2408 | 0 | 0 | 0 | 0 | 0 | 0 | 0 | 0.12352 | 0 | 0 | 0.026572 | 0 | 0 | 0.023914
5021 | 2018-07-29 04:00 | 7 | Juli | 4 | 210 | 0.065004 | 0.065004 | 0.065004 | 0 | 0 | 1.1995 | 0.12352 | 0.02326 | 1.3463 | 1.2645 | 0 | 0 | 0 | 0 | 0 | 0 | 0 | 0.12352 | 0 | 0 | 0.02326 | 0 | 0 | 0.020934
5022 | 2018-07-29 05:00 | 7 | Juli | 5 | 210 | 4.7193 | 1.5129 | 1.6364 | 0 | 3.0829 | 0 | 0 | 0 | 0 | 1.5129 | 0 | 0 | 0 | 0 | 0 | 0 | 0 | 0.12352 | 0 | 0 | 0 | 0 | 0 | 0
5023 | 2018-07-29 06:00 | 7 | Juli | 6 | 210 | 9.1396 | 2.1188 | 2.2423 | 0 | 6.8973 | 0 | 0 | 0 | 0 | 2.1188 | 0 | 0 | 0 | 0 | 0 | 0 | 0 | 0.12352 | 0 | 0 | 0 | 0 | 0 | 0
5024 | 2018-07-29 07:00 | 7 | Juli | 7 | 210 | 12.2338 | 2.8459 | 3.0844 | 0 | 9.1494 | 0 | 0 | 0 | 0 | 2.8459 | 0 | 0 | 0 | 0 | 0 | 0 | 0 | 0.23853 | 0 | 0 | 0 | 0 | 0 | 0
5025 | 2018-07-29 08:00 | 7 | Juli | 8 | 210 | 17.6552 | 3.4101 | 3.7674 | 0 | 13.8877 | 0 | 0 | 0 | 0 | 3.4101 | 0 | 0 | 0 | 0 | 0 | 0 | 0 | 0.35738 | 0 | 0 | 0 | 0 | 0 | 0
5026 | 2018-07-29 09:00 | 7 | Juli | 9 | 210 | 21.8285 | 3.5976 | 6.175 | 0 | 15.6534 | 0 | 0 | 0 | 0 | 3.5976 | 0 | 0 | 0 | 0 | 1.5773 | 0 | 0 | 0.70241 | 0 | 0 | 0.29766 | 0 | 0 | 0.2679
5027 | 2018-07-29 10:00 | 7 | Juli | 10 | 210 | 23.6096 | 3.7269 | 7.0861 | 0 | 16.5235 | 0 | 0 | 0 | 0 | 3.7269 | 0 | 0 | 0 | 0 | 2.0497 | 0 | 0 | 0.70241 | 0 | 0 | 0.60708 | 0 | 0 | 0.54638
5028 | 2018-07-29 11:00 | 7 | Juli | 11 | 210 | 24.8967 | 3.9537 | 7.6747 | 0 | 17.2219 | 0 | 0 | 0 | 0 | 3.9537 | 0 | 0 | 0 | 0 | 2.3112 | 0 | 0 | 0.93243 | 0 | 0 | 0.47745 | 0 | 0 | 0.4297
5029 | 2018-07-29 12:00 | 7 | Juli | 12 | 210 | 25.4297 | 3.8269 | 7.655 | 0 | 17.7747 | 0 | 0 | 0 | 0 | 3.8269 | 0 | 0 | 0 | 0 | 2.3836 | 0 | 0 | 0.93243 | 0 | 0 | 0.51211 | 0 | 0 | 0.4609
5030 | 2018-07-29 13:00 | 7 | Juli | 13 | 210 | 24.0776 | 3.4394 | 7.1636 | 0 | 16.914 | 0 | 0 | 0 | 0 | 3.4394 | 0 | 0 | 0 | 0 | 2.2014 | 0 | 0 | 0.81742 | 0 | 0 | 0.70537 | 0 | 0 | 0.63484
5031 | 2018-07-29 14:00 | 7 | Juli | 14 | 210 | 21.5685 | 3.2581 | 6.6465 | 0 | 14.922 | 0 | 0 | 0 | 0 | 3.2581 | 0 | 0 | 0 | 0 | 2.1277 | 0 | 0 | 0.5874 | 0 | 0 | 0.6733 | 0 | 0 | 0.60597
5032 | 2018-07-29 15:00 | 7 | Juli | 15 | 210 | 16.3161 | 3.1849 | 6.6346 | 0 | 9.6815 | 0 | 0 | 0 | 0 | 3.1849 | 0 | 0 | 0 | 0 | 2.2863 | 0 | 0 | 0.47239 | 0 | 0 | 0.691 | 0 | 0 | 0.6219
5033 | 2018-07-29 16:00 | 7 | Juli | 16 | 210 | 12.7409 | 3.2699 | 6.7604 | 0 | 5.9805 | 0 | 0 | 0 | 0 | 3.2699 | 0 | 0 | 0 | 0 | 2.0858 | 0 | 0 | 0.5874 | 0 | 0 | 0.81723 | 0 | 0 | 0.73551
5034 | 2018-07-29 17:00 | 7 | Juli | 17 | 210 | 8.8666 | 3.6316 | 7.5235 | 0 | 1.3431 | 0 | 0 | 0 | 0 | 3.6316 | 0 | 0 | 0 | 0 | 1.9782 | 0 | 0 | 0.70241 | 0 | 0 | 1.2113 | 0 | 0 | 1.0901
5035 | 2018-07-29 18:00 | 7 | Juli | 18 | 210 | 4.7453 | 3.9176 | 4.7453 | 0 | 0 | 0 | 2.2018 | 1.9407 | 4.1425 | 3.9176 | 0 | 0 | 0 | 0 | 2.3272 | 0 | 0 | 0.70241 | 0 | 0 | 1.9407 | 0 | 0 | 1.7466
5036 | 2018-07-29 19:00 | 7 | Juli | 19 | 210 | 0.039003 | 0.039003 | 0.039003 | 0 | 0 | 3.7245 | 2.4419 | 2.17 | 8.3365 | 3.7635 | 0 | 0 | 0 | 0 | 1.9695 | 0 | 0 | 0.47239 | 0 | 0 | 2.17 | 0 | 0 | 1.953
5037 | 2018-07-29 20:00 | 7 | Juli | 20 | 210 | 0 | 0 | 0 | 0 | 0 | 3.3704 | 1.8301 | 1.905 | 7.1055 | 3.3704 | 0 | 0 | 0 | 0 | 1.3577 | 0 | 0 | 0.47239 | 0 | 0 | 1.905 | 0 | 0 | 1.7145
5038 | 2018-07-29 21:00 | 7 | Juli | 21 | 210 | 0 | 0 | 0 | 0 | 0 | 3.2627 | 1.2686 | 1.5578 | 6.0891 | 3.2627 | 0 | 0 | 0 | 0 | 1.0301 | 0 | 0 | 0.23853 | 0 | 0 | 1.5578 | 0 | 0 | 1.402
5039 | 2018-07-29 22:00 | 7 | Juli | 22 | 210 | 0 | 0 | 0 | 0 | 0 | 2.7691 | 0.56755 | 0.88022 | 4.2169 | 2.7691 | 0 | 0 | 0 | 0 | 0.32902 | 0 | 0 | 0.23853 | 0 | 0 | 0.88022 | 0 | 0 | 0.7922
5040 | 2018-07-29 23:00 | 7 | Juli | 23 | 210 | 0 | 0 | 0 | 0 | 0 | 1.9107 | 0.12352 | 0.73599 | 2.7702 | 1.9107 | 0 | 0 | 0 | 0 | 0 | 0 | 0 | 0.12352 | 0 | 0 | 0.73599 | 0 | 0 | 0.66239
5041 | 2018-07-30 | 7 | Juli | 0 | 211 | 0 | 0 | 0 | 0 | 0 | 2.0467 | 0.12352 | 0.37687 | 2.5471 | 2.0467 | 0 | 0 | 0 | 0 | 0 | 0 | 0 | 0.12352 | 0 | 0 | 0.37687 | 0 | 0 | 0.33918
5042 | 2018-07-30 01:00 | 7 | Juli | 1 | 211 | 0 | 0 | 0 | 0 | 0 | 1.5737 | 0.12352 | 0.57442 | 2.2716 | 1.5737 | 0 | 0 | 0 | 0 | 0 | 0 | 0 | 0.12352 | 0 | 0 | 0.57442 | 0 | 0 | 0.51697
5043 | 2018-07-30 02:00 | 7 | Juli | 2 | 211 | 0 | 0 | 0 | 0 | 0 | 1.3227 | 0.23853 | 0.34995 | 1.9112 | 1.3227 | 0 | 0 | 0 | 0 | 0 | 0 | 0 | 0.23853 | 0 | 0 | 0.34995 | 0 | 0 | 0.31496
5044 | 2018-07-30 03:00 | 7 | Juli | 3 | 211 | 0 | 0 | 0 | 0 | 0 | 1.2429 | 0.23853 | 0 | 1.4814 | 1.2429 | 0 | 0 | 0 | 0 | 0 | 0 | 0 | 0.23853 | 0 | 0 | 0 | 0 | 0 | 0
5045 | 2018-07-30 04:00 | 7 | Juli | 4 | 211 | 0.065004 | 0.065004 | 0.065004 | 0 | 0 | 1.165 | 0.47239 | 0 | 1.6374 | 1.23 | 0 | 0 | 0 | 0 | 0 | 0 | 0 | 0.47239 | 0 | 0 | 0 | 0 | 0 | 0
5046 | 2018-07-30 05:00 | 7 | Juli | 5 | 211 | 6.0324 | 1.2053 | 1.9077 | 0 | 4.1247 | 0 | 0 | 0 | 0 | 1.2053 | 0 | 0 | 0 | 0 | 0 | 0 | 0 | 0.70241 | 0 | 0 | 0 | 0 | 0 | 0
5047 | 2018-07-30 06:00 | 7 | Juli | 6 | 211 | 11.0767 | 1.2578 | 2.4241 | 0 | 8.6526 | 0 | 0 | 0 | 0 | 1.2578 | 0 | 0 | 0 | 0 | 0 | 0 | 0 | 1.1663 | 0 | 0 | 0 | 0 | 0 | 0
5048 | 2018-07-30 07:00 | 7 | Juli | 7 | 211 | 15.341 | 1.6324 | 2.7987 | 0 | 12.5423 | 0 | 0 | 0 | 0 | 1.6324 | 0 | 0 | 0 | 0 | 0 | 0 | 0 | 1.1663 | 0 | 0 | 0 | 0 | 0 | 0
5049 | 2018-07-30 08:00 | 7 | Juli | 8 | 211 | 19.8523 | 2.5176 | 3.4501 | 0 | 16.4023 | 0 | 0 | 0 | 0 | 2.5176 | 0 | 0 | 0 | 0 | 0 | 0 | 0 | 0.93243 | 0 | 0 | 0 | 0 | 0 | 0
5050 | 2018-07-30 09:00 | 7 | Juli | 9 | 211 | 24.2986 | 3.5028 | 4.2971 | 0 | 20.0015 | 0 | 0 | 0 | 0 | 3.5028 | 0 | 0 | 0 | 0 | 0 | 0 | 0 | 0.5874 | 0 | 0 | 0.20694 | 0 | 0 | 0.18624
5051 | 2018-07-30 10:00 | 7 | Juli | 10 | 211 | 27.4318 | 4.0459 | 4.9623 | 0 | 22.4695 | 0 | 0 | 0 | 0 | 4.0459 | 0 | 0 | 0 | 0 | 0 | 0 | 0 | 0.47239 | 0 | 0 | 0.44402 | 0 | 0 | 0.39962
5052 | 2018-07-30 11:00 | 7 | Juli | 11 | 211 | 29.213 | 4.4401 | 5.5755 | 0 | 23.6375 | 0 | 0 | 0 | 0 | 4.4401 | 0 | 0 | 0 | 0 | 0 | 0 | 0 | 0.70241 | 0 | 0 | 0.43304 | 0 | 0 | 0.38973
5053 | 2018-07-30 12:00 | 7 | Juli | 12 | 211 | 29.083 | 4.5168 | 6.2905 | 0 | 22.7924 | 0 | 0 | 0 | 0 | 4.5168 | 0 | 0 | 0 | 0 | 0 | 0 | 0 | 0.93243 | 0 | 0 | 0.84126 | 0 | 0 | 0.75713
5054 | 2018-07-30 13:00 | 7 | Juli | 13 | 211 | 27.2888 | 3.8145 | 5.5212 | 0 | 21.7677 | 0 | 0 | 0 | 0 | 3.8145 | 0 | 0 | 0 | 0 | 0 | 0 | 0 | 0.5874 | 0 | 0 | 1.1192 | 0 | 0 | 1.0073
5055 | 2018-07-30 14:00 | 7 | Juli | 14 | 211 | 24.0126 | 3.1694 | 5.0902 | 0 | 18.9224 | 0 | 0 | 0 | 0 | 3.1694 | 0 | 0 | 0 | 0 | 0.56816 | 0 | 0 | 0.35355 | 0 | 0 | 0.99905 | 0 | 0 | 0.89914
5056 | 2018-07-30 15:00 | 7 | Juli | 15 | 211 | 19.2283 | 2.7634 | 4.8643 | 0 | 14.364 | 0 | 0 | 0 | 0 | 2.7634 | 0 | 0 | 0 | 0 | 1.1441 | 0 | 0 | 0.35355 | 0 | 0 | 0.6033 | 0 | 0 | 0.54297
5057 | 2018-07-30 16:00 | 7 | Juli | 16 | 211 | 14.769 | 2.4336 | 5.0548 | 0 | 9.7142 | 0 | 0 | 0 | 0 | 2.4336 | 0 | 0 | 0 | 0 | 0.85346 | 0 | 0 | 0.5874 | 0 | 0 | 1.1803 | 0 | 0 | 1.0622
5058 | 2018-07-30 17:00 | 7 | Juli | 17 | 211 | 10.6347 | 2.4579 | 5.9486 | 0 | 4.6862 | 0 | 0 | 0 | 0 | 2.4579 | 0 | 0 | 0 | 0 | 0.71874 | 0 | 0 | 0.70241 | 0 | 0 | 2.0695 | 0 | 0 | 1.8626
5059 | 2018-07-30 18:00 | 7 | Juli | 18 | 211 | 5.4214 | 2.8103 | 5.4214 | 0 | 0 | 0 | 0 | 1.9365 | 1.9365 | 2.8103 | 0 | 0 | 0 | 0 | 1.1808 | 0 | 0 | 0.70241 | 0 | 0 | 2.6644 | 0 | 0 | 2.398
5060 | 2018-07-30 19:00 | 7 | Juli | 19 | 211 | 0.039003 | 0.039003 | 0.039003 | 0 | 0 | 3.2943 | 1.6535 | 2.5359 | 7.4837 | 3.3333 | 0 | 0 | 0 | 0 | 1.0661 | 0 | 0 | 0.5874 | 0 | 0 | 2.5359 | 0 | 0 | 2.2823
5061 | 2018-07-30 20:00 | 7 | Juli | 20 | 211 | 0 | 0 | 0 | 0 | 0 | 3.4858 | 1.1685 | 1.8296 | 6.4839 | 3.4858 | 0 | 0 | 0 | 0 | 0.6961 | 0 | 0 | 0.47239 | 0 | 0 | 1.8296 | 0 | 0 | 1.6467
5062 | 2018-07-30 21:00 | 7 | Juli | 21 | 211 | 0 | 0 | 0 | 0 | 0 | 3.3019 | 0.62132 | 1.4543 | 5.3775 | 3.3019 | 0 | 0 | 0 | 0 | 0.38279 | 0 | 0 | 0.23853 | 0 | 0 | 1.4543 | 0 | 0 | 1.3089
5063 | 2018-07-30 22:00 | 7 | Juli | 22 | 211 | 0 | 0 | 0 | 0 | 0 | 3.0896 | 0.23853 | 0.9957 | 4.3238 | 3.0896 | 0 | 0 | 0 | 0 | 0 | 0 | 0 | 0.23853 | 0 | 0 | 0.9957 | 0 | 0 | 0.89613
5064 | 2018-07-30 23:00 | 7 | Juli | 23 | 211 | 0 | 0 | 0 | 0 | 0 | 1.7169 | 0.12352 | 0.63126 | 2.4717 | 1.7169 | 0 | 0 | 0 | 0 | 0 | 0 | 0 | 0.12352 | 0 | 0 | 0.63126 | 0 | 0 | 0.56813
5065 | 2018-07-31 | 7 | Juli | 0 | 212 | 0 | 0 | 0 | 0 | 0 | 1.33 | 0.12352 | 0.34706 | 1.8005 | 1.33 | 0 | 0 | 0 | 0 | 0 | 0 | 0 | 0.12352 | 0 | 0 | 0.34706 | 0 | 0 | 0.31235
5066 | 2018-07-31 01:00 | 7 | Juli | 1 | 212 | 0 | 0 | 0 | 0 | 0 | 1.2259 | 0.12352 | 0.040439 | 1.3898 | 1.2259 | 0 | 0 | 0 | 0 | 0 | 0 | 0 | 0.12352 | 0 | 0 | 0.040439 | 0 | 0 | 0.036395
5067 | 2018-07-31 02:00 | 7 | Juli | 2 | 212 | 0 | 0 | 0 | 0 | 0 | 1.1661 | 0.23853 | 0.042189 | 1.4468 | 1.1661 | 0 | 0 | 0 | 0 | 0 | 0 | 0 | 0.23853 | 0 | 0 | 0.042189 | 0 | 0 | 0.03797
5068 | 2018-07-31 03:00 | 7 | Juli | 3 | 212 | 0 | 0 | 0 | 0 | 0 | 1.2058 | 0.23853 | 0 | 1.4443 | 1.2058 | 0 | 0 | 0 | 0 | 0 | 0 | 0 | 0.23853 | 0 | 0 | 0 | 0 | 0 | 0
5069 | 2018-07-31 04:00 | 7 | Juli | 4 | 212 | 0.065004 | 0.065004 | 0.065004 | 0 | 0 | 1.3562 | 0.47239 | 0 | 1.8285 | 1.4212 | 0 | 0 | 0 | 0 | 0 | 0 | 0 | 0.47239 | 0 | 0 | 0 | 0 | 0 | 0
5070 | 2018-07-31 05:00 | 7 | Juli | 5 | 212 | 6.3704 | 2.2178 | 2.9202 | 0 | 3.4503 | 0 | 0 | 0 | 0 | 2.2178 | 0 | 0 | 0 | 0 | 0 | 0 | 0 | 0.70241 | 0 | 0 | 0 | 0 | 0 | 0
5071 | 2018-07-31 06:00 | 7 | Juli | 6 | 212 | 10.9207 | 2.8737 | 4.04 | 0 | 6.8808 | 0 | 0 | 0 | 0 | 2.8737 | 0 | 0 | 0 | 0 | 0 | 0 | 0 | 1.1663 | 0 | 0 | 0 | 0 | 0 | 0
5072 | 2018-07-31 07:00 | 7 | Juli | 7 | 212 | 15.198 | 3.1189 | 4.2852 | 0 | 10.9128 | 0 | 0 | 0 | 0 | 3.1189 | 0 | 0 | 0 | 0 | 0 | 0 | 0 | 1.1663 | 0 | 0 | 0 | 0 | 0 | 0
5073 | 2018-07-31 08:00 | 7 | Juli | 8 | 212 | 19.8393 | 3.1694 | 4.1019 | 0 | 15.7375 | 0 | 0 | 0 | 0 | 3.1694 | 0 | 0 | 0 | 0 | 0 | 0 | 0 | 0.93243 | 0 | 0 | 0 | 0 | 0 | 0
5074 | 2018-07-31 09:00 | 7 | Juli | 9 | 212 | 24.2076 | 3.07 | 3.8643 | 0 | 20.3433 | 0 | 0 | 0 | 0 | 3.07 | 0 | 0 | 0 | 0 | 0 | 0 | 0 | 0.5874 | 0 | 0 | 0.20694 | 0 | 0 | 0.18624
5075 | 2018-07-31 10:00 | 7 | Juli | 10 | 212 | 27.2108 | 3.1256 | 4.042 | 0 | 23.1688 | 0 | 0 | 0 | 0 | 3.1256 | 0 | 0 | 0 | 0 | 0 | 0 | 0 | 0.47239 | 0 | 0 | 0.44402 | 0 | 0 | 0.39962
5076 | 2018-07-31 11:00 | 7 | Juli | 11 | 212 | 28.6669 | 3.4523 | 4.5878 | 0 | 24.0792 | 0 | 0 | 0 | 0 | 3.4523 | 0 | 0 | 0 | 0 | 0 | 0 | 0 | 0.70241 | 0 | 0 | 0.43304 | 0 | 0 | 0.38973
5077 | 2018-07-31 12:00 | 7 | Juli | 12 | 212 | 28.4589 | 3.3472 | 5.1209 | 0 | 23.338 | 0 | 0 | 0 | 0 | 3.3472 | 0 | 0 | 0 | 0 | 0 | 0 | 0 | 0.93243 | 0 | 0 | 0.84126 | 0 | 0 | 0.75713
5078 | 2018-07-31 13:00 | 7 | Juli | 13 | 212 | 26.7948 | 2.9159 | 4.8283 | 0 | 21.9665 | 0 | 0 | 0 | 0 | 2.9159 | 0 | 0 | 0 | 0 | 0.20576 | 0 | 0 | 0.5874 | 0 | 0 | 1.1192 | 0 | 0 | 1.0073
5079 | 2018-07-31 14:00 | 7 | Juli | 14 | 212 | 23.5186 | 2.648 | 5.8682 | 0 | 17.6504 | 0 | 0 | 0 | 0 | 2.648 | 0 | 0 | 0 | 0 | 1.8676 | 0 | 0 | 0.35355 | 0 | 0 | 0.99905 | 0 | 0 | 0.89914
5080 | 2018-07-31 15:00 | 7 | Juli | 15 | 212 | 19.0203 | 2.5656 | 5.1173 | 0 | 13.9029 | 0 | 0 | 0 | 0 | 2.5656 | 0 | 0 | 0 | 0 | 1.5949 | 0 | 0 | 0.35355 | 0 | 0 | 0.6033 | 0 | 0 | 0.54297
5081 | 2018-07-31 16:00 | 7 | Juli | 16 | 212 | 14.587 | 2.7248 | 5.7896 | 0 | 8.7974 | 0 | 0 | 0 | 0 | 2.7248 | 0 | 0 | 0 | 0 | 1.2972 | 0 | 0 | 0.5874 | 0 | 0 | 1.1803 | 0 | 0 | 1.0622
5082 | 2018-07-31 17:00 | 7 | Juli | 17 | 212 | 10.6087 | 3.1303 | 7.0964 | 0 | 3.5123 | 0 | 0 | 0 | 0 | 3.1303 | 0 | 0 | 0 | 0 | 1.1941 | 0 | 0 | 0.70241 | 0 | 0 | 2.0695 | 0 | 0 | 1.8626
5083 | 2018-07-31 18:00 | 7 | Juli | 18 | 212 | 6.0714 | 3.6038 | 6.0714 | 0 | 0 | 0 | 0 | 2.3431 | 2.3431 | 3.6038 | 0 | 0 | 0 | 0 | 1.4439 | 0 | 0 | 0.70241 | 0 | 0 | 2.6644 | 0 | 0 | 2.398
5084 | 2018-07-31 19:00 | 7 | Juli | 19 | 212 | 0.039003 | 0.039003 | 0.039003 | 0 | 0 | 3.5942 | 1.642 | 2.5359 | 7.772 | 3.6332 | 0 | 0 | 0 | 0 | 1.0546 | 0 | 0 | 0.5874 | 0 | 0 | 2.5359 | 0 | 0 | 2.2823
5085 | 2018-07-31 20:00 | 7 | Juli | 20 | 212 | 0 | 0 | 0 | 0 | 0 | 3.4466 | 1.3237 | 1.8296 | 6.6 | 3.4466 | 0 | 0 | 0 | 0 | 0.8513 | 0 | 0 | 0.47239 | 0 | 0 | 1.8296 | 0 | 0 | 1.6467
5086 | 2018-07-31 21:00 | 7 | Juli | 21 | 212 | 0 | 0 | 0 | 0 | 0 | 3.1782 | 1.0318 | 1.4543 | 5.6643 | 3.1782 | 0 | 0 | 0 | 0 | 0.79324 | 0 | 0 | 0.23853 | 0 | 0 | 1.4543 | 0 | 0 | 1.3089
5087 | 2018-07-31 22:00 | 7 | Juli | 22 | 212 | 0 | 0 | 0 | 0 | 0 | 2.5099 | 0.59597 | 0.9957 | 4.1016 | 2.5099 | 0 | 0 | 0 | 0 | 0.35743 | 0 | 0 | 0.23853 | 0 | 0 | 0.9957 | 0 | 0 | 0.89613
5088 | 2018-07-31 23:00 | 7 | Juli | 23 | 212 | 0 | 0 | 0 | 0 | 0 | 1.7169 | 0.16877 | 0.63126 | 2.5169 | 1.7169 | 0 | 0 | 0 | 0 | 0.045243 | 0 | 0 | 0.12352 | 0 | 0 | 0.63126 | 0 | 0 | 0.56813
5089 | 2018-08-01 | 8 | August | 0 | 213 | 0 | 0 | 0 | 0 | 0 | 1.33 | 0.12352 | 0.34706 | 1.8005 | 1.33 | 0 | 0 | 0 | 0 | 0 | 0 | 0 | 0.12352 | 0 | 0 | 0.34706 | 0 | 0 | 0.31235
5090 | 2018-08-01 01:00 | 8 | August | 1 | 213 | 0 | 0 | 0 | 0 | 0 | 1.2259 | 0.25667 | 0.040439 | 1.523 | 1.2259 | 0 | 0 | 0 | 0 | 0.13315 | 0 | 0 | 0.12352 | 0 | 0 | 0.040439 | 0 | 0 | 0.036395
5091 | 2018-08-01 02:00 | 8 | August | 2 | 213 | 0 | 0 | 0 | 0 | 0 | 1.1661 | 0.46384 | 0.042189 | 1.6721 | 1.1661 | 0 | 0 | 0 | 0 | 0.22531 | 0 | 0 | 0.23853 | 0 | 0 | 0.042189 | 0 | 0 | 0.03797
5092 | 2018-08-01 03:00 | 8 | August | 3 | 213 | 0 | 0 | 0 | 0 | 0 | 1.2058 | 0.55047 | 0 | 1.7563 | 1.2058 | 0 | 0 | 0 | 0 | 0.31194 | 0 | 0 | 0.23853 | 0 | 0 | 0 | 0 | 0 | 0
5093 | 2018-08-01 04:00 | 8 | August | 4 | 213 | 0.026002 | 0.026002 | 0.026002 | 0 | 0 | 1.3952 | 0.8653 | 0 | 2.2605 | 1.4212 | 0 | 0 | 0 | 0 | 0.39291 | 0 | 0 | 0.47239 | 0 | 0 | 0 | 0 | 0 | 0
5094 | 2018-08-01 05:00 | 8 | August | 5 | 213 | 0.46803 | 0.46803 | 0.46803 | 0 | 0 | 1.7497 | 1.4877 | 0 | 3.2374 | 2.2178 | 0 | 0 | 0 | 0 | 0.78525 | 0 | 0 | 0.70241 | 0 | 0 | 0 | 0 | 0 | 0
5095 | 2018-08-01 06:00 | 8 | August | 6 | 213 | 3.2502 | 2.8737 | 3.2502 | 0 | 0 | 0 | 2.1121 | 0 | 2.1121 | 2.8737 | 0 | 0 | 0 | 0 | 1.3224 | 0 | 0 | 1.1663 | 0 | 0 | 0 | 0 | 0 | 0
5096 | 2018-08-01 07:00 | 8 | August | 7 | 213 | 3.7183 | 3.1189 | 3.7183 | 0 | 0 | 0 | 2.0503 | 0 | 2.0503 | 3.1189 | 0 | 0 | 0 | 0 | 1.4833 | 0 | 0 | 1.1663 | 0 | 0 | 0 | 0 | 0 | 0
5097 | 2018-08-01 08:00 | 8 | August | 8 | 213 | 6.9555 | 3.1694 | 5.8345 | 0 | 1.121 | 0 | 0 | 0 | 0 | 3.1694 | 0 | 0 | 0 | 0 | 1.7326 | 0 | 0 | 0.93243 | 0 | 0 | 0 | 0 | 0 | 0
5098 | 2018-08-01 09:00 | 8 | August | 9 | 213 | 10.1017 | 3.07 | 5.7456 | 0 | 4.3561 | 0 | 0 | 0 | 0 | 3.07 | 0 | 0 | 0 | 0 | 1.8813 | 0 | 0 | 0.5874 | 0 | 0 | 0.20694 | 0 | 0 | 0.18624
5099 | 2018-08-01 10:00 | 8 | August | 10 | 213 | 7.5795 | 3.1256 | 6.1348 | 0 | 1.4448 | 0 | 0 | 0 | 0 | 3.1256 | 0 | 0 | 0 | 0 | 2.0927 | 0 | 0 | 0.47239 | 0 | 0 | 0.44402 | 0 | 0 | 0.39962
5100 | 2018-08-01 11:00 | 8 | August | 11 | 213 | 2.5092 | 2.5092 | 2.5092 | 0 | 0 | 0.94314 | 3.0183 | 0.43304 | 4.3945 | 3.4523 | 0 | 0 | 0 | 0 | 2.3159 | 0 | 0 | 0.70241 | 0 | 0 | 0.43304 | 0 | 0 | 0.38973
5101 | 2018-08-01 12:00 | 8 | August | 12 | 213 | 5.9154 | 3.3472 | 5.9154 | 0 | 0 | 0 | 0.75757 | 0.84126 | 1.5988 | 3.3472 | 0 | 0 | 0 | 0 | 2.3933 | 0 | 0 | 0.93243 | 0 | 0 | 0.84126 | 0 | 0 | 0.75713
5102 | 2018-08-01 13:00 | 8 | August | 13 | 213 | 6.5524 | 2.9159 | 6.5524 | 0 | 0 | 0 | 0 | 0.34367 | 0.34367 | 2.9159 | 0 | 0 | 0 | 0 | 2.2735 | 0 | 0 | 0.5874 | 0 | 0 | 1.1192 | 0 | 0 | 1.0073
5103 | 2018-08-01 14:00 | 8 | August | 14 | 213 | 16.7971 | 2.648 | 6.1699 | 0 | 10.6272 | 0 | 0 | 0 | 0 | 2.648 | 0 | 0 | 0 | 0 | 2.1693 | 0 | 0 | 0.35355 | 0 | 0 | 0.99905 | 0 | 0 | 0.89914
5104 | 2018-08-01 15:00 | 8 | August | 15 | 213 | 18.4872 | 2.5656 | 5.6594 | 0 | 12.8279 | 0 | 0 | 0 | 0 | 2.5656 | 0 | 0 | 0 | 0 | 2.137 | 0 | 0 | 0.35355 | 0 | 0 | 0.6033 | 0 | 0 | 0.54297
5105 | 2018-08-01 16:00 | 8 | August | 16 | 213 | 14.743 | 2.7248 | 6.4037 | 0 | 8.3393 | 0 | 0 | 0 | 0 | 2.7248 | 0 | 0 | 0 | 0 | 1.9112 | 0 | 0 | 0.5874 | 0 | 0 | 1.1803 | 0 | 0 | 1.0622
5106 | 2018-08-01 17:00 | 8 | August | 17 | 213 | 11.8958 | 3.1303 | 7.9849 | 0 | 3.9109 | 0 | 0 | 0 | 0 | 3.1303 | 0 | 0 | 0 | 0 | 2.0826 | 0 | 0 | 0.70241 | 0 | 0 | 2.0695 | 0 | 0 | 1.8626
5107 | 2018-08-01 18:00 | 8 | August | 18 | 213 | 6.6174 | 3.6038 | 6.6174 | 0 | 0 | 0 | 0.38497 | 2.6644 | 3.0494 | 3.6038 | 0 | 0 | 0 | 0 | 2.6962 | 0 | 0 | 0.70241 | 0 | 0 | 2.6644 | 0 | 0 | 2.398
5108 | 2018-08-01 19:00 | 8 | August | 19 | 213 | 0.091006 | 0.091006 | 0.091006 | 0 | 0 | 3.5422 | 3.1707 | 2.5359 | 9.2488 | 3.6332 | 0 | 0 | 0 | 0 | 2.5833 | 0 | 0 | 0.5874 | 0 | 0 | 2.5359 | 0 | 0 | 2.2823
5109 | 2018-08-01 20:00 | 8 | August | 20 | 213 | 0 | 0 | 0 | 0 | 0 | 3.4466 | 2.6701 | 1.8296 | 7.9463 | 3.4466 | 0 | 0 | 0 | 0 | 2.1977 | 0 | 0 | 0.47239 | 0 | 0 | 1.8296 | 0 | 0 | 1.6467
5110 | 2018-08-01 21:00 | 8 | August | 21 | 213 | 0 | 0 | 0 | 0 | 0 | 3.1782 | 2.2061 | 1.4543 | 6.8386 | 3.1782 | 0 | 0 | 0 | 0 | 1.9676 | 0 | 0 | 0.23853 | 0 | 0 | 1.4543 | 0 | 0 | 1.3089
5111 | 2018-08-01 22:00 | 8 | August | 22 | 213 | 0 | 0 | 0 | 0 | 0 | 2.5099 | 1.5844 | 0.9957 | 5.09 | 2.5099 | 0 | 0 | 0 | 0 | 1.3458 | 0 | 0 | 0.23853 | 0 | 0 | 0.9957 | 0 | 0 | 0.89613
5112 | 2018-08-01 23:00 | 8 | August | 23 | 213 | 0 | 0 | 0 | 0 | 0 | 1.7169 | 0.98545 | 0.63126 | 3.3336 | 1.7169 | 0 | 0 | 0 | 0 | 0.86193 | 0 | 0 | 0.12352 | 0 | 0 | 0.63126 | 0 | 0 | 0.56813
5113 | 2018-08-02 | 8 | August | 0 | 214 | 0 | 0 | 0 | 0 | 0 | 1.33 | 0.39522 | 0.34706 | 2.0722 | 1.33 | 0 | 0 | 0 | 0 | 0.27169 | 0 | 0 | 0.12352 | 0 | 0 | 0.34706 | 0 | 0 | 0.31235
5114 | 2018-08-02 01:00 | 8 | August | 1 | 214 | 0 | 0 | 0 | 0 | 0 | 1.2259 | 0.12352 | 0.040439 | 1.3898 | 1.2259 | 0 | 0 | 0 | 0 | 0 | 0 | 0 | 0.12352 | 0 | 0 | 0.040439 | 0 | 0 | 0.036395
5115 | 2018-08-02 02:00 | 8 | August | 2 | 214 | 0 | 0 | 0 | 0 | 0 | 1.1661 | 0.23853 | 0.042189 | 1.4468 | 1.1661 | 0 | 0 | 0 | 0 | 0 | 0 | 0 | 0.23853 | 0 | 0 | 0.042189 | 0 | 0 | 0.03797
5116 | 2018-08-02 03:00 | 8 | August | 3 | 214 | 0 | 0 | 0 | 0 | 0 | 1.2058 | 0.23853 | 0 | 1.4443 | 1.2058 | 0 | 0 | 0 | 0 | 0 | 0 | 0 | 0.23853 | 0 | 0 | 0 | 0 | 0 | 0
5117 | 2018-08-02 04:00 | 8 | August | 4 | 214 | 0.039003 | 0.039003 | 0.039003 | 0 | 0 | 1.3822 | 0.47239 | 0 | 1.8546 | 1.4212 | 0 | 0 | 0 | 0 | 0 | 0 | 0 | 0.47239 | 0 | 0 | 0 | 0 | 0 | 0
5118 | 2018-08-02 05:00 | 8 | August | 5 | 214 | 3.4452 | 2.2178 | 2.9202 | 0 | 0.52507 | 0 | 0 | 0 | 0 | 2.2178 | 0 | 0 | 0 | 0 | 0 | 0 | 0 | 0.70241 | 0 | 0 | 0 | 0 | 0 | 0
5119 | 2018-08-02 06:00 | 8 | August | 6 | 214 | 7.5015 | 2.8737 | 4.04 | 0 | 3.4615 | 0 | 0 | 0 | 0 | 2.8737 | 0 | 0 | 0 | 0 | 0 | 0 | 0 | 1.1663 | 0 | 0 | 0 | 0 | 0 | 0
5120 | 2018-08-02 07:00 | 8 | August | 7 | 214 | 11.6488 | 3.1189 | 4.2852 | 0 | 7.3636 | 0 | 0 | 0 | 0 | 3.1189 | 0 | 0 | 0 | 0 | 0 | 0 | 0 | 1.1663 | 0 | 0 | 0 | 0 | 0 | 0
5121 | 2018-08-02 08:00 | 8 | August | 8 | 214 | 15.9001 | 3.1694 | 4.9119 | 0 | 10.9882 | 0 | 0 | 0 | 0 | 3.1694 | 0 | 0 | 0 | 0 | 0.80998 | 0 | 0 | 0.93243 | 0 | 0 | 0 | 0 | 0 | 0
5122 | 2018-08-02 09:00 | 8 | August | 9 | 214 | 19.7613 | 3.07 | 5.8372 | 0 | 13.9242 | 0 | 0 | 0 | 0 | 3.07 | 0 | 0 | 0 | 0 | 1.9728 | 0 | 0 | 0.5874 | 0 | 0 | 0.20694 | 0 | 0 | 0.18624
5123 | 2018-08-02 10:00 | 8 | August | 10 | 214 | 22.3225 | 3.1256 | 6.4973 | 0 | 15.8252 | 0 | 0 | 0 | 0 | 3.1256 | 0 | 0 | 0 | 0 | 2.4553 | 0 | 0 | 0.47239 | 0 | 0 | 0.44402 | 0 | 0 | 0.39962
5124 | 2018-08-02 11:00 | 8 | August | 11 | 214 | 24.1426 | 3.4523 | 7.5121 | 0 | 16.6305 | 0 | 0 | 0 | 0 | 3.4523 | 0 | 0 | 0 | 0 | 2.9244 | 0 | 0 | 0.70241 | 0 | 0 | 0.43304 | 0 | 0 | 0.38973
5125 | 2018-08-02 12:00 | 8 | August | 12 | 214 | 23.3496 | 3.3472 | 8.2087 | 0 | 15.1408 | 0 | 0 | 0 | 0 | 3.3472 | 0 | 0 | 0 | 0 | 3.0879 | 0 | 0 | 0.93243 | 0 | 0 | 0.84126 | 0 | 0 | 0.75713
5126 | 2018-08-02 13:00 | 8 | August | 13 | 214 | 21.9455 | 2.9159 | 7.601 | 0 | 14.3444 | 0 | 0 | 0 | 0 | 2.9159 | 0 | 0 | 0 | 0 | 2.9785 | 0 | 0 | 0.5874 | 0 | 0 | 1.1192 | 0 | 0 | 1.0073
5127 | 2018-08-02 14:00 | 8 | August | 14 | 214 | 18.9813 | 2.648 | 6.7839 | 0 | 12.1974 | 0 | 0 | 0 | 0 | 2.648 | 0 | 0 | 0 | 0 | 2.7833 | 0 | 0 | 0.35355 | 0 | 0 | 0.99905 | 0 | 0 | 0.89914
5128 | 2018-08-02 15:00 | 8 | August | 15 | 214 | 15.237 | 2.5656 | 6.0499 | 0 | 9.1871 | 0 | 0 | 0 | 0 | 2.5656 | 0 | 0 | 0 | 0 | 2.5275 | 0 | 0 | 0.35355 | 0 | 0 | 0.6033 | 0 | 0 | 0.54297
5129 | 2018-08-02 16:00 | 8 | August | 16 | 214 | 11.1417 | 2.7248 | 6.7238 | 0 | 4.418 | 0 | 0 | 0 | 0 | 2.7248 | 0 | 0 | 0 | 0 | 2.2313 | 0 | 0 | 0.5874 | 0 | 0 | 1.1803 | 0 | 0 | 1.0622
5130 | 2018-08-02 17:00 | 8 | August | 17 | 214 | 7.1375 | 3.1303 | 7.1375 | 0 | 0 | 0 | 0 | 0.82696 | 0.82696 | 3.1303 | 0 | 0 | 0 | 0 | 2.0622 | 0 | 0 | 0.70241 | 0 | 0 | 2.0695 | 0 | 0 | 1.8626
5131 | 2018-08-02 18:00 | 8 | August | 18 | 214 | 2.6912 | 2.6912 | 2.6912 | 0 | 0 | 0.91262 | 3.139 | 2.6644 | 6.716 | 3.6038 | 0 | 0 | 0 | 0 | 2.4366 | 0 | 0 | 0.70241 | 0 | 0 | 2.6644 | 0 | 0 | 2.398
5132 | 2018-08-02 19:00 | 8 | August | 19 | 214 | 0.026002 | 0.026002 | 0.026002 | 0 | 0 | 3.6072 | 2.6409 | 2.5359 | 8.7839 | 3.6332 | 0 | 0 | 0 | 0 | 2.0535 | 0 | 0 | 0.5874 | 0 | 0 | 2.5359 | 0 | 0 | 2.2823
5133 | 2018-08-02 20:00 | 8 | August | 20 | 214 | 0 | 0 | 0 | 0 | 0 | 3.4466 | 1.9215 | 1.8296 | 7.1977 | 3.4466 | 0 | 0 | 0 | 0 | 1.4491 | 0 | 0 | 0.47239 | 0 | 0 | 1.8296 | 0 | 0 | 1.6467
5134 | 2018-08-02 21:00 | 8 | August | 21 | 214 | 0 | 0 | 0 | 0 | 0 | 3.1782 | 1.2281 | 1.4543 | 5.8606 | 3.1782 | 0 | 0 | 0 | 0 | 0.98952 | 0 | 0 | 0.23853 | 0 | 0 | 1.4543 | 0 | 0 | 1.3089
5135 | 2018-08-02 22:00 | 8 | August | 22 | 214 | 0 | 0 | 0 | 0 | 0 | 2.5099 | 0.4061 | 0.9957 | 3.9117 | 2.5099 | 0 | 0 | 0 | 0 | 0.16757 | 0 | 0 | 0.23853 | 0 | 0 | 0.9957 | 0 | 0 | 0.89613
5136 | 2018-08-02 23:00 | 8 | August | 23 | 214 | 0 | 0 | 0 | 0 | 0 | 1.7169 | 0.12352 | 0.12317 | 1.9636 | 1.7169 | 0 | 0 | 0 | 0 | 0 | 0 | 0 | 0.12352 | 0 | 0 | 0.12317 | 0 | 0 | 0.11085
5137 | 2018-08-03 | 8 | August | 0 | 215 | 0 | 0 | 0 | 0 | 0 | 1.33 | 0.12352 | 0.091347 | 1.5448 | 1.33 | 0 | 0 | 0 | 0 | 0 | 0 | 0 | 0.12352 | 0 | 0 | 0.091347 | 0 | 0 | 0.082212
5138 | 2018-08-03 01:00 | 8 | August | 1 | 215 | 0 | 0 | 0 | 0 | 0 | 1.2259 | 0.12352 | 0 | 1.3494 | 1.2259 | 0 | 0 | 0 | 0 | 0 | 0 | 0 | 0.12352 | 0 | 0 | 0 | 0 | 0 | 0
5139 | 2018-08-03 02:00 | 8 | August | 2 | 215 | 0 | 0 | 0 | 0 | 0 | 1.1661 | 0.23853 | 0.11659 | 1.5212 | 1.1661 | 0 | 0 | 0 | 0 | 0 | 0 | 0 | 0.23853 | 0 | 0 | 0.11659 | 0 | 0 | 0.10493
5140 | 2018-08-03 03:00 | 8 | August | 3 | 215 | 0 | 0 | 0 | 0 | 0 | 1.2058 | 0.23853 | 0.042301 | 1.4866 | 1.2058 | 0 | 0 | 0 | 0 | 0 | 0 | 0 | 0.23853 | 0 | 0 | 0.042301 | 0 | 0 | 0.038071
5141 | 2018-08-03 04:00 | 8 | August | 4 | 215 | 0.039003 | 0.039003 | 0.039003 | 0 | 0 | 1.3822 | 0.47239 | 0.039756 | 1.8943 | 1.4212 | 0 | 0 | 0 | 0 | 0 | 0 | 0 | 0.47239 | 0 | 0 | 0.039756 | 0 | 0 | 0.035781
5142 | 2018-08-03 05:00 | 8 | August | 5 | 215 | 6.8255 | 2.2178 | 2.9202 | 0 | 3.9053 | 0 | 0 | 0 | 0 | 2.2178 | 0 | 0 | 0 | 0 | 0 | 0 | 0 | 0.70241 | 0 | 0 | 0 | 0 | 0 | 0
5143 | 2018-08-03 06:00 | 8 | August | 6 | 215 | 11.7268 | 2.8737 | 4.04 | 0 | 7.6868 | 0 | 0 | 0 | 0 | 2.8737 | 0 | 0 | 0 | 0 | 0 | 0 | 0 | 1.1663 | 0 | 0 | 0 | 0 | 0 | 0
5144 | 2018-08-03 07:00 | 8 | August | 7 | 215 | 15.8221 | 3.1189 | 4.2852 | 0 | 11.5368 | 0 | 0 | 0 | 0 | 3.1189 | 0 | 0 | 0 | 0 | 0 | 0 | 0 | 1.1663 | 0 | 0 | 0 | 0 | 0 | 0
5145 | 2018-08-03 08:00 | 8 | August | 8 | 215 | 20.3074 | 3.1694 | 4.1019 | 0 | 16.2055 | 0 | 0 | 0 | 0 | 3.1694 | 0 | 0 | 0 | 0 | 0 | 0 | 0 | 0.93243 | 0 | 0 | 0 | 0 | 0 | 0
5146 | 2018-08-03 09:00 | 8 | August | 9 | 215 | 24.7407 | 3.07 | 3.8231 | 0 | 20.9175 | 0 | 0 | 0 | 0 | 3.07 | 0 | 0 | 0 | 0 | 0 | 0 | 0 | 0.5874 | 0 | 0 | 0.16574 | 0 | 0 | 0.14917
5147 | 2018-08-03 10:00 | 8 | August | 10 | 215 | 27.8739 | 3.1256 | 3.9962 | 0 | 23.8776 | 0 | 0 | 0 | 0 | 3.1256 | 0 | 0 | 0 | 0 | 0 | 0 | 0 | 0.47239 | 0 | 0 | 0.39821 | 0 | 0 | 0.35839
5148 | 2018-08-03 11:00 | 8 | August | 11 | 215 | 29.512 | 3.4523 | 5.9131 | 0 | 23.5988 | 0 | 0 | 0 | 0 | 3.4523 | 0 | 0 | 0 | 0 | 1.3625 | 0 | 0 | 0.70241 | 0 | 0 | 0.39589 | 0 | 0 | 0.3563
5149 | 2018-08-03 12:00 | 8 | August | 12 | 215 | 29.161 | 3.3472 | 8.0135 | 0 | 21.1475 | 0 | 0 | 0 | 0 | 3.3472 | 0 | 0 | 0 | 0 | 2.789 | 0 | 0 | 0.93243 | 0 | 0 | 0.94478 | 0 | 0 | 0.8503
5150 | 2018-08-03 13:00 | 8 | August | 13 | 215 | 27.3928 | 2.9159 | 7.6068 | 0 | 19.786 | 0 | 0 | 0 | 0 | 2.9159 | 0 | 0 | 0 | 0 | 2.7389 | 0 | 0 | 0.5874 | 0 | 0 | 1.3646 | 0 | 0 | 1.2281
5151 | 2018-08-03 14:00 | 8 | August | 14 | 215 | 23.9346 | 2.648 | 6.7525 | 0 | 17.1821 | 0 | 0 | 0 | 0 | 2.648 | 0 | 0 | 0 | 0 | 2.5745 | 0 | 0 | 0.35355 | 0 | 0 | 1.1765 | 0 | 0 | 1.0589
5152 | 2018-08-03 15:00 | 8 | August | 15 | 215 | 19.1503 | 2.5656 | 6.2982 | 0 | 12.8521 | 0 | 0 | 0 | 0 | 2.5656 | 0 | 0 | 0 | 0 | 2.4067 | 0 | 0 | 0.35355 | 0 | 0 | 0.97242 | 0 | 0 | 0.87517
5153 | 2018-08-03 16:00 | 8 | August | 16 | 215 | 14.834 | 2.7248 | 6.9176 | 0 | 7.9164 | 0 | 0 | 0 | 0 | 2.7248 | 0 | 0 | 0 | 0 | 2.1469 | 0 | 0 | 0.5874 | 0 | 0 | 1.4586 | 0 | 0 | 1.3127
5154 | 2018-08-03 17:00 | 8 | August | 17 | 215 | 10.7257 | 3.1303 | 7.5188 | 0 | 3.2069 | 0 | 0 | 0 | 0 | 3.1303 | 0 | 0 | 0 | 0 | 2.0305 | 0 | 0 | 0.70241 | 0 | 0 | 1.6556 | 0 | 0 | 1.49
5155 | 2018-08-03 18:00 | 8 | August | 18 | 215 | 5.7854 | 3.6038 | 5.7854 | 0 | 0 | 0 | 0.83064 | 2.1629 | 2.9935 | 3.6038 | 0 | 0 | 0 | 0 | 2.3098 | 0 | 0 | 0.70241 | 0 | 0 | 2.1629 | 0 | 0 | 1.9466
5156 | 2018-08-03 19:00 | 8 | August | 19 | 215 | 0.026002 | 0.026002 | 0.026002 | 0 | 0 | 3.6072 | 2.4944 | 2.087 | 8.1886 | 3.6332 | 0 | 0 | 0 | 0 | 1.907 | 0 | 0 | 0.5874 | 0 | 0 | 2.087 | 0 | 0 | 1.8783
5157 | 2018-08-03 20:00 | 8 | August | 20 | 215 | 0 | 0 | 0 | 0 | 0 | 3.4466 | 1.7897 | 1.7154 | 6.9518 | 3.4466 | 0 | 0 | 0 | 0 | 1.3173 | 0 | 0 | 0.47239 | 0 | 0 | 1.7154 | 0 | 0 | 1.5439
5158 | 2018-08-03 21:00 | 8 | August | 21 | 215 | 0 | 0 | 0 | 0 | 0 | 3.1782 | 1.1251 | 1.2558 | 5.5591 | 3.1782 | 0 | 0 | 0 | 0 | 0.8866 | 0 | 0 | 0.23853 | 0 | 0 | 1.2558 | 0 | 0 | 1.1302
5159 | 2018-08-03 22:00 | 8 | August | 22 | 215 | 0 | 0 | 0 | 0 | 0 | 2.5099 | 0.31821 | 0.75773 | 3.5858 | 2.5099 | 0 | 0 | 0 | 0 | 0.079671 | 0 | 0 | 0.23853 | 0 | 0 | 0.75773 | 0 | 0 | 0.68195
5160 | 2018-08-03 23:00 | 8 | August | 23 | 215 | 0 | 0 | 0 | 0 | 0 | 1.7169 | 0.12352 | 0.49733 | 2.3378 | 1.7169 | 0 | 0 | 0 | 0 | 0 | 0 | 0 | 0.12352 | 0 | 0 | 0.49733 | 0 | 0 | 0.4476
5161 | 2018-08-04 | 8 | August | 0 | 216 | 0 | 0 | 0 | 0 | 0 | 1.33 | 0.12352 | 0 | 1.4535 | 1.33 | 0 | 0 | 0 | 0 | 0 | 0 | 0 | 0.12352 | 0 | 0 | 0 | 0 | 0 | 0
5162 | 2018-08-04 01:00 | 8 | August | 1 | 216 | 0 | 0 | 0 | 0 | 0 | 1.2259 | 0.12352 | 0 | 1.3494 | 1.2259 | 0 | 0 | 0 | 0 | 0 | 0 | 0 | 0.12352 | 0 | 0 | 0 | 0 | 0 | 0
5163 | 2018-08-04 02:00 | 8 | August | 2 | 216 | 0 | 0 | 0 | 0 | 0 | 1.1661 | 0.12352 | 0.085531 | 1.3752 | 1.1661 | 0 | 0 | 0 | 0 | 0 | 0 | 0 | 0.12352 | 0 | 0 | 0.085531 | 0 | 0 | 0.076978
5164 | 2018-08-04 03:00 | 8 | August | 3 | 216 | 0 | 0 | 0 | 0 | 0 | 1.2058 | 0.12352 | 0.025909 | 1.3552 | 1.2058 | 0 | 0 | 0 | 0 | 0 | 0 | 0 | 0.12352 | 0 | 0 | 0.025909 | 0 | 0 | 0.023318
5165 | 2018-08-04 04:00 | 8 | August | 4 | 216 | 0.026002 | 0.026002 | 0.026002 | 0 | 0 | 1.3952 | 0.12352 | 0.055915 | 1.5746 | 1.4212 | 0 | 0 | 0 | 0 | 0 | 0 | 0 | 0.12352 | 0 | 0 | 0.055915 | 0 | 0 | 0.050323
5166 | 2018-08-04 05:00 | 8 | August | 5 | 216 | 6.3184 | 2.2178 | 2.4563 | 0 | 3.8621 | 0 | 0 | 0 | 0 | 2.2178 | 0 | 0 | 0 | 0 | 0 | 0 | 0 | 0.23853 | 0 | 0 | 0 | 0 | 0 | 0
5167 | 2018-08-04 06:00 | 8 | August | 6 | 216 | 11.2848 | 2.8737 | 3.3461 | 0 | 7.9387 | 0 | 0 | 0 | 0 | 2.8737 | 0 | 0 | 0 | 0 | 0 | 0 | 0 | 0.47239 | 0 | 0 | 0 | 0 | 0 | 0
5168 | 2018-08-04 07:00 | 8 | August | 7 | 216 | 15.419 | 3.1189 | 3.8214 | 0 | 11.5977 | 0 | 0 | 0 | 0 | 3.1189 | 0 | 0 | 0 | 0 | 0 | 0 | 0 | 0.70241 | 0 | 0 | 0 | 0 | 0 | 0
5169 | 2018-08-04 08:00 | 8 | August | 8 | 216 | 19.9823 | 3.1694 | 3.8718 | 0 | 16.1105 | 0 | 0 | 0 | 0 | 3.1694 | 0 | 0 | 0 | 0 | 0 | 0 | 0 | 0.70241 | 0 | 0 | 0 | 0 | 0 | 0
5170 | 2018-08-04 09:00 | 8 | August | 9 | 216 | 24.4416 | 3.07 | 3.9305 | 0 | 20.5112 | 0 | 0 | 0 | 0 | 3.07 | 0 | 0 | 0 | 0 | 0 | 0 | 0 | 0.5874 | 0 | 0 | 0.27308 | 0 | 0 | 0.24577
5171 | 2018-08-04 10:00 | 8 | August | 10 | 216 | 27.7309 | 3.1256 | 4.0581 | 0 | 23.6728 | 0 | 0 | 0 | 0 | 3.1256 | 0 | 0 | 0 | 0 | 0 | 0 | 0 | 0.35738 | 0 | 0 | 0.57504 | 0 | 0 | 0.51754
5172 | 2018-08-04 11:00 | 8 | August | 11 | 216 | 29.33 | 3.4523 | 4.5342 | 0 | 24.7958 | 0 | 0 | 0 | 0 | 3.4523 | 0 | 0 | 0 | 0 | 0 | 0 | 0 | 0.5874 | 0 | 0 | 0.49448 | 0 | 0 | 0.44503
5173 | 2018-08-04 12:00 | 8 | August | 12 | 216 | 29.265 | 3.3472 | 4.8525 | 0 | 24.4124 | 0 | 0 | 0 | 0 | 3.3472 | 0 | 0 | 0 | 0 | 0 | 0 | 0 | 0.70241 | 0 | 0 | 0.80292 | 0 | 0 | 0.72263
5174 | 2018-08-04 13:00 | 8 | August | 13 | 216 | 27.4578 | 2.9159 | 5.0467 | 0 | 22.4112 | 0 | 0 | 0 | 0 | 2.9159 | 0 | 0 | 0 | 0 | 0 | 0 | 0 | 0.70241 | 0 | 0 | 1.4283 | 0 | 0 | 1.2855
5175 | 2018-08-04 14:00 | 8 | August | 14 | 216 | 24.4026 | 2.648 | 4.2622 | 0 | 20.1404 | 0 | 0 | 0 | 0 | 2.648 | 0 | 0 | 0 | 0 | 0 | 0 | 0 | 0.5874 | 0 | 0 | 1.0268 | 0 | 0 | 0.92416
5176 | 2018-08-04 15:00 | 8 | August | 15 | 216 | 19.7743 | 2.5656 | 4.372 | 0 | 15.4023 | 0 | 0 | 0 | 0 | 2.5656 | 0 | 0 | 0 | 0 | 0.48723 | 0 | 0 | 0.5874 | 0 | 0 | 0.73184 | 0 | 0 | 0.65866
5177 | 2018-08-04 16:00 | 8 | August | 16 | 216 | 15.432 | 2.7248 | 5.4028 | 0 | 10.0292 | 0 | 0 | 0 | 0 | 2.7248 | 0 | 0 | 0 | 0 | 0.7938 | 0 | 0 | 1.0513 | 0 | 0 | 0.83299 | 0 | 0 | 0.74969
5178 | 2018-08-04 17:00 | 8 | August | 17 | 216 | 11.4928 | 3.1303 | 5.8769 | 0 | 5.6159 | 0 | 0 | 0 | 0 | 3.1303 | 0 | 0 | 0 | 0 | 0.70903 | 0 | 0 | 0.81742 | 0 | 0 | 1.2201 | 0 | 0 | 1.0981
5179 | 2018-08-04 18:00 | 8 | August | 18 | 216 | 6.2794 | 3.6038 | 6.2794 | 0 | 0 | 0 | 0 | 0.63086 | 0.63086 | 3.6038 | 0 | 0 | 0 | 0 | 0.93066 | 0 | 0 | 0.47239 | 0 | 0 | 1.9034 | 0 | 0 | 1.7131
5180 | 2018-08-04 19:00 | 8 | August | 19 | 216 | 0.026002 | 0.026002 | 0.026002 | 0 | 0 | 3.6072 | 1.1385 | 1.7545 | 6.5002 | 3.6332 | 0 | 0 | 0 | 0 | 0.66611 | 0 | 0 | 0.47239 | 0 | 0 | 1.7545 | 0 | 0 | 1.579
5181 | 2018-08-04 20:00 | 8 | August | 20 | 216 | 0 | 0 | 0 | 0 | 0 | 3.4466 | 0.52002 | 1.2804 | 5.247 | 3.4466 | 0 | 0 | 0 | 0 | 0.28149 | 0 | 0 | 0.23853 | 0 | 0 | 1.2804 | 0 | 0 | 1.1523
5182 | 2018-08-04 21:00 | 8 | August | 21 | 216 | 0 | 0 | 0 | 0 | 0 | 3.1782 | 0.26163 | 0.99691 | 4.4367 | 3.1782 | 0 | 0 | 0 | 0 | 0.023094 | 0 | 0 | 0.23853 | 0 | 0 | 0.99691 | 0 | 0 | 0.89722
5183 | 2018-08-04 22:00 | 8 | August | 22 | 216 | 0 | 0 | 0 | 0 | 0 | 2.5099 | 0.23853 | 0.5535 | 3.3019 | 2.5099 | 0 | 0 | 0 | 0 | 0 | 0 | 0 | 0.23853 | 0 | 0 | 0.5535 | 0 | 0 | 0.49815
5184 | 2018-08-04 23:00 | 8 | August | 23 | 216 | 0 | 0 | 0 | 0 | 0 | 1.7169 | 0.12352 | 0.49099 | 2.3314 | 1.7169 | 0 | 0 | 0 | 0 | 0 | 0 | 0 | 0.12352 | 0 | 0 | 0.49099 | 0 | 0 | 0.44189
5185 | 2018-08-05 | 8 | August | 0 | 217 | 0 | 0 | 0 | 0 | 0 | 1.5258 | 0.12352 | 0.59399 | 2.2433 | 1.5258 | 0 | 0 | 0 | 0 | 0 | 0 | 0 | 0.12352 | 0 | 0 | 0.59399 | 0 | 0 | 0.53459
5186 | 2018-08-05 01:00 | 8 | August | 1 | 217 | 0 | 0 | 0 | 0 | 0 | 1.2784 | 0.12352 | 0.39144 | 1.7934 | 1.2784 | 0 | 0 | 0 | 0 | 0 | 0 | 0 | 0.12352 | 0 | 0 | 0.39144 | 0 | 0 | 0.35229
5187 | 2018-08-05 02:00 | 8 | August | 2 | 217 | 0 | 0 | 0 | 0 | 0 | 1.231 | 0.12352 | 0.014074 | 1.3686 | 1.231 | 0 | 0 | 0 | 0 | 0 | 0 | 0 | 0.12352 | 0 | 0 | 0.014074 | 0 | 0 | 0.012667
5188 | 2018-08-05 03:00 | 8 | August | 3 | 217 | 0 | 0 | 0 | 0 | 0 | 1.2408 | 0.12352 | 0.026572 | 1.3909 | 1.2408 | 0 | 0 | 0 | 0 | 0 | 0 | 0 | 0.12352 | 0 | 0 | 0.026572 | 0 | 0 | 0.023914
5189 | 2018-08-05 04:00 | 8 | August | 4 | 217 | 0.026002 | 0.026002 | 0.026002 | 0 | 0 | 1.2385 | 0.12352 | 0.02326 | 1.3853 | 1.2645 | 0 | 0 | 0 | 0 | 0 | 0 | 0 | 0.12352 | 0 | 0 | 0.02326 | 0 | 0 | 0.020934
5190 | 2018-08-05 05:00 | 8 | August | 5 | 217 | 1.3521 | 1.3521 | 1.3521 | 0 | 0 | 0.16079 | 0.12352 | 0 | 0.28431 | 1.5129 | 0 | 0 | 0 | 0 | 0 | 0 | 0 | 0.12352 | 0 | 0 | 0 | 0 | 0 | 0
5191 | 2018-08-05 06:00 | 8 | August | 6 | 217 | 6.1364 | 2.1188 | 2.2423 | 0 | 3.8941 | 0 | 0 | 0 | 0 | 2.1188 | 0 | 0 | 0 | 0 | 0 | 0 | 0 | 0.12352 | 0 | 0 | 0 | 0 | 0 | 0
5192 | 2018-08-05 07:00 | 8 | August | 7 | 217 | 8.4116 | 2.8459 | 3.0844 | 0 | 5.3272 | 0 | 0 | 0 | 0 | 2.8459 | 0 | 0 | 0 | 0 | 0 | 0 | 0 | 0.23853 | 0 | 0 | 0 | 0 | 0 | 0
5193 | 2018-08-05 08:00 | 8 | August | 8 | 217 | 8.5936 | 3.4101 | 3.7674 | 0 | 4.8261 | 0 | 0 | 0 | 0 | 3.4101 | 0 | 0 | 0 | 0 | 0 | 0 | 0 | 0.35738 | 0 | 0 | 0 | 0 | 0 | 0
5194 | 2018-08-05 09:00 | 8 | August | 9 | 217 | 11.7008 | 3.5976 | 4.5977 | 0 | 7.1031 | 0 | 0 | 0 | 0 | 3.5976 | 0 | 0 | 0 | 0 | 0 | 0 | 0 | 0.70241 | 0 | 0 | 0.29766 | 0 | 0 | 0.2679
5195 | 2018-08-05 10:00 | 8 | August | 10 | 217 | 14.561 | 3.7269 | 5.0364 | 0 | 9.5245 | 0 | 0 | 0 | 0 | 3.7269 | 0 | 0 | 0 | 0 | 0 | 0 | 0 | 0.70241 | 0 | 0 | 0.60708 | 0 | 0 | 0.54638
5196 | 2018-08-05 11:00 | 8 | August | 11 | 217 | 17.8372 | 3.9537 | 5.3635 | 0 | 12.4737 | 0 | 0 | 0 | 0 | 3.9537 | 0 | 0 | 0 | 0 | 0 | 0 | 0 | 0.93243 | 0 | 0 | 0.47745 | 0 | 0 | 0.4297
5197 | 2018-08-05 12:00 | 8 | August | 12 | 217 | 11.9608 | 3.8269 | 5.2715 | 0 | 6.6893 | 0 | 0 | 0 | 0 | 3.8269 | 0 | 0 | 0 | 0 | 0 | 0 | 0 | 0.93243 | 0 | 0 | 0.51211 | 0 | 0 | 0.4609
5198 | 2018-08-05 13:00 | 8 | August | 13 | 217 | 4.0303 | 3.4394 | 4.0303 | 0 | 0 | 0 | 0.29293 | 0.70537 | 0.9983 | 3.4394 | 0 | 0 | 0 | 0 | 0.066341 | 0 | 0 | 0.81742 | 0 | 0 | 0.70537 | 0 | 0 | 0.63484
5199 | 2018-08-05 14:00 | 8 | August | 14 | 217 | 1.8461 | 1.8461 | 1.8461 | 0 | 0 | 1.4119 | 1.9743 | 0.6733 | 4.0596 | 3.2581 | 0 | 0 | 0 | 0 | 1.3869 | 0 | 0 | 0.5874 | 0 | 0 | 0.6733 | 0 | 0 | 0.60597
5200 | 2018-08-05 15:00 | 8 | August | 15 | 217 | 1.4691 | 1.4691 | 1.4691 | 0 | 0 | 1.7158 | 1.6329 | 0.691 | 4.0397 | 3.1849 | 0 | 0 | 0 | 0 | 1.1606 | 0 | 0 | 0.47239 | 0 | 0 | 0.691 | 0 | 0 | 0.6219
5201 | 2018-08-05 16:00 | 8 | August | 16 | 217 | 1.0011 | 1.0011 | 1.0011 | 0 | 0 | 2.2688 | 1.7267 | 0.81723 | 4.8128 | 3.2699 | 0 | 0 | 0 | 0 | 1.1393 | 0 | 0 | 0.5874 | 0 | 0 | 0.81723 | 0 | 0 | 0.73551
5202 | 2018-08-05 17:00 | 8 | August | 17 | 217 | 0.55904 | 0.55904 | 0.55904 | 0 | 0 | 3.0726 | 1.8421 | 1.2113 | 6.1259 | 3.6316 | 0 | 0 | 0 | 0 | 1.1397 | 0 | 0 | 0.70241 | 0 | 0 | 1.2113 | 0 | 0 | 1.0901
5203 | 2018-08-05 18:00 | 8 | August | 18 | 217 | 0.19501 | 0.19501 | 0.19501 | 0 | 0 | 3.7226 | 2.2704 | 1.9407 | 7.9337 | 3.9176 | 0 | 0 | 0 | 0 | 1.568 | 0 | 0 | 0.70241 | 0 | 0 | 1.9407 | 0 | 0 | 1.7466
5204 | 2018-08-05 19:00 | 8 | August | 19 | 217 | 0 | 0 | 0 | 0 | 0 | 3.7635 | 1.7481 | 2.17 | 7.6817 | 3.7635 | 0 | 0 | 0 | 0 | 1.2757 | 0 | 0 | 0.47239 | 0 | 0 | 2.17 | 0 | 0 | 1.953
5205 | 2018-08-05 20:00 | 8 | August | 20 | 217 | 0 | 0 | 0 | 0 | 0 | 3.3704 | 1.2821 | 1.905 | 6.5575 | 3.3704 | 0 | 0 | 0 | 0 | 0.8097 | 0 | 0 | 0.47239 | 0 | 0 | 1.905 | 0 | 0 | 1.7145
5206 | 2018-08-05 21:00 | 8 | August | 21 | 217 | 0 | 0 | 0 | 0 | 0 | 3.2627 | 0.8931 | 1.5578 | 5.7136 | 3.2627 | 0 | 0 | 0 | 0 | 0.65457 | 0 | 0 | 0.23853 | 0 | 0 | 1.5578 | 0 | 0 | 1.402
5207 | 2018-08-05 22:00 | 8 | August | 22 | 217 | 0 | 0 | 0 | 0 | 0 | 2.7691 | 0.35376 | 0.88022 | 4.0031 | 2.7691 | 0 | 0 | 0 | 0 | 0.11522 | 0 | 0 | 0.23853 | 0 | 0 | 0.88022 | 0 | 0 | 0.7922
5208 | 2018-08-05 23:00 | 8 | August | 23 | 217 | 0 | 0 | 0 | 0 | 0 | 1.9107 | 0.12352 | 0.73599 | 2.7702 | 1.9107 | 0 | 0 | 0 | 0 | 0 | 0 | 0 | 0.12352 | 0 | 0 | 0.73599 | 0 | 0 | 0.66239
5209 | 2018-08-06 | 8 | August | 0 | 218 | 0 | 0 | 0 | 0 | 0 | 2.0467 | 0.12352 | 0.37687 | 2.5471 | 2.0467 | 0 | 0 | 0 | 0 | 0 | 0 | 0 | 0.12352 | 0 | 0 | 0.37687 | 0 | 0 | 0.33918
5210 | 2018-08-06 01:00 | 8 | August | 1 | 218 | 0 | 0 | 0 | 0 | 0 | 1.5737 | 0.12352 | 0.57442 | 2.2716 | 1.5737 | 0 | 0 | 0 | 0 | 0 | 0 | 0 | 0.12352 | 0 | 0 | 0.57442 | 0 | 0 | 0.51697
5211 | 2018-08-06 02:00 | 8 | August | 2 | 218 | 0 | 0 | 0 | 0 | 0 | 1.3227 | 0.23853 | 0.34995 | 1.9112 | 1.3227 | 0 | 0 | 0 | 0 | 0 | 0 | 0 | 0.23853 | 0 | 0 | 0.34995 | 0 | 0 | 0.31496
5212 | 2018-08-06 03:00 | 8 | August | 3 | 218 | 0 | 0 | 0 | 0 | 0 | 1.2429 | 0.23853 | 0 | 1.4814 | 1.2429 | 0 | 0 | 0 | 0 | 0 | 0 | 0 | 0.23853 | 0 | 0 | 0 | 0 | 0 | 0
5213 | 2018-08-06 04:00 | 8 | August | 4 | 218 | 0.026002 | 0.026002 | 0.026002 | 0 | 0 | 1.204 | 0.47239 | 0 | 1.6764 | 1.23 | 0 | 0 | 0 | 0 | 0 | 0 | 0 | 0.47239 | 0 | 0 | 0 | 0 | 0 | 0
5214 | 2018-08-06 05:00 | 8 | August | 5 | 218 | 0.16901 | 0.16901 | 0.16901 | 0 | 0 | 1.0363 | 0.70241 | 0 | 1.7387 | 1.2053 | 0 | 0 | 0 | 0 | 0 | 0 | 0 | 0.70241 | 0 | 0 | 0 | 0 | 0 | 0
5215 | 2018-08-06 06:00 | 8 | August | 6 | 218 | 0.62404 | 0.62404 | 0.62404 | 0 | 0 | 0.63378 | 1.1663 | 0 | 1.8001 | 1.2578 | 0 | 0 | 0 | 0 | 0 | 0 | 0 | 1.1663 | 0 | 0 | 0 | 0 | 0 | 0
5216 | 2018-08-06 07:00 | 8 | August | 7 | 218 | 1.7031 | 1.6324 | 1.7031 | 0 | 0 | 0 | 1.0956 | 0 | 1.0956 | 1.6324 | 0 | 0 | 0 | 0 | 0 | 0 | 0 | 1.1663 | 0 | 0 | 0 | 0 | 0 | 0
5217 | 2018-08-06 08:00 | 8 | August | 8 | 218 | 3.7963 | 2.5176 | 3.4501 | 0 | 0.34619 | 0 | 0 | 0 | 0 | 2.5176 | 0 | 0 | 0 | 0 | 0 | 0 | 0 | 0.93243 | 0 | 0 | 0 | 0 | 0 | 0
5218 | 2018-08-06 09:00 | 8 | August | 9 | 218 | 9.0746 | 3.5028 | 4.2971 | 0 | 4.7775 | 0 | 0 | 0 | 0 | 3.5028 | 0 | 0 | 0 | 0 | 0 | 0 | 0 | 0.5874 | 0 | 0 | 0.20694 | 0 | 0 | 0.18624
5219 | 2018-08-06 10:00 | 8 | August | 10 | 218 | 8.0605 | 4.0459 | 4.9623 | 0 | 3.0982 | 0 | 0 | 0 | 0 | 4.0459 | 0 | 0 | 0 | 0 | 0 | 0 | 0 | 0.47239 | 0 | 0 | 0.44402 | 0 | 0 | 0.39962
5220 | 2018-08-06 11:00 | 8 | August | 11 | 218 | 17.6682 | 4.4401 | 5.5755 | 0 | 12.0927 | 0 | 0 | 0 | 0 | 4.4401 | 0 | 0 | 0 | 0 | 0 | 0 | 0 | 0.70241 | 0 | 0 | 0.43304 | 0 | 0 | 0.38973
5221 | 2018-08-06 12:00 | 8 | August | 12 | 218 | 14.535 | 4.5168 | 6.2905 | 0 | 8.2444 | 0 | 0 | 0 | 0 | 4.5168 | 0 | 0 | 0 | 0 | 0 | 0 | 0 | 0.93243 | 0 | 0 | 0.84126 | 0 | 0 | 0.75713
5222 | 2018-08-06 13:00 | 8 | August | 13 | 218 | 21.8545 | 3.8145 | 5.5212 | 0 | 16.3333 | 0 | 0 | 0 | 0 | 3.8145 | 0 | 0 | 0 | 0 | 0 | 0 | 0 | 0.5874 | 0 | 0 | 1.1192 | 0 | 0 | 1.0073
5223 | 2018-08-06 14:00 | 8 | August | 14 | 218 | 12.3248 | 3.1694 | 4.522 | 0 | 7.8028 | 0 | 0 | 0 | 0 | 3.1694 | 0 | 0 | 0 | 0 | 0 | 0 | 0 | 0.35355 | 0 | 0 | 0.99905 | 0 | 0 | 0.89914
5224 | 2018-08-06 15:00 | 8 | August | 15 | 218 | 8.0215 | 2.7634 | 5.3367 | 0 | 2.6849 | 0 | 0 | 0 | 0 | 2.7634 | 0 | 0 | 0 | 0 | 1.6164 | 0 | 0 | 0.35355 | 0 | 0 | 0.6033 | 0 | 0 | 0.54297
5225 | 2018-08-06 16:00 | 8 | August | 16 | 218 | 1.7811 | 1.7811 | 1.7811 | 0 | 0 | 0.65253 | 1.9384 | 1.1803 | 3.7712 | 2.4336 | 0 | 0 | 0 | 0 | 1.351 | 0 | 0 | 0.5874 | 0 | 0 | 1.1803 | 0 | 0 | 1.0622
5226 | 2018-08-06 17:00 | 8 | August | 17 | 218 | 1.0011 | 1.0011 | 1.0011 | 0 | 0 | 1.4568 | 1.8598 | 2.0695 | 5.3861 | 2.4579 | 0 | 0 | 0 | 0 | 1.1573 | 0 | 0 | 0.70241 | 0 | 0 | 2.0695 | 0 | 0 | 1.8626
5227 | 2018-08-06 18:00 | 8 | August | 18 | 218 | 0.32502 | 0.32502 | 0.32502 | 0 | 0 | 2.4853 | 2.3296 | 2.6644 | 7.4793 | 2.8103 | 0 | 0 | 0 | 0 | 1.6272 | 0 | 0 | 0.70241 | 0 | 0 | 2.6644 | 0 | 0 | 2.398
5228 | 2018-08-06 19:00 | 8 | August | 19 | 218 | 0 | 0 | 0 | 0 | 0 | 3.3333 | 2.119 | 2.5359 | 7.9882 | 3.3333 | 0 | 0 | 0 | 0 | 1.5316 | 0 | 0 | 0.5874 | 0 | 0 | 2.5359 | 0 | 0 | 2.2823
5229 | 2018-08-06 20:00 | 8 | August | 20 | 218 | 0 | 0 | 0 | 0 | 0 | 3.4858 | 1.7239 | 1.8296 | 7.0394 | 3.4858 | 0 | 0 | 0 | 0 | 1.2515 | 0 | 0 | 0.47239 | 0 | 0 | 1.8296 | 0 | 0 | 1.6467
5230 | 2018-08-06 21:00 | 8 | August | 21 | 218 | 0 | 0 | 0 | 0 | 0 | 3.3019 | 1.2492 | 1.4543 | 6.0053 | 3.3019 | 0 | 0 | 0 | 0 | 1.0106 | 0 | 0 | 0.23853 | 0 | 0 | 1.4543 | 0 | 0 | 1.3089
5231 | 2018-08-06 22:00 | 8 | August | 22 | 218 | 0 | 0 | 0 | 0 | 0 | 3.0896 | 0.78672 | 0.9957 | 4.872 | 3.0896 | 0 | 0 | 0 | 0 | 0.54818 | 0 | 0 | 0.23853 | 0 | 0 | 0.9957 | 0 | 0 | 0.89613
5232 | 2018-08-06 23:00 | 8 | August | 23 | 218 | 0 | 0 | 0 | 0 | 0 | 1.7169 | 0.12352 | 0.63126 | 2.4717 | 1.7169 | 0 | 0 | 0 | 0 | 0 | 0 | 0 | 0.12352 | 0 | 0 | 0.63126 | 0 | 0 | 0.56813
5233 | 2018-08-07 | 8 | August | 0 | 219 | 0 | 0 | 0 | 0 | 0 | 1.33 | 0.12352 | 0.34706 | 1.8005 | 1.33 | 0 | 0 | 0 | 0 | 0 | 0 | 0 | 0.12352 | 0 | 0 | 0.34706 | 0 | 0 | 0.31235
5234 | 2018-08-07 01:00 | 8 | August | 1 | 219 | 0 | 0 | 0 | 0 | 0 | 1.2259 | 0.12352 | 0.040439 | 1.3898 | 1.2259 | 0 | 0 | 0 | 0 | 0 | 0 | 0 | 0.12352 | 0 | 0 | 0.040439 | 0 | 0 | 0.036395
5235 | 2018-08-07 02:00 | 8 | August | 2 | 219 | 0 | 0 | 0 | 0 | 0 | 1.1661 | 0.23853 | 0.042189 | 1.4468 | 1.1661 | 0 | 0 | 0 | 0 | 0 | 0 | 0 | 0.23853 | 0 | 0 | 0.042189 | 0 | 0 | 0.03797
5236 | 2018-08-07 03:00 | 8 | August | 3 | 219 | 0 | 0 | 0 | 0 | 0 | 1.2058 | 0.23853 | 0 | 1.4443 | 1.2058 | 0 | 0 | 0 | 0 | 0 | 0 | 0 | 0.23853 | 0 | 0 | 0 | 0 | 0 | 0
5237 | 2018-08-07 04:00 | 8 | August | 4 | 219 | 0 | 0 | 0 | 0 | 0 | 1.4212 | 0.47239 | 0 | 1.8936 | 1.4212 | 0 | 0 | 0 | 0 | 0 | 0 | 0 | 0.47239 | 0 | 0 | 0 | 0 | 0 | 0
5238 | 2018-08-07 05:00 | 8 | August | 5 | 219 | 0.41603 | 0.41603 | 0.41603 | 0 | 0 | 1.8017 | 0.70241 | 0 | 2.5041 | 2.2178 | 0 | 0 | 0 | 0 | 0 | 0 | 0 | 0.70241 | 0 | 0 | 0 | 0 | 0 | 0
5239 | 2018-08-07 06:00 | 8 | August | 6 | 219 | 0.50703 | 0.50703 | 0.50703 | 0 | 0 | 2.3666 | 1.1663 | 0 | 3.5329 | 2.8737 | 0 | 0 | 0 | 0 | 0 | 0 | 0 | 1.1663 | 0 | 0 | 0 | 0 | 0 | 0
5240 | 2018-08-07 07:00 | 8 | August | 7 | 219 | 3.0422 | 3.0422 | 3.0422 | 0 | 0 | 0.076737 | 1.1663 | 0 | 1.243 | 3.1189 | 0 | 0 | 0 | 0 | 0 | 0 | 0 | 1.1663 | 0 | 0 | 0 | 0 | 0 | 0
5241 | 2018-08-07 08:00 | 8 | August | 8 | 219 | 5.4344 | 3.1694 | 4.1019 | 0 | 1.3325 | 0 | 0 | 0 | 0 | 3.1694 | 0 | 0 | 0 | 0 | 0 | 0 | 0 | 0.93243 | 0 | 0 | 0 | 0 | 0 | 0
5242 | 2018-08-07 09:00 | 8 | August | 9 | 219 | 9.8937 | 3.07 | 3.8643 | 0 | 6.0293 | 0 | 0 | 0 | 0 | 3.07 | 0 | 0 | 0 | 0 | 0 | 0 | 0 | 0.5874 | 0 | 0 | 0.20694 | 0 | 0 | 0.18624
5243 | 2018-08-07 10:00 | 8 | August | 10 | 219 | 14.522 | 3.1256 | 4.042 | 0 | 10.4799 | 0 | 0 | 0 | 0 | 3.1256 | 0 | 0 | 0 | 0 | 0 | 0 | 0 | 0.47239 | 0 | 0 | 0.44402 | 0 | 0 | 0.39962
5244 | 2018-08-07 11:00 | 8 | August | 11 | 219 | 14.912 | 3.4523 | 4.5878 | 0 | 10.3242 | 0 | 0 | 0 | 0 | 3.4523 | 0 | 0 | 0 | 0 | 0 | 0 | 0 | 0.70241 | 0 | 0 | 0.43304 | 0 | 0 | 0.38973
5245 | 2018-08-07 12:00 | 8 | August | 12 | 219 | 13.9109 | 3.3472 | 5.9481 | 0 | 7.9629 | 0 | 0 | 0 | 0 | 3.3472 | 0 | 0 | 0 | 0 | 0.82716 | 0 | 0 | 0.93243 | 0 | 0 | 0.84126 | 0 | 0 | 0.75713
5246 | 2018-08-07 13:00 | 8 | August | 13 | 219 | 9.6336 | 2.9159 | 5.7662 | 0 | 3.8674 | 0 | 0 | 0 | 0 | 2.9159 | 0 | 0 | 0 | 0 | 1.1437 | 0 | 0 | 0.5874 | 0 | 0 | 1.1192 | 0 | 0 | 1.0073
5247 | 2018-08-07 14:00 | 8 | August | 14 | 219 | 8.9706 | 2.648 | 5.0148 | 0 | 3.9558 | 0 | 0 | 0 | 0 | 2.648 | 0 | 0 | 0 | 0 | 1.0142 | 0 | 0 | 0.35355 | 0 | 0 | 0.99905 | 0 | 0 | 0.89914
5248 | 2018-08-07 15:00 | 8 | August | 15 | 219 | 7.8915 | 2.5656 | 4.4466 | 0 | 3.4449 | 0 | 0 | 0 | 0 | 2.5656 | 0 | 0 | 0 | 0 | 0.92425 | 0 | 0 | 0.35355 | 0 | 0 | 0.6033 | 0 | 0 | 0.54297
5249 | 2018-08-07 16:00 | 8 | August | 16 | 219 | 5.5254 | 2.7248 | 5.3548 | 0 | 0.17052 | 0 | 0 | 0 | 0 | 2.7248 | 0 | 0 | 0 | 0 | 0.86242 | 0 | 0 | 0.5874 | 0 | 0 | 1.1803 | 0 | 0 | 1.0622
5250 | 2018-08-07 17:00 | 8 | August | 17 | 219 | 2.1061 | 2.1061 | 2.1061 | 0 | 0 | 1.0241 | 1.5566 | 2.0695 | 4.6502 | 3.1303 | 0 | 0 | 0 | 0 | 0.85415 | 0 | 0 | 0.70241 | 0 | 0 | 2.0695 | 0 | 0 | 1.8626
5251 | 2018-08-07 18:00 | 8 | August | 18 | 219 | 0.58504 | 0.58504 | 0.58504 | 0 | 0 | 3.0188 | 1.9638 | 2.6644 | 7.6469 | 3.6038 | 0 | 0 | 0 | 0 | 1.2613 | 0 | 0 | 0.70241 | 0 | 0 | 2.6644 | 0 | 0 | 2.398
5252 | 2018-08-07 19:00 | 8 | August | 19 | 219 | 0 | 0 | 0 | 0 | 0 | 3.6332 | 1.6738 | 2.5359 | 7.8428 | 3.6332 | 0 | 0 | 0 | 0 | 1.0864 | 0 | 0 | 0.5874 | 0 | 0 | 2.5359 | 0 | 0 | 2.2823
5253 | 2018-08-07 20:00 | 8 | August | 20 | 219 | 0 | 0 | 0 | 0 | 0 | 3.4466 | 1.2184 | 1.8296 | 6.4946 | 3.4466 | 0 | 0 | 0 | 0 | 0.74596 | 0 | 0 | 0.47239 | 0 | 0 | 1.8296 | 0 | 0 | 1.6467
5254 | 2018-08-07 21:00 | 8 | August | 21 | 219 | 0 | 0 | 0 | 0 | 0 | 3.1782 | 0.79832 | 1.4543 | 5.4308 | 3.1782 | 0 | 0 | 0 | 0 | 0.55979 | 0 | 0 | 0.23853 | 0 | 0 | 1.4543 | 0 | 0 | 1.3089
5255 | 2018-08-07 22:00 | 8 | August | 22 | 219 | 0 | 0 | 0 | 0 | 0 | 2.5099 | 0.23853 | 0.9957 | 3.7441 | 2.5099 | 0 | 0 | 0 | 0 | 0 | 0 | 0 | 0.23853 | 0 | 0 | 0.9957 | 0 | 0 | 0.89613
5256 | 2018-08-07 23:00 | 8 | August | 23 | 219 | 0 | 0 | 0 | 0 | 0 | 1.7169 | 0.12352 | 0.63126 | 2.4717 | 1.7169 | 0 | 0 | 0 | 0 | 0 | 0 | 0 | 0.12352 | 0 | 0 | 0.63126 | 0 | 0 | 0.56813
5257 | 2018-08-08 | 8 | August | 0 | 220 | 0 | 0 | 0 | 0 | 0 | 1.33 | 0.12352 | 0.34706 | 1.8005 | 1.33 | 0 | 0 | 0 | 0 | 0 | 0 | 0 | 0.12352 | 0 | 0 | 0.34706 | 0 | 0 | 0.31235
5258 | 2018-08-08 01:00 | 8 | August | 1 | 220 | 0 | 0 | 0 | 0 | 0 | 1.2259 | 0.12352 | 0.040439 | 1.3898 | 1.2259 | 0 | 0 | 0 | 0 | 0 | 0 | 0 | 0.12352 | 0 | 0 | 0.040439 | 0 | 0 | 0.036395
5259 | 2018-08-08 02:00 | 8 | August | 2 | 220 | 0 | 0 | 0 | 0 | 0 | 1.1661 | 0.23853 | 0.042189 | 1.4468 | 1.1661 | 0 | 0 | 0 | 0 | 0 | 0 | 0 | 0.23853 | 0 | 0 | 0.042189 | 0 | 0 | 0.03797
5260 | 2018-08-08 03:00 | 8 | August | 3 | 220 | 0 | 0 | 0 | 0 | 0 | 1.2058 | 0.23853 | 0 | 1.4443 | 1.2058 | 0 | 0 | 0 | 0 | 0 | 0 | 0 | 0.23853 | 0 | 0 | 0 | 0 | 0 | 0
5261 | 2018-08-08 04:00 | 8 | August | 4 | 220 | 0.026002 | 0.026002 | 0.026002 | 0 | 0 | 1.3952 | 0.47239 | 0 | 1.8676 | 1.4212 | 0 | 0 | 0 | 0 | 0 | 0 | 0 | 0.47239 | 0 | 0 | 0 | 0 | 0 | 0
5262 | 2018-08-08 05:00 | 8 | August | 5 | 220 | 4.7453 | 2.2178 | 2.9202 | 0 | 1.8252 | 0 | 0 | 0 | 0 | 2.2178 | 0 | 0 | 0 | 0 | 0 | 0 | 0 | 0.70241 | 0 | 0 | 0 | 0 | 0 | 0
5263 | 2018-08-08 06:00 | 8 | August | 6 | 220 | 9.8547 | 2.8737 | 4.04 | 0 | 5.8147 | 0 | 0 | 0 | 0 | 2.8737 | 0 | 0 | 0 | 0 | 0 | 0 | 0 | 1.1663 | 0 | 0 | 0 | 0 | 0 | 0
5264 | 2018-08-08 07:00 | 8 | August | 7 | 220 | 14.132 | 3.1189 | 4.2852 | 0 | 9.8467 | 0 | 0 | 0 | 0 | 3.1189 | 0 | 0 | 0 | 0 | 0 | 0 | 0 | 1.1663 | 0 | 0 | 0 | 0 | 0 | 0
5265 | 2018-08-08 08:00 | 8 | August | 8 | 220 | 18.8253 | 3.1694 | 4.1019 | 0 | 14.7234 | 0 | 0 | 0 | 0 | 3.1694 | 0 | 0 | 0 | 0 | 0 | 0 | 0 | 0.93243 | 0 | 0 | 0 | 0 | 0 | 0
5266 | 2018-08-08 09:00 | 8 | August | 9 | 220 | 23.0375 | 3.07 | 3.8643 | 0 | 19.1732 | 0 | 0 | 0 | 0 | 3.07 | 0 | 0 | 0 | 0 | 0 | 0 | 0 | 0.5874 | 0 | 0 | 0.20694 | 0 | 0 | 0.18624
5267 | 2018-08-08 10:00 | 8 | August | 10 | 220 | 25.5857 | 3.1256 | 4.042 | 0 | 21.5437 | 0 | 0 | 0 | 0 | 3.1256 | 0 | 0 | 0 | 0 | 0 | 0 | 0 | 0.47239 | 0 | 0 | 0.44402 | 0 | 0 | 0.39962
5268 | 2018-08-08 11:00 | 8 | August | 11 | 220 | 26.3658 | 3.4523 | 5.2357 | 0 | 21.1301 | 0 | 0 | 0 | 0 | 3.4523 | 0 | 0 | 0 | 0 | 0.64794 | 0 | 0 | 0.70241 | 0 | 0 | 0.43304 | 0 | 0 | 0.38973
5269 | 2018-08-08 12:00 | 8 | August | 12 | 220 | 25.8067 | 3.3472 | 6.7841 | 0 | 19.0226 | 0 | 0 | 0 | 0 | 3.3472 | 0 | 0 | 0 | 0 | 1.6633 | 0 | 0 | 0.93243 | 0 | 0 | 0.84126 | 0 | 0 | 0.75713
5270 | 2018-08-08 13:00 | 8 | August | 13 | 220 | 24.6887 | 2.9159 | 6.3869 | 0 | 18.3018 | 0 | 0 | 0 | 0 | 2.9159 | 0 | 0 | 0 | 0 | 1.7643 | 0 | 0 | 0.5874 | 0 | 0 | 1.1192 | 0 | 0 | 1.0073
5271 | 2018-08-08 14:00 | 8 | August | 14 | 220 | 22.6345 | 2.648 | 5.7849 | 0 | 16.8496 | 0 | 0 | 0 | 0 | 2.648 | 0 | 0 | 0 | 0 | 1.7843 | 0 | 0 | 0.35355 | 0 | 0 | 0.99905 | 0 | 0 | 0.89914
5272 | 2018-08-08 15:00 | 8 | August | 15 | 220 | 17.8632 | 2.5656 | 5.0712 | 0 | 12.792 | 0 | 0 | 0 | 0 | 2.5656 | 0 | 0 | 0 | 0 | 1.5488 | 0 | 0 | 0.35355 | 0 | 0 | 0.6033 | 0 | 0 | 0.54297
5273 | 2018-08-08 16:00 | 8 | August | 16 | 220 | 13.7679 | 2.7248 | 6.0633 | 0 | 7.7046 | 0 | 0 | 0 | 0 | 2.7248 | 0 | 0 | 0 | 0 | 1.5709 | 0 | 0 | 0.5874 | 0 | 0 | 1.1803 | 0 | 0 | 1.0622
5274 | 2018-08-08 17:00 | 8 | August | 17 | 220 | 9.7897 | 3.1303 | 7.4565 | 0 | 2.3331 | 0 | 0 | 0 | 0 | 3.1303 | 0 | 0 | 0 | 0 | 1.5543 | 0 | 0 | 0.70241 | 0 | 0 | 2.0695 | 0 | 0 | 1.8626
5275 | 2018-08-08 18:00 | 8 | August | 18 | 220 | 4.9923 | 3.6038 | 4.9923 | 0 | 0 | 0 | 1.3223 | 2.6644 | 3.9866 | 3.6038 | 0 | 0 | 0 | 0 | 2.0084 | 0 | 0 | 0.70241 | 0 | 0 | 2.6644 | 0 | 0 | 2.398
5276 | 2018-08-08 19:00 | 8 | August | 19 | 220 | 0 | 0 | 0 | 0 | 0 | 3.6332 | 2.3467 | 2.5359 | 8.5157 | 3.6332 | 0 | 0 | 0 | 0 | 1.7593 | 0 | 0 | 0.5874 | 0 | 0 | 2.5359 | 0 | 0 | 2.2823
5277 | 2018-08-08 20:00 | 8 | August | 20 | 220 | 0 | 0 | 0 | 0 | 0 | 3.4466 | 1.9038 | 1.8296 | 7.1801 | 3.4466 | 0 | 0 | 0 | 0 | 1.4314 | 0 | 0 | 0.47239 | 0 | 0 | 1.8296 | 0 | 0 | 1.6467
5278 | 2018-08-08 21:00 | 8 | August | 21 | 220 | 0 | 0 | 0 | 0 | 0 | 3.1782 | 1.4409 | 1.4543 | 6.0734 | 3.1782 | 0 | 0 | 0 | 0 | 1.2024 | 0 | 0 | 0.23853 | 0 | 0 | 1.4543 | 0 | 0 | 1.3089
5279 | 2018-08-08 22:00 | 8 | August | 22 | 220 | 0 | 0 | 0 | 0 | 0 | 2.5099 | 0.81006 | 0.9957 | 4.3157 | 2.5099 | 0 | 0 | 0 | 0 | 0.57152 | 0 | 0 | 0.23853 | 0 | 0 | 0.9957 | 0 | 0 | 0.89613
5280 | 2018-08-08 23:00 | 8 | August | 23 | 220 | 0 | 0 | 0 | 0 | 0 | 1.7169 | 0.22936 | 0.63126 | 2.5775 | 1.7169 | 0 | 0 | 0 | 0 | 0.10584 | 0 | 0 | 0.12352 | 0 | 0 | 0.63126 | 0 | 0 | 0.56813
5281 | 2018-08-09 | 8 | August | 0 | 221 | 0 | 0 | 0 | 0 | 0 | 1.33 | 0.12352 | 0.34706 | 1.8005 | 1.33 | 0 | 0 | 0 | 0 | 0 | 0 | 0 | 0.12352 | 0 | 0 | 0.34706 | 0 | 0 | 0.31235
5282 | 2018-08-09 01:00 | 8 | August | 1 | 221 | 0 | 0 | 0 | 0 | 0 | 1.2259 | 0.12352 | 0.040439 | 1.3898 | 1.2259 | 0 | 0 | 0 | 0 | 0 | 0 | 0 | 0.12352 | 0 | 0 | 0.040439 | 0 | 0 | 0.036395
5283 | 2018-08-09 02:00 | 8 | August | 2 | 221 | 0 | 0 | 0 | 0 | 0 | 1.1661 | 0.23853 | 0.042189 | 1.4468 | 1.1661 | 0 | 0 | 0 | 0 | 0 | 0 | 0 | 0.23853 | 0 | 0 | 0.042189 | 0 | 0 | 0.03797
5284 | 2018-08-09 03:00 | 8 | August | 3 | 221 | 0 | 0 | 0 | 0 | 0 | 1.2058 | 0.23853 | 0 | 1.4443 | 1.2058 | 0 | 0 | 0 | 0 | 0 | 0 | 0 | 0.23853 | 0 | 0 | 0 | 0 | 0 | 0
5285 | 2018-08-09 04:00 | 8 | August | 4 | 221 | 0.026002 | 0.026002 | 0.026002 | 0 | 0 | 1.3952 | 0.47239 | 0 | 1.8676 | 1.4212 | 0 | 0 | 0 | 0 | 0 | 0 | 0 | 0.47239 | 0 | 0 | 0 | 0 | 0 | 0
5286 | 2018-08-09 05:00 | 8 | August | 5 | 221 | 5.4344 | 2.2178 | 2.9202 | 0 | 2.5142 | 0 | 0 | 0 | 0 | 2.2178 | 0 | 0 | 0 | 0 | 0 | 0 | 0 | 0.70241 | 0 | 0 | 0 | 0 | 0 | 0
5287 | 2018-08-09 06:00 | 8 | August | 6 | 221 | 10.9467 | 2.8737 | 4.04 | 0 | 6.9068 | 0 | 0 | 0 | 0 | 2.8737 | 0 | 0 | 0 | 0 | 0 | 0 | 0 | 1.1663 | 0 | 0 | 0 | 0 | 0 | 0
5288 | 2018-08-09 07:00 | 8 | August | 7 | 221 | 15.172 | 3.1189 | 4.2852 | 0 | 10.8868 | 0 | 0 | 0 | 0 | 3.1189 | 0 | 0 | 0 | 0 | 0 | 0 | 0 | 1.1663 | 0 | 0 | 0 | 0 | 0 | 0
5289 | 2018-08-09 08:00 | 8 | August | 8 | 221 | 19.6053 | 3.1694 | 4.4035 | 0 | 15.2018 | 0 | 0 | 0 | 0 | 3.1694 | 0 | 0 | 0 | 0 | 0.30162 | 0 | 0 | 0.93243 | 0 | 0 | 0 | 0 | 0 | 0
5290 | 2018-08-09 09:00 | 8 | August | 9 | 221 | 23.9216 | 3.07 | 5.1055 | 0 | 18.8161 | 0 | 0 | 0 | 0 | 3.07 | 0 | 0 | 0 | 0 | 1.2412 | 0 | 0 | 0.5874 | 0 | 0 | 0.20694 | 0 | 0 | 0.18624
5291 | 2018-08-09 10:00 | 8 | August | 10 | 221 | 27.1198 | 3.1256 | 5.5157 | 0 | 21.6042 | 0 | 0 | 0 | 0 | 3.1256 | 0 | 0 | 0 | 0 | 1.4736 | 0 | 0 | 0.47239 | 0 | 0 | 0.44402 | 0 | 0 | 0.39962
5292 | 2018-08-09 11:00 | 8 | August | 11 | 221 | 28.6539 | 3.4523 | 6.3558 | 0 | 22.2981 | 0 | 0 | 0 | 0 | 3.4523 | 0 | 0 | 0 | 0 | 1.768 | 0 | 0 | 0.70241 | 0 | 0 | 0.43304 | 0 | 0 | 0.38973
5293 | 2018-08-09 12:00 | 8 | August | 12 | 221 | 28.4979 | 3.3472 | 6.9618 | 0 | 21.5361 | 0 | 0 | 0 | 0 | 3.3472 | 0 | 0 | 0 | 0 | 1.8409 | 0 | 0 | 0.93243 | 0 | 0 | 0.84126 | 0 | 0 | 0.75713
5294 | 2018-08-09 13:00 | 8 | August | 13 | 221 | 26.6778 | 2.9159 | 6.3789 | 0 | 20.2988 | 0 | 0 | 0 | 0 | 2.9159 | 0 | 0 | 0 | 0 | 1.7564 | 0 | 0 | 0.5874 | 0 | 0 | 1.1192 | 0 | 0 | 1.0073
5295 | 2018-08-09 14:00 | 8 | August | 14 | 221 | 23.2586 | 2.648 | 5.6756 | 0 | 17.583 | 0 | 0 | 0 | 0 | 2.648 | 0 | 0 | 0 | 0 | 1.675 | 0 | 0 | 0.35355 | 0 | 0 | 0.99905 | 0 | 0 | 0.89914
5296 | 2018-08-09 15:00 | 8 | August | 15 | 221 | 18.5522 | 2.5656 | 5.0573 | 0 | 13.4949 | 0 | 0 | 0 | 0 | 2.5656 | 0 | 0 | 0 | 0 | 1.5349 | 0 | 0 | 0.35355 | 0 | 0 | 0.6033 | 0 | 0 | 0.54297
5297 | 2018-08-09 16:00 | 8 | August | 16 | 221 | 14.184 | 2.7248 | 5.9379 | 0 | 8.246 | 0 | 0 | 0 | 0 | 2.7248 | 0 | 0 | 0 | 0 | 1.4455 | 0 | 0 | 0.5874 | 0 | 0 | 1.1803 | 0 | 0 | 1.0622
5298 | 2018-08-09 17:00 | 8 | August | 17 | 221 | 9.9717 | 3.1303 | 7.4278 | 0 | 2.5439 | 0 | 0 | 0 | 0 | 3.1303 | 0 | 0 | 0 | 0 | 1.5256 | 0 | 0 | 0.70241 | 0 | 0 | 2.0695 | 0 | 0 | 1.8626
5299 | 2018-08-09 18:00 | 8 | August | 18 | 221 | 4.7063 | 3.6038 | 4.7063 | 0 | 0 | 0 | 1.431 | 2.6644 | 4.0954 | 3.6038 | 0 | 0 | 0 | 0 | 1.8311 | 0 | 0 | 0.70241 | 0 | 0 | 2.6644 | 0 | 0 | 2.398
5300 | 2018-08-09 19:00 | 8 | August | 19 | 221 | 0 | 0 | 0 | 0 | 0 | 3.6332 | 2.2529 | 2.5359 | 8.422 | 3.6332 | 0 | 0 | 0 | 0 | 1.6655 | 0 | 0 | 0.5874 | 0 | 0 | 2.5359 | 0 | 0 | 2.2823
5301 | 2018-08-09 20:00 | 8 | August | 20 | 221 | 0 | 0 | 0 | 0 | 0 | 3.4466 | 1.6995 | 1.8296 | 6.9758 | 3.4466 | 0 | 0 | 0 | 0 | 1.2272 | 0 | 0 | 0.47239 | 0 | 0 | 1.8296 | 0 | 0 | 1.6467
5302 | 2018-08-09 21:00 | 8 | August | 21 | 221 | 0 | 0 | 0 | 0 | 0 | 3.1782 | 1.1794 | 1.4543 | 5.8119 | 3.1782 | 0 | 0 | 0 | 0 | 0.9409 | 0 | 0 | 0.23853 | 0 | 0 | 1.4543 | 0 | 0 | 1.3089
5303 | 2018-08-09 22:00 | 8 | August | 22 | 221 | 0 | 0 | 0 | 0 | 0 | 2.5099 | 0.50641 | 0.9957 | 4.012 | 2.5099 | 0 | 0 | 0 | 0 | 0.26788 | 0 | 0 | 0.23853 | 0 | 0 | 0.9957 | 0 | 0 | 0.89613
5304 | 2018-08-09 23:00 | 8 | August | 23 | 221 | 0 | 0 | 0 | 0 | 0 | 1.7169 | 0.12352 | 0.12317 | 1.9636 | 1.7169 | 0 | 0 | 0 | 0 | 0 | 0 | 0 | 0.12352 | 0 | 0 | 0.12317 | 0 | 0 | 0.11085
5305 | 2018-08-10 | 8 | August | 0 | 222 | 0 | 0 | 0 | 0 | 0 | 1.33 | 0.12352 | 0.091347 | 1.5448 | 1.33 | 0 | 0 | 0 | 0 | 0 | 0 | 0 | 0.12352 | 0 | 0 | 0.091347 | 0 | 0 | 0.082212
5306 | 2018-08-10 01:00 | 8 | August | 1 | 222 | 0 | 0 | 0 | 0 | 0 | 1.2259 | 0.12352 | 0 | 1.3494 | 1.2259 | 0 | 0 | 0 | 0 | 0 | 0 | 0 | 0.12352 | 0 | 0 | 0 | 0 | 0 | 0
5307 | 2018-08-10 02:00 | 8 | August | 2 | 222 | 0 | 0 | 0 | 0 | 0 | 1.1661 | 0.23853 | 0.11659 | 1.5212 | 1.1661 | 0 | 0 | 0 | 0 | 0 | 0 | 0 | 0.23853 | 0 | 0 | 0.11659 | 0 | 0 | 0.10493
5308 | 2018-08-10 03:00 | 8 | August | 3 | 222 | 0 | 0 | 0 | 0 | 0 | 1.2058 | 0.23853 | 0.042301 | 1.4866 | 1.2058 | 0 | 0 | 0 | 0 | 0 | 0 | 0 | 0.23853 | 0 | 0 | 0.042301 | 0 | 0 | 0.038071
5309 | 2018-08-10 04:00 | 8 | August | 4 | 222 | 0 | 0 | 0 | 0 | 0 | 1.4212 | 0.47239 | 0.039756 | 1.9333 | 1.4212 | 0 | 0 | 0 | 0 | 0 | 0 | 0 | 0.47239 | 0 | 0 | 0.039756 | 0 | 0 | 0.035781
5310 | 2018-08-10 05:00 | 8 | August | 5 | 222 | 5.0443 | 2.2178 | 2.9202 | 0 | 2.1242 | 0 | 0 | 0 | 0 | 2.2178 | 0 | 0 | 0 | 0 | 0 | 0 | 0 | 0.70241 | 0 | 0 | 0 | 0 | 0 | 0
5311 | 2018-08-10 06:00 | 8 | August | 6 | 222 | 10.1407 | 2.8737 | 4.04 | 0 | 6.1007 | 0 | 0 | 0 | 0 | 2.8737 | 0 | 0 | 0 | 0 | 0 | 0 | 0 | 1.1663 | 0 | 0 | 0 | 0 | 0 | 0
5312 | 2018-08-10 07:00 | 8 | August | 7 | 222 | 14.288 | 3.1189 | 4.2852 | 0 | 10.0027 | 0 | 0 | 0 | 0 | 3.1189 | 0 | 0 | 0 | 0 | 0 | 0 | 0 | 1.1663 | 0 | 0 | 0 | 0 | 0 | 0
5313 | 2018-08-10 08:00 | 8 | August | 8 | 222 | 18.5392 | 3.1694 | 4.1019 | 0 | 14.4374 | 0 | 0 | 0 | 0 | 3.1694 | 0 | 0 | 0 | 0 | 0 | 0 | 0 | 0.93243 | 0 | 0 | 0 | 0 | 0 | 0
5314 | 2018-08-10 09:00 | 8 | August | 9 | 222 | 23.0896 | 3.07 | 3.8779 | 0 | 19.2116 | 0 | 0 | 0 | 0 | 3.07 | 0 | 0 | 0 | 0 | 0.054794 | 0 | 0 | 0.5874 | 0 | 0 | 0.16574 | 0 | 0 | 0.14917
5315 | 2018-08-10 10:00 | 8 | August | 10 | 222 | 26.1708 | 3.1256 | 6.4499 | 0 | 19.7209 | 0 | 0 | 0 | 0 | 3.1256 | 0 | 0 | 0 | 0 | 2.4536 | 0 | 0 | 0.47239 | 0 | 0 | 0.39821 | 0 | 0 | 0.35839
5316 | 2018-08-10 11:00 | 8 | August | 11 | 222 | 27.3278 | 3.4523 | 7.4104 | 0 | 19.9174 | 0 | 0 | 0 | 0 | 3.4523 | 0 | 0 | 0 | 0 | 2.8598 | 0 | 0 | 0.70241 | 0 | 0 | 0.39589 | 0 | 0 | 0.3563
5317 | 2018-08-10 12:00 | 8 | August | 12 | 222 | 27.2238 | 3.3472 | 8.2848 | 0 | 18.939 | 0 | 0 | 0 | 0 | 3.3472 | 0 | 0 | 0 | 0 | 3.0604 | 0 | 0 | 0.93243 | 0 | 0 | 0.94478 | 0 | 0 | 0.8503
5318 | 2018-08-10 13:00 | 8 | August | 13 | 222 | 25.7287 | 2.9159 | 7.8451 | 0 | 17.8836 | 0 | 0 | 0 | 0 | 2.9159 | 0 | 0 | 0 | 0 | 2.9772 | 0 | 0 | 0.5874 | 0 | 0 | 1.3646 | 0 | 0 | 1.2281
5319 | 2018-08-10 14:00 | 8 | August | 14 | 222 | 22.1925 | 2.648 | 6.9507 | 0 | 15.2418 | 0 | 0 | 0 | 0 | 2.648 | 0 | 0 | 0 | 0 | 2.7727 | 0 | 0 | 0.35355 | 0 | 0 | 1.1765 | 0 | 0 | 1.0589
5320 | 2018-08-10 15:00 | 8 | August | 15 | 222 | 17.8502 | 2.5656 | 6.3934 | 0 | 11.4568 | 0 | 0 | 0 | 0 | 2.5656 | 0 | 0 | 0 | 0 | 2.5019 | 0 | 0 | 0.35355 | 0 | 0 | 0.97242 | 0 | 0 | 0.87517
5321 | 2018-08-10 16:00 | 8 | August | 16 | 222 | 13.5989 | 2.7248 | 6.9682 | 0 | 6.6307 | 0 | 0 | 0 | 0 | 2.7248 | 0 | 0 | 0 | 0 | 2.1975 | 0 | 0 | 0.5874 | 0 | 0 | 1.4586 | 0 | 0 | 1.3127
5322 | 2018-08-10 17:00 | 8 | August | 17 | 222 | 9.1786 | 3.1303 | 7.4576 | 0 | 1.7211 | 0 | 0 | 0 | 0 | 3.1303 | 0 | 0 | 0 | 0 | 1.9693 | 0 | 0 | 0.70241 | 0 | 0 | 1.6556 | 0 | 0 | 1.49
5323 | 2018-08-10 18:00 | 8 | August | 18 | 222 | 4.0563 | 3.6038 | 4.0563 | 0 | 0 | 0 | 2.5593 | 2.1629 | 4.7222 | 3.6038 | 0 | 0 | 0 | 0 | 2.3094 | 0 | 0 | 0.70241 | 0 | 0 | 2.1629 | 0 | 0 | 1.9466
5324 | 2018-08-10 19:00 | 8 | August | 19 | 222 | 0 | 0 | 0 | 0 | 0 | 3.6332 | 2.5089 | 2.087 | 8.229 | 3.6332 | 0 | 0 | 0 | 0 | 1.9215 | 0 | 0 | 0.5874 | 0 | 0 | 2.087 | 0 | 0 | 1.8783
5325 | 2018-08-10 20:00 | 8 | August | 20 | 222 | 0 | 0 | 0 | 0 | 0 | 3.4466 | 1.9973 | 1.7154 | 7.1594 | 3.4466 | 0 | 0 | 0 | 0 | 1.525 | 0 | 0 | 0.47239 | 0 | 0 | 1.7154 | 0 | 0 | 1.5439
5326 | 2018-08-10 21:00 | 8 | August | 21 | 222 | 0 | 0 | 0 | 0 | 0 | 3.1782 | 1.5061 | 1.2558 | 5.9401 | 3.1782 | 0 | 0 | 0 | 0 | 1.2676 | 0 | 0 | 0.23853 | 0 | 0 | 1.2558 | 0 | 0 | 1.1302
5327 | 2018-08-10 22:00 | 8 | August | 22 | 222 | 0 | 0 | 0 | 0 | 0 | 2.5099 | 0.87706 | 0.75773 | 4.1447 | 2.5099 | 0 | 0 | 0 | 0 | 0.63852 | 0 | 0 | 0.23853 | 0 | 0 | 0.75773 | 0 | 0 | 0.68195
5328 | 2018-08-10 23:00 | 8 | August | 23 | 222 | 0 | 0 | 0 | 0 | 0 | 1.7169 | 0.25465 | 0.49733 | 2.4689 | 1.7169 | 0 | 0 | 0 | 0 | 0.13113 | 0 | 0 | 0.12352 | 0 | 0 | 0.49733 | 0 | 0 | 0.4476
5329 | 2018-08-11 | 8 | August | 0 | 223 | 0 | 0 | 0 | 0 | 0 | 1.33 | 0.12352 | 0 | 1.4535 | 1.33 | 0 | 0 | 0 | 0 | 0 | 0 | 0 | 0.12352 | 0 | 0 | 0 | 0 | 0 | 0
5330 | 2018-08-11 01:00 | 8 | August | 1 | 223 | 0 | 0 | 0 | 0 | 0 | 1.2259 | 0.12352 | 0 | 1.3494 | 1.2259 | 0 | 0 | 0 | 0 | 0 | 0 | 0 | 0.12352 | 0 | 0 | 0 | 0 | 0 | 0
5331 | 2018-08-11 02:00 | 8 | August | 2 | 223 | 0 | 0 | 0 | 0 | 0 | 1.1661 | 0.12352 | 0.085531 | 1.3752 | 1.1661 | 0 | 0 | 0 | 0 | 0 | 0 | 0 | 0.12352 | 0 | 0 | 0.085531 | 0 | 0 | 0.076978
5332 | 2018-08-11 03:00 | 8 | August | 3 | 223 | 0 | 0 | 0 | 0 | 0 | 1.2058 | 0.12352 | 0.025909 | 1.3552 | 1.2058 | 0 | 0 | 0 | 0 | 0 | 0 | 0 | 0.12352 | 0 | 0 | 0.025909 | 0 | 0 | 0.023318
5333 | 2018-08-11 04:00 | 8 | August | 4 | 223 | 0 | 0 | 0 | 0 | 0 | 1.4212 | 0.12352 | 0.055915 | 1.6006 | 1.4212 | 0 | 0 | 0 | 0 | 0 | 0 | 0 | 0.12352 | 0 | 0 | 0.055915 | 0 | 0 | 0.050323
5334 | 2018-08-11 05:00 | 8 | August | 5 | 223 | 4.6153 | 2.2178 | 2.4563 | 0 | 2.159 | 0 | 0 | 0 | 0 | 2.2178 | 0 | 0 | 0 | 0 | 0 | 0 | 0 | 0.23853 | 0 | 0 | 0 | 0 | 0 | 0
5335 | 2018-08-11 06:00 | 8 | August | 6 | 223 | 9.8027 | 2.8737 | 3.3461 | 0 | 6.4566 | 0 | 0 | 0 | 0 | 2.8737 | 0 | 0 | 0 | 0 | 0 | 0 | 0 | 0.47239 | 0 | 0 | 0 | 0 | 0 | 0
5336 | 2018-08-11 07:00 | 8 | August | 7 | 223 | 13.9239 | 3.1189 | 4.8753 | 0 | 9.0487 | 0 | 0 | 0 | 0 | 3.1189 | 0 | 0 | 0 | 0 | 1.0539 | 0 | 0 | 0.70241 | 0 | 0 | 0 | 0 | 0 | 0
5337 | 2018-08-11 08:00 | 8 | August | 8 | 223 | 18.2922 | 3.1694 | 5.7055 | 0 | 12.5867 | 0 | 0 | 0 | 0 | 3.1694 | 0 | 0 | 0 | 0 | 1.8337 | 0 | 0 | 0.70241 | 0 | 0 | 0 | 0 | 0 | 0
5338 | 2018-08-11 09:00 | 8 | August | 9 | 223 | 23.0636 | 3.07 | 6.2377 | 0 | 16.8259 | 0 | 0 | 0 | 0 | 3.07 | 0 | 0 | 0 | 0 | 2.3072 | 0 | 0 | 0.5874 | 0 | 0 | 0.27308 | 0 | 0 | 0.24577
5339 | 2018-08-11 10:00 | 8 | August | 10 | 223 | 26.0928 | 3.1256 | 6.7969 | 0 | 19.2959 | 0 | 0 | 0 | 0 | 3.1256 | 0 | 0 | 0 | 0 | 2.7388 | 0 | 0 | 0.35738 | 0 | 0 | 0.57504 | 0 | 0 | 0.51754
5340 | 2018-08-11 11:00 | 8 | August | 11 | 223 | 27.6009 | 3.4523 | 7.7278 | 0 | 19.8731 | 0 | 0 | 0 | 0 | 3.4523 | 0 | 0 | 0 | 0 | 3.1936 | 0 | 0 | 0.5874 | 0 | 0 | 0.49448 | 0 | 0 | 0.44503
5341 | 2018-08-11 12:00 | 8 | August | 12 | 223 | 27.0288 | 3.3472 | 8.1695 | 0 | 18.8593 | 0 | 0 | 0 | 0 | 3.3472 | 0 | 0 | 0 | 0 | 3.317 | 0 | 0 | 0.70241 | 0 | 0 | 0.80292 | 0 | 0 | 0.72263
5342 | 2018-08-11 13:00 | 8 | August | 13 | 223 | 24.9357 | 2.9159 | 8.2176 | 0 | 16.7181 | 0 | 0 | 0 | 0 | 2.9159 | 0 | 0 | 0 | 0 | 3.1709 | 0 | 0 | 0.70241 | 0 | 0 | 1.4283 | 0 | 0 | 1.2855
5343 | 2018-08-11 14:00 | 8 | August | 14 | 223 | 21.2174 | 2.648 | 7.2158 | 0 | 14.0016 | 0 | 0 | 0 | 0 | 2.648 | 0 | 0 | 0 | 0 | 2.9535 | 0 | 0 | 0.5874 | 0 | 0 | 1.0268 | 0 | 0 | 0.92416
5344 | 2018-08-11 15:00 | 8 | August | 15 | 223 | 16.7191 | 2.5656 | 6.621 | 0 | 10.0982 | 0 | 0 | 0 | 0 | 2.5656 | 0 | 0 | 0 | 0 | 2.7362 | 0 | 0 | 0.5874 | 0 | 0 | 0.73184 | 0 | 0 | 0.65866
5345 | 2018-08-11 16:00 | 8 | August | 16 | 223 | 12.2078 | 2.7248 | 7.1162 | 0 | 5.0916 | 0 | 0 | 0 | 0 | 2.7248 | 0 | 0 | 0 | 0 | 2.5072 | 0 | 0 | 1.0513 | 0 | 0 | 0.83299 | 0 | 0 | 0.74969
5346 | 2018-08-11 17:00 | 8 | August | 17 | 223 | 8.2296 | 3.1303 | 7.4657 | 0 | 0.76389 | 0 | 0 | 0 | 0 | 3.1303 | 0 | 0 | 0 | 0 | 2.2978 | 0 | 0 | 0.81742 | 0 | 0 | 1.2201 | 0 | 0 | 1.0981
5347 | 2018-08-11 18:00 | 8 | August | 18 | 223 | 3.4322 | 3.4322 | 3.4322 | 0 | 0 | 0.17157 | 3.0638 | 1.9034 | 5.1388 | 3.6038 | 0 | 0 | 0 | 0 | 2.5914 | 0 | 0 | 0.47239 | 0 | 0 | 1.9034 | 0 | 0 | 1.7131
5348 | 2018-08-11 19:00 | 8 | August | 19 | 223 | 0 | 0 | 0 | 0 | 0 | 3.6332 | 2.7325 | 1.7545 | 8.1201 | 3.6332 | 0 | 0 | 0 | 0 | 2.2601 | 0 | 0 | 0.47239 | 0 | 0 | 1.7545 | 0 | 0 | 1.579
5349 | 2018-08-11 20:00 | 8 | August | 20 | 223 | 0 | 0 | 0 | 0 | 0 | 3.4466 | 2.1329 | 1.2804 | 6.8599 | 3.4466 | 0 | 0 | 0 | 0 | 1.8944 | 0 | 0 | 0.23853 | 0 | 0 | 1.2804 | 0 | 0 | 1.1523
5350 | 2018-08-11 21:00 | 8 | August | 21 | 223 | 0 | 0 | 0 | 0 | 0 | 3.1782 | 1.8901 | 0.99691 | 6.0652 | 3.1782 | 0 | 0 | 0 | 0 | 1.6516 | 0 | 0 | 0.23853 | 0 | 0 | 0.99691 | 0 | 0 | 0.89722
5351 | 2018-08-11 22:00 | 8 | August | 22 | 223 | 0 | 0 | 0 | 0 | 0 | 2.5099 | 1.2907 | 0.5535 | 4.3541 | 2.5099 | 0 | 0 | 0 | 0 | 1.0521 | 0 | 0 | 0.23853 | 0 | 0 | 0.5535 | 0 | 0 | 0.49815
5352 | 2018-08-11 23:00 | 8 | August | 23 | 223 | 0 | 0 | 0 | 0 | 0 | 1.7169 | 0.6833 | 0.49099 | 2.8912 | 1.7169 | 0 | 0 | 0 | 0 | 0.55978 | 0 | 0 | 0.12352 | 0 | 0 | 0.49099 | 0 | 0 | 0.44189
5353 | 2018-08-12 | 8 | August | 0 | 224 | 0 | 0 | 0 | 0 | 0 | 1.5258 | 0.59826 | 0.59399 | 2.718 | 1.5258 | 0 | 0 | 0 | 0 | 0.47474 | 0 | 0 | 0.12352 | 0 | 0 | 0.59399 | 0 | 0 | 0.53459
5354 | 2018-08-12 01:00 | 8 | August | 1 | 224 | 0 | 0 | 0 | 0 | 0 | 1.2784 | 0.49249 | 0.39144 | 2.1624 | 1.2784 | 0 | 0 | 0 | 0 | 0.36897 | 0 | 0 | 0.12352 | 0 | 0 | 0.39144 | 0 | 0 | 0.35229
5355 | 2018-08-12 02:00 | 8 | August | 2 | 224 | 0 | 0 | 0 | 0 | 0 | 1.231 | 0.47492 | 0.014074 | 1.72 | 1.231 | 0 | 0 | 0 | 0 | 0.3514 | 0 | 0 | 0.12352 | 0 | 0 | 0.014074 | 0 | 0 | 0.012667
5356 | 2018-08-12 03:00 | 8 | August | 3 | 224 | 0 | 0 | 0 | 0 | 0 | 1.2408 | 0.37804 | 0.026572 | 1.6454 | 1.2408 | 0 | 0 | 0 | 0 | 0.25451 | 0 | 0 | 0.12352 | 0 | 0 | 0.026572 | 0 | 0 | 0.023914
5357 | 2018-08-12 04:00 | 8 | August | 4 | 224 | 0 | 0 | 0 | 0 | 0 | 1.2645 | 0.45847 | 0.02326 | 1.7463 | 1.2645 | 0 | 0 | 0 | 0 | 0.33495 | 0 | 0 | 0.12352 | 0 | 0 | 0.02326 | 0 | 0 | 0.020934
5358 | 2018-08-12 05:00 | 8 | August | 5 | 224 | 4.3943 | 1.5129 | 2.0525 | 0 | 2.3418 | 0 | 0 | 0 | 0 | 1.5129 | 0 | 0 | 0 | 0 | 0.4161 | 0 | 0 | 0.12352 | 0 | 0 | 0 | 0 | 0 | 0
5359 | 2018-08-12 06:00 | 8 | August | 6 | 224 | 9.4776 | 2.1188 | 3.0904 | 0 | 6.3873 | 0 | 0 | 0 | 0 | 2.1188 | 0 | 0 | 0 | 0 | 0.84802 | 0 | 0 | 0.12352 | 0 | 0 | 0 | 0 | 0 | 0
5360 | 2018-08-12 07:00 | 8 | August | 7 | 224 | 13.5209 | 2.8459 | 4.2219 | 0 | 9.299 | 0 | 0 | 0 | 0 | 2.8459 | 0 | 0 | 0 | 0 | 1.1375 | 0 | 0 | 0.23853 | 0 | 0 | 0 | 0 | 0 | 0
5361 | 2018-08-12 08:00 | 8 | August | 8 | 224 | 17.8112 | 3.4101 | 5.1949 | 0 | 12.6163 | 0 | 0 | 0 | 0 | 3.4101 | 0 | 0 | 0 | 0 | 1.4275 | 0 | 0 | 0.35738 | 0 | 0 | 0 | 0 | 0 | 0
5362 | 2018-08-12 09:00 | 8 | August | 9 | 224 | 22.2445 | 3.5976 | 6.2003 | 0 | 16.0442 | 0 | 0 | 0 | 0 | 3.5976 | 0 | 0 | 0 | 0 | 1.6026 | 0 | 0 | 0.70241 | 0 | 0 | 0.29766 | 0 | 0 | 0.2679
5363 | 2018-08-12 10:00 | 8 | August | 10 | 224 | 26.0668 | 3.7269 | 6.7679 | 0 | 19.2989 | 0 | 0 | 0 | 0 | 3.7269 | 0 | 0 | 0 | 0 | 1.7314 | 0 | 0 | 0.70241 | 0 | 0 | 0.60708 | 0 | 0 | 0.54638
5364 | 2018-08-12 11:00 | 8 | August | 11 | 224 | 14.99 | 3.9537 | 7.262 | 0 | 7.728 | 0 | 0 | 0 | 0 | 3.9537 | 0 | 0 | 0 | 0 | 1.8984 | 0 | 0 | 0.93243 | 0 | 0 | 0.47745 | 0 | 0 | 0.4297
5365 | 2018-08-12 12:00 | 8 | August | 12 | 224 | 14.99 | 3.8269 | 7.1213 | 0 | 7.8687 | 0 | 0 | 0 | 0 | 3.8269 | 0 | 0 | 0 | 0 | 1.8499 | 0 | 0 | 0.93243 | 0 | 0 | 0.51211 | 0 | 0 | 0.4609
5366 | 2018-08-12 13:00 | 8 | August | 13 | 224 | 15.068 | 3.4394 | 6.7551 | 0 | 8.3129 | 0 | 0 | 0 | 0 | 3.4394 | 0 | 0 | 0 | 0 | 1.7929 | 0 | 0 | 0.81742 | 0 | 0 | 0.70537 | 0 | 0 | 0.63484
5367 | 2018-08-12 14:00 | 8 | August | 14 | 224 | 13.7159 | 3.2581 | 6.2666 | 0 | 7.4493 | 0 | 0 | 0 | 0 | 3.2581 | 0 | 0 | 0 | 0 | 1.7478 | 0 | 0 | 0.5874 | 0 | 0 | 0.6733 | 0 | 0 | 0.60597
5368 | 2018-08-12 15:00 | 8 | August | 15 | 224 | 10.7777 | 3.1849 | 6.0423 | 0 | 4.7354 | 0 | 0 | 0 | 0 | 3.1849 | 0 | 0 | 0 | 0 | 1.6941 | 0 | 0 | 0.47239 | 0 | 0 | 0.691 | 0 | 0 | 0.6219
5369 | 2018-08-12 16:00 | 8 | August | 16 | 224 | 7.1505 | 3.2699 | 6.217 | 0 | 0.93349 | 0 | 0 | 0 | 0 | 3.2699 | 0 | 0 | 0 | 0 | 1.5424 | 0 | 0 | 0.5874 | 0 | 0 | 0.81723 | 0 | 0 | 0.73551
5370 | 2018-08-12 17:00 | 8 | August | 17 | 224 | 4.7583 | 3.6316 | 4.7583 | 0 | 0 | 0 | 1.0393 | 1.2113 | 2.2506 | 3.6316 | 0 | 0 | 0 | 0 | 1.4636 | 0 | 0 | 0.70241 | 0 | 0 | 1.2113 | 0 | 0 | 1.0901
5371 | 2018-08-12 18:00 | 8 | August | 18 | 224 | 1.7811 | 1.7811 | 1.7811 | 0 | 0 | 2.1365 | 2.8984 | 1.9407 | 6.9755 | 3.9176 | 0 | 0 | 0 | 0 | 2.196 | 0 | 0 | 0.70241 | 0 | 0 | 1.9407 | 0 | 0 | 1.7466
5372 | 2018-08-12 19:00 | 8 | August | 19 | 224 | 0 | 0 | 0 | 0 | 0 | 3.7635 | 2.5467 | 2.17 | 8.4803 | 3.7635 | 0 | 0 | 0 | 0 | 2.0743 | 0 | 0 | 0.47239 | 0 | 0 | 2.17 | 0 | 0 | 1.953
5373 | 2018-08-12 20:00 | 8 | August | 20 | 224 | 0 | 0 | 0 | 0 | 0 | 3.3704 | 2.134 | 1.905 | 7.4094 | 3.3704 | 0 | 0 | 0 | 0 | 1.6616 | 0 | 0 | 0.47239 | 0 | 0 | 1.905 | 0 | 0 | 1.7145
5374 | 2018-08-12 21:00 | 8 | August | 21 | 224 | 0 | 0 | 0 | 0 | 0 | 3.2627 | 1.7599 | 1.5578 | 6.5804 | 3.2627 | 0 | 0 | 0 | 0 | 1.5213 | 0 | 0 | 0.23853 | 0 | 0 | 1.5578 | 0 | 0 | 1.402
5375 | 2018-08-12 22:00 | 8 | August | 22 | 224 | 0 | 0 | 0 | 0 | 0 | 2.7691 | 1.2689 | 0.88022 | 4.9182 | 2.7691 | 0 | 0 | 0 | 0 | 1.0303 | 0 | 0 | 0.23853 | 0 | 0 | 0.88022 | 0 | 0 | 0.7922
5376 | 2018-08-12 23:00 | 8 | August | 23 | 224 | 0 | 0 | 0 | 0 | 0 | 1.9107 | 0.69548 | 0.73599 | 3.3421 | 1.9107 | 0 | 0 | 0 | 0 | 0.57195 | 0 | 0 | 0.12352 | 0 | 0 | 0.73599 | 0 | 0 | 0.66239
5377 | 2018-08-13 | 8 | August | 0 | 225 | 0 | 0 | 0 | 0 | 0 | 2.0467 | 0.51596 | 0.37687 | 2.9395 | 2.0467 | 0 | 0 | 0 | 0 | 0.39244 | 0 | 0 | 0.12352 | 0 | 0 | 0.37687 | 0 | 0 | 0.33918
5378 | 2018-08-13 01:00 | 8 | August | 1 | 225 | 0 | 0 | 0 | 0 | 0 | 1.5737 | 0.12352 | 0.57442 | 2.2716 | 1.5737 | 0 | 0 | 0 | 0 | 0 | 0 | 0 | 0.12352 | 0 | 0 | 0.57442 | 0 | 0 | 0.51697
5379 | 2018-08-13 02:00 | 8 | August | 2 | 225 | 0 | 0 | 0 | 0 | 0 | 1.3227 | 0.23853 | 0.34995 | 1.9112 | 1.3227 | 0 | 0 | 0 | 0 | 0 | 0 | 0 | 0.23853 | 0 | 0 | 0.34995 | 0 | 0 | 0.31496
5380 | 2018-08-13 03:00 | 8 | August | 3 | 225 | 0 | 0 | 0 | 0 | 0 | 1.2429 | 0.23853 | 0 | 1.4814 | 1.2429 | 0 | 0 | 0 | 0 | 0 | 0 | 0 | 0.23853 | 0 | 0 | 0 | 0 | 0 | 0
5381 | 2018-08-13 04:00 | 8 | August | 4 | 225 | 0.026002 | 0.026002 | 0.026002 | 0 | 0 | 1.204 | 0.47239 | 0 | 1.6764 | 1.23 | 0 | 0 | 0 | 0 | 0 | 0 | 0 | 0.47239 | 0 | 0 | 0 | 0 | 0 | 0
5382 | 2018-08-13 05:00 | 8 | August | 5 | 225 | 2.0411 | 1.2053 | 1.9077 | 0 | 0.13345 | 0 | 0 | 0 | 0 | 1.2053 | 0 | 0 | 0 | 0 | 0 | 0 | 0 | 0.70241 | 0 | 0 | 0 | 0 | 0 | 0
5383 | 2018-08-13 06:00 | 8 | August | 6 | 225 | 5.9284 | 1.2578 | 2.4241 | 0 | 3.5043 | 0 | 0 | 0 | 0 | 1.2578 | 0 | 0 | 0 | 0 | 0 | 0 | 0 | 1.1663 | 0 | 0 | 0 | 0 | 0 | 0
5384 | 2018-08-13 07:00 | 8 | August | 7 | 225 | 5.9284 | 1.6324 | 2.7987 | 0 | 3.1297 | 0 | 0 | 0 | 0 | 1.6324 | 0 | 0 | 0 | 0 | 0 | 0 | 0 | 1.1663 | 0 | 0 | 0 | 0 | 0 | 0
5385 | 2018-08-13 08:00 | 8 | August | 8 | 225 | 7.8525 | 2.5176 | 4.0497 | 0 | 3.8028 | 0 | 0 | 0 | 0 | 2.5176 | 0 | 0 | 0 | 0 | 0.59968 | 0 | 0 | 0.93243 | 0 | 0 | 0 | 0 | 0 | 0
5386 | 2018-08-13 09:00 | 8 | August | 9 | 225 | 9.9847 | 3.5028 | 6.7072 | 0 | 3.2775 | 0 | 0 | 0 | 0 | 3.5028 | 0 | 0 | 0 | 0 | 2.41 | 0 | 0 | 0.5874 | 0 | 0 | 0.20694 | 0 | 0 | 0.18624
5387 | 2018-08-13 10:00 | 8 | August | 10 | 225 | 8.3596 | 4.0459 | 8.0003 | 0 | 0.3593 | 0 | 0 | 0 | 0 | 4.0459 | 0 | 0 | 0 | 0 | 3.038 | 0 | 0 | 0.47239 | 0 | 0 | 0.44402 | 0 | 0 | 0.39962
5388 | 2018-08-13 11:00 | 8 | August | 11 | 225 | 11.9088 | 4.4401 | 8.444 | 0 | 3.4648 | 0 | 0 | 0 | 0 | 4.4401 | 0 | 0 | 0 | 0 | 2.8685 | 0 | 0 | 0.70241 | 0 | 0 | 0.43304 | 0 | 0 | 0.38973
5389 | 2018-08-13 12:00 | 8 | August | 12 | 225 | 14.678 | 4.5168 | 9.1061 | 0 | 5.5719 | 0 | 0 | 0 | 0 | 4.5168 | 0 | 0 | 0 | 0 | 2.8155 | 0 | 0 | 0.93243 | 0 | 0 | 0.84126 | 0 | 0 | 0.75713
5390 | 2018-08-13 13:00 | 8 | August | 13 | 225 | 12.9619 | 3.8145 | 8.0892 | 0 | 4.8727 | 0 | 0 | 0 | 0 | 3.8145 | 0 | 0 | 0 | 0 | 2.568 | 0 | 0 | 0.5874 | 0 | 0 | 1.1192 | 0 | 0 | 1.0073
5391 | 2018-08-13 14:00 | 8 | August | 14 | 225 | 12.7409 | 3.1694 | 6.6923 | 0 | 6.0486 | 0 | 0 | 0 | 0 | 3.1694 | 0 | 0 | 0 | 0 | 2.1702 | 0 | 0 | 0.35355 | 0 | 0 | 0.99905 | 0 | 0 | 0.89914
5392 | 2018-08-13 15:00 | 8 | August | 15 | 225 | 8.0995 | 2.7634 | 5.5923 | 0 | 2.5073 | 0 | 0 | 0 | 0 | 2.7634 | 0 | 0 | 0 | 0 | 1.872 | 0 | 0 | 0.35355 | 0 | 0 | 0.6033 | 0 | 0 | 0.54297
5393 | 2018-08-13 16:00 | 8 | August | 16 | 225 | 4.8103 | 2.4336 | 4.8103 | 0 | 0 | 0 | 0 | 0.88565 | 0.88565 | 2.4336 | 0 | 0 | 0 | 0 | 1.4947 | 0 | 0 | 0.5874 | 0 | 0 | 1.1803 | 0 | 0 | 1.0622
5394 | 2018-08-13 17:00 | 8 | August | 17 | 225 | 1.6511 | 1.6511 | 1.6511 | 0 | 0 | 0.80675 | 1.9083 | 2.0695 | 4.7846 | 2.4579 | 0 | 0 | 0 | 0 | 1.2059 | 0 | 0 | 0.70241 | 0 | 0 | 2.0695 | 0 | 0 | 1.8626
5395 | 2018-08-13 18:00 | 8 | August | 18 | 225 | 0.11701 | 0.11701 | 0.11701 | 0 | 0 | 2.6933 | 2.2175 | 2.6644 | 7.5752 | 2.8103 | 0 | 0 | 0 | 0 | 1.5151 | 0 | 0 | 0.70241 | 0 | 0 | 2.6644 | 0 | 0 | 2.398
5396 | 2018-08-13 19:00 | 8 | August | 19 | 225 | 0 | 0 | 0 | 0 | 0 | 3.3333 | 2.0254 | 2.5359 | 7.8946 | 3.3333 | 0 | 0 | 0 | 0 | 1.438 | 0 | 0 | 0.5874 | 0 | 0 | 2.5359 | 0 | 0 | 2.2823
5397 | 2018-08-13 20:00 | 8 | August | 20 | 225 | 0 | 0 | 0 | 0 | 0 | 3.4858 | 1.5987 | 1.8296 | 6.9142 | 3.4858 | 0 | 0 | 0 | 0 | 1.1263 | 0 | 0 | 0.47239 | 0 | 0 | 1.8296 | 0 | 0 | 1.6467
5398 | 2018-08-13 21:00 | 8 | August | 21 | 225 | 0 | 0 | 0 | 0 | 0 | 3.3019 | 1.0818 | 1.4543 | 5.838 | 3.3019 | 0 | 0 | 0 | 0 | 0.84327 | 0 | 0 | 0.23853 | 0 | 0 | 1.4543 | 0 | 0 | 1.3089
5399 | 2018-08-13 22:00 | 8 | August | 22 | 225 | 0 | 0 | 0 | 0 | 0 | 3.0896 | 0.56604 | 0.9957 | 4.6513 | 3.0896 | 0 | 0 | 0 | 0 | 0.3275 | 0 | 0 | 0.23853 | 0 | 0 | 0.9957 | 0 | 0 | 0.89613
5400 | 2018-08-13 23:00 | 8 | August | 23 | 225 | 0 | 0 | 0 | 0 | 0 | 1.7169 | 0.12352 | 0.63126 | 2.4717 | 1.7169 | 0 | 0 | 0 | 0 | 0 | 0 | 0 | 0.12352 | 0 | 0 | 0.63126 | 0 | 0 | 0.56813
5401 | 2018-08-14 | 8 | August | 0 | 226 | 0 | 0 | 0 | 0 | 0 | 1.33 | 0.12352 | 0.34706 | 1.8005 | 1.33 | 0 | 0 | 0 | 0 | 0 | 0 | 0 | 0.12352 | 0 | 0 | 0.34706 | 0 | 0 | 0.31235
5402 | 2018-08-14 01:00 | 8 | August | 1 | 226 | 0 | 0 | 0 | 0 | 0 | 1.2259 | 0.12352 | 0.040439 | 1.3898 | 1.2259 | 0 | 0 | 0 | 0 | 0 | 0 | 0 | 0.12352 | 0 | 0 | 0.040439 | 0 | 0 | 0.036395
5403 | 2018-08-14 02:00 | 8 | August | 2 | 226 | 0 | 0 | 0 | 0 | 0 | 1.1661 | 0.23853 | 0.042189 | 1.4468 | 1.1661 | 0 | 0 | 0 | 0 | 0 | 0 | 0 | 0.23853 | 0 | 0 | 0.042189 | 0 | 0 | 0.03797
5404 | 2018-08-14 03:00 | 8 | August | 3 | 226 | 0 | 0 | 0 | 0 | 0 | 1.2058 | 0.23853 | 0 | 1.4443 | 1.2058 | 0 | 0 | 0 | 0 | 0 | 0 | 0 | 0.23853 | 0 | 0 | 0 | 0 | 0 | 0
5405 | 2018-08-14 04:00 | 8 | August | 4 | 226 | 0 | 0 | 0 | 0 | 0 | 1.4212 | 0.47239 | 0 | 1.8936 | 1.4212 | 0 | 0 | 0 | 0 | 0 | 0 | 0 | 0.47239 | 0 | 0 | 0 | 0 | 0 | 0
5406 | 2018-08-14 05:00 | 8 | August | 5 | 226 | 0.14301 | 0.14301 | 0.14301 | 0 | 0 | 2.0747 | 0.70241 | 0 | 2.7772 | 2.2178 | 0 | 0 | 0 | 0 | 0 | 0 | 0 | 0.70241 | 0 | 0 | 0 | 0 | 0 | 0
5407 | 2018-08-14 06:00 | 8 | August | 6 | 226 | 1.7291 | 1.7291 | 1.7291 | 0 | 0 | 1.1446 | 1.1663 | 0 | 2.3109 | 2.8737 | 0 | 0 | 0 | 0 | 0 | 0 | 0 | 1.1663 | 0 | 0 | 0 | 0 | 0 | 0
5408 | 2018-08-14 07:00 | 8 | August | 7 | 226 | 3.1722 | 3.1189 | 3.1722 | 0 | 0 | 0 | 1.113 | 0 | 1.113 | 3.1189 | 0 | 0 | 0 | 0 | 0 | 0 | 0 | 1.1663 | 0 | 0 | 0 | 0 | 0 | 0
5409 | 2018-08-14 08:00 | 8 | August | 8 | 226 | 6.6824 | 3.1694 | 4.1019 | 0 | 2.5806 | 0 | 0 | 0 | 0 | 3.1694 | 0 | 0 | 0 | 0 | 0 | 0 | 0 | 0.93243 | 0 | 0 | 0 | 0 | 0 | 0
5410 | 2018-08-14 09:00 | 8 | August | 9 | 226 | 1.6641 | 1.6641 | 1.6641 | 0 | 0 | 1.4059 | 0.5874 | 0.20694 | 2.2002 | 3.07 | 0 | 0 | 0 | 0 | 0 | 0 | 0 | 0.5874 | 0 | 0 | 0.20694 | 0 | 0 | 0.18624
5411 | 2018-08-14 10:00 | 8 | August | 10 | 226 | 10.0367 | 3.1256 | 4.6632 | 0 | 5.3735 | 0 | 0 | 0 | 0 | 3.1256 | 0 | 0 | 0 | 0 | 0.62115 | 0 | 0 | 0.47239 | 0 | 0 | 0.44402 | 0 | 0 | 0.39962
5412 | 2018-08-14 11:00 | 8 | August | 11 | 226 | 31.2801 | 3.4523 | 6.9032 | 0 | 24.3769 | 0 | 0 | 0 | 0 | 3.4523 | 0 | 0 | 0 | 0 | 2.3154 | 0 | 0 | 0.70241 | 0 | 0 | 0.43304 | 0 | 0 | 0.38973
5413 | 2018-08-14 12:00 | 8 | August | 12 | 226 | 26.7168 | 3.3472 | 7.7862 | 0 | 18.9306 | 0 | 0 | 0 | 0 | 3.3472 | 0 | 0 | 0 | 0 | 2.6653 | 0 | 0 | 0.93243 | 0 | 0 | 0.84126 | 0 | 0 | 0.75713
5414 | 2018-08-14 13:00 | 8 | August | 13 | 226 | 21.7765 | 2.9159 | 7.2694 | 0 | 14.5071 | 0 | 0 | 0 | 0 | 2.9159 | 0 | 0 | 0 | 0 | 2.6468 | 0 | 0 | 0.5874 | 0 | 0 | 1.1192 | 0 | 0 | 1.0073
5415 | 2018-08-14 14:00 | 8 | August | 14 | 226 | 13.8329 | 2.648 | 6.4205 | 0 | 7.4124 | 0 | 0 | 0 | 0 | 2.648 | 0 | 0 | 0 | 0 | 2.4199 | 0 | 0 | 0.35355 | 0 | 0 | 0.99905 | 0 | 0 | 0.89914
5416 | 2018-08-14 15:00 | 8 | August | 15 | 226 | 11.9998 | 2.5656 | 5.8406 | 0 | 6.1593 | 0 | 0 | 0 | 0 | 2.5656 | 0 | 0 | 0 | 0 | 2.3182 | 0 | 0 | 0.35355 | 0 | 0 | 0.6033 | 0 | 0 | 0.54297
5417 | 2018-08-14 16:00 | 8 | August | 16 | 226 | 5.1223 | 2.7248 | 5.1223 | 0 | 0 | 0 | 0.20145 | 1.1803 | 1.3817 | 2.7248 | 0 | 0 | 0 | 0 | 2.0116 | 0 | 0 | 0.5874 | 0 | 0 | 1.1803 | 0 | 0 | 1.0622
5418 | 2018-08-14 17:00 | 8 | August | 17 | 226 | 1.3781 | 1.3781 | 1.3781 | 0 | 0 | 1.7522 | 2.478 | 2.0695 | 6.2997 | 3.1303 | 0 | 0 | 0 | 0 | 1.7756 | 0 | 0 | 0.70241 | 0 | 0 | 2.0695 | 0 | 0 | 1.8626
5419 | 2018-08-14 18:00 | 8 | August | 18 | 226 | 0.29902 | 0.29902 | 0.29902 | 0 | 0 | 3.3048 | 2.8471 | 2.6644 | 8.8163 | 3.6038 | 0 | 0 | 0 | 0 | 2.1447 | 0 | 0 | 0.70241 | 0 | 0 | 2.6644 | 0 | 0 | 2.398
5420 | 2018-08-14 19:00 | 8 | August | 19 | 226 | 0 | 0 | 0 | 0 | 0 | 3.6332 | 2.4039 | 2.5359 | 8.5729 | 3.6332 | 0 | 0 | 0 | 0 | 1.8165 | 0 | 0 | 0.5874 | 0 | 0 | 2.5359 | 0 | 0 | 2.2823
5421 | 2018-08-14 20:00 | 8 | August | 20 | 226 | 0 | 0 | 0 | 0 | 0 | 3.4466 | 1.8816 | 1.8296 | 7.1579 | 3.4466 | 0 | 0 | 0 | 0 | 1.4092 | 0 | 0 | 0.47239 | 0 | 0 | 1.8296 | 0 | 0 | 1.6467
5422 | 2018-08-14 21:00 | 8 | August | 21 | 226 | 0 | 0 | 0 | 0 | 0 | 3.1782 | 1.3912 | 1.4543 | 6.0237 | 3.1782 | 0 | 0 | 0 | 0 | 1.1527 | 0 | 0 | 0.23853 | 0 | 0 | 1.4543 | 0 | 0 | 1.3089
5423 | 2018-08-14 22:00 | 8 | August | 22 | 226 | 0 | 0 | 0 | 0 | 0 | 2.5099 | 0.75178 | 0.9957 | 4.2574 | 2.5099 | 0 | 0 | 0 | 0 | 0.51325 | 0 | 0 | 0.23853 | 0 | 0 | 0.9957 | 0 | 0 | 0.89613
5424 | 2018-08-14 23:00 | 8 | August | 23 | 226 | 0 | 0 | 0 | 0 | 0 | 1.7169 | 0.13232 | 0.63126 | 2.4805 | 1.7169 | 0 | 0 | 0 | 0 | 0.0087935 | 0 | 0 | 0.12352 | 0 | 0 | 0.63126 | 0 | 0 | 0.56813
5425 | 2018-08-15 | 8 | August | 0 | 227 | 0 | 0 | 0 | 0 | 0 | 1.33 | 0.12352 | 0.34706 | 1.8005 | 1.33 | 0 | 0 | 0 | 0 | 0 | 0 | 0 | 0.12352 | 0 | 0 | 0.34706 | 0 | 0 | 0.31235
5426 | 2018-08-15 01:00 | 8 | August | 1 | 227 | 0 | 0 | 0 | 0 | 0 | 1.2259 | 0.12352 | 0.040439 | 1.3898 | 1.2259 | 0 | 0 | 0 | 0 | 0 | 0 | 0 | 0.12352 | 0 | 0 | 0.040439 | 0 | 0 | 0.036395
5427 | 2018-08-15 02:00 | 8 | August | 2 | 227 | 0 | 0 | 0 | 0 | 0 | 1.1661 | 0.23853 | 0.042189 | 1.4468 | 1.1661 | 0 | 0 | 0 | 0 | 0 | 0 | 0 | 0.23853 | 0 | 0 | 0.042189 | 0 | 0 | 0.03797
5428 | 2018-08-15 03:00 | 8 | August | 3 | 227 | 0 | 0 | 0 | 0 | 0 | 1.2058 | 0.23853 | 0 | 1.4443 | 1.2058 | 0 | 0 | 0 | 0 | 0 | 0 | 0 | 0.23853 | 0 | 0 | 0 | 0 | 0 | 0
5429 | 2018-08-15 04:00 | 8 | August | 4 | 227 | 0 | 0 | 0 | 0 | 0 | 1.4212 | 0.47239 | 0 | 1.8936 | 1.4212 | 0 | 0 | 0 | 0 | 0 | 0 | 0 | 0.47239 | 0 | 0 | 0 | 0 | 0 | 0
5430 | 2018-08-15 05:00 | 8 | August | 5 | 227 | 0.81906 | 0.81906 | 0.81906 | 0 | 0 | 1.3987 | 0.70241 | 0 | 2.1011 | 2.2178 | 0 | 0 | 0 | 0 | 0 | 0 | 0 | 0.70241 | 0 | 0 | 0 | 0 | 0 | 0
5431 | 2018-08-15 06:00 | 8 | August | 6 | 227 | 7.1245 | 2.8737 | 4.04 | 0 | 3.0845 | 0 | 0 | 0 | 0 | 2.8737 | 0 | 0 | 0 | 0 | 0 | 0 | 0 | 1.1663 | 0 | 0 | 0 | 0 | 0 | 0
5432 | 2018-08-15 07:00 | 8 | August | 7 | 227 | 13.4689 | 3.1189 | 4.2852 | 0 | 9.1837 | 0 | 0 | 0 | 0 | 3.1189 | 0 | 0 | 0 | 0 | 0 | 0 | 0 | 1.1663 | 0 | 0 | 0 | 0 | 0 | 0
5433 | 2018-08-15 08:00 | 8 | August | 8 | 227 | 19.7093 | 3.1694 | 4.1019 | 0 | 15.6075 | 0 | 0 | 0 | 0 | 3.1694 | 0 | 0 | 0 | 0 | 0 | 0 | 0 | 0.93243 | 0 | 0 | 0 | 0 | 0 | 0
5434 | 2018-08-15 09:00 | 8 | August | 9 | 227 | 23.4146 | 3.07 | 4.1312 | 0 | 19.2834 | 0 | 0 | 0 | 0 | 3.07 | 0 | 0 | 0 | 0 | 0.26689 | 0 | 0 | 0.5874 | 0 | 0 | 0.20694 | 0 | 0 | 0.18624
5435 | 2018-08-15 10:00 | 8 | August | 10 | 227 | 17.9932 | 3.1256 | 6.0885 | 0 | 11.9047 | 0 | 0 | 0 | 0 | 3.1256 | 0 | 0 | 0 | 0 | 2.0464 | 0 | 0 | 0.47239 | 0 | 0 | 0.44402 | 0 | 0 | 0.39962
5436 | 2018-08-15 11:00 | 8 | August | 11 | 227 | 19.9303 | 3.4523 | 7.4021 | 0 | 12.5282 | 0 | 0 | 0 | 0 | 3.4523 | 0 | 0 | 0 | 0 | 2.8143 | 0 | 0 | 0.70241 | 0 | 0 | 0.43304 | 0 | 0 | 0.38973
5437 | 2018-08-15 12:00 | 8 | August | 12 | 227 | 14.678 | 3.3472 | 8.0585 | 0 | 6.6195 | 0 | 0 | 0 | 0 | 3.3472 | 0 | 0 | 0 | 0 | 2.9376 | 0 | 0 | 0.93243 | 0 | 0 | 0.84126 | 0 | 0 | 0.75713
5438 | 2018-08-15 13:00 | 8 | August | 13 | 227 | 12.1818 | 2.9159 | 7.2655 | 0 | 4.9163 | 0 | 0 | 0 | 0 | 2.9159 | 0 | 0 | 0 | 0 | 2.6429 | 0 | 0 | 0.5874 | 0 | 0 | 1.1192 | 0 | 0 | 1.0073
5439 | 2018-08-15 14:00 | 8 | August | 14 | 227 | 15.6661 | 2.648 | 6.054 | 0 | 9.612 | 0 | 0 | 0 | 0 | 2.648 | 0 | 0 | 0 | 0 | 2.0535 | 0 | 0 | 0.35355 | 0 | 0 | 0.99905 | 0 | 0 | 0.89914
5440 | 2018-08-15 15:00 | 8 | August | 15 | 227 | 13.3649 | 2.5656 | 5.4047 | 0 | 7.9602 | 0 | 0 | 0 | 0 | 2.5656 | 0 | 0 | 0 | 0 | 1.8823 | 0 | 0 | 0.35355 | 0 | 0 | 0.6033 | 0 | 0 | 0.54297
5441 | 2018-08-15 16:00 | 8 | August | 16 | 227 | 7.9695 | 2.7248 | 6.0507 | 0 | 1.9188 | 0 | 0 | 0 | 0 | 2.7248 | 0 | 0 | 0 | 0 | 1.5583 | 0 | 0 | 0.5874 | 0 | 0 | 1.1803 | 0 | 0 | 1.0622
5442 | 2018-08-15 17:00 | 8 | August | 17 | 227 | 4.6413 | 3.1303 | 4.6413 | 0 | 0 | 0 | 0.75397 | 2.0695 | 2.8235 | 3.1303 | 0 | 0 | 0 | 0 | 1.5626 | 0 | 0 | 0.70241 | 0 | 0 | 2.0695 | 0 | 0 | 1.8626
5443 | 2018-08-15 18:00 | 8 | August | 18 | 227 | 0.87106 | 0.87106 | 0.87106 | 0 | 0 | 2.7327 | 2.5837 | 2.6644 | 7.9808 | 3.6038 | 0 | 0 | 0 | 0 | 1.8813 | 0 | 0 | 0.70241 | 0 | 0 | 2.6644 | 0 | 0 | 2.398
5444 | 2018-08-15 19:00 | 8 | August | 19 | 227 | 0 | 0 | 0 | 0 | 0 | 3.6332 | 2.3275 | 2.5359 | 8.4965 | 3.6332 | 0 | 0 | 0 | 0 | 1.7401 | 0 | 0 | 0.5874 | 0 | 0 | 2.5359 | 0 | 0 | 2.2823
5445 | 2018-08-15 20:00 | 8 | August | 20 | 227 | 0 | 0 | 0 | 0 | 0 | 3.4466 | 1.7914 | 1.8296 | 7.0677 | 3.4466 | 0 | 0 | 0 | 0 | 1.319 | 0 | 0 | 0.47239 | 0 | 0 | 1.8296 | 0 | 0 | 1.6467
5446 | 2018-08-15 21:00 | 8 | August | 21 | 227 | 0 | 0 | 0 | 0 | 0 | 3.1782 | 1.2725 | 1.4543 | 5.9051 | 3.1782 | 0 | 0 | 0 | 0 | 1.034 | 0 | 0 | 0.23853 | 0 | 0 | 1.4543 | 0 | 0 | 1.3089
5447 | 2018-08-15 22:00 | 8 | August | 22 | 227 | 0 | 0 | 0 | 0 | 0 | 2.5099 | 0.60547 | 0.9957 | 4.1111 | 2.5099 | 0 | 0 | 0 | 0 | 0.36694 | 0 | 0 | 0.23853 | 0 | 0 | 0.9957 | 0 | 0 | 0.89613
5448 | 2018-08-15 23:00 | 8 | August | 23 | 227 | 0 | 0 | 0 | 0 | 0 | 1.7169 | 0.12352 | 0.63126 | 2.4717 | 1.7169 | 0 | 0 | 0 | 0 | 0 | 0 | 0 | 0.12352 | 0 | 0 | 0.63126 | 0 | 0 | 0.56813
5449 | 2018-08-16 | 8 | August | 0 | 228 | 0 | 0 | 0 | 0 | 0 | 1.33 | 0.12352 | 0.34706 | 1.8005 | 1.33 | 0 | 0 | 0 | 0 | 0 | 0 | 0 | 0.12352 | 0 | 0 | 0.34706 | 0 | 0 | 0.31235
5450 | 2018-08-16 01:00 | 8 | August | 1 | 228 | 0 | 0 | 0 | 0 | 0 | 1.2259 | 0.12352 | 0.040439 | 1.3898 | 1.2259 | 0 | 0 | 0 | 0 | 0 | 0 | 0 | 0.12352 | 0 | 0 | 0.040439 | 0 | 0 | 0.036395
5451 | 2018-08-16 02:00 | 8 | August | 2 | 228 | 0 | 0 | 0 | 0 | 0 | 1.1661 | 0.23853 | 0.042189 | 1.4468 | 1.1661 | 0 | 0 | 0 | 0 | 0 | 0 | 0 | 0.23853 | 0 | 0 | 0.042189 | 0 | 0 | 0.03797
5452 | 2018-08-16 03:00 | 8 | August | 3 | 228 | 0 | 0 | 0 | 0 | 0 | 1.2058 | 0.23853 | 0 | 1.4443 | 1.2058 | 0 | 0 | 0 | 0 | 0 | 0 | 0 | 0.23853 | 0 | 0 | 0 | 0 | 0 | 0
5453 | 2018-08-16 04:00 | 8 | August | 4 | 228 | 0 | 0 | 0 | 0 | 0 | 1.4212 | 0.47239 | 0 | 1.8936 | 1.4212 | 0 | 0 | 0 | 0 | 0 | 0 | 0 | 0.47239 | 0 | 0 | 0 | 0 | 0 | 0
5454 | 2018-08-16 05:00 | 8 | August | 5 | 228 | 0.58504 | 0.58504 | 0.58504 | 0 | 0 | 1.6327 | 0.70241 | 0 | 2.3351 | 2.2178 | 0 | 0 | 0 | 0 | 0 | 0 | 0 | 0.70241 | 0 | 0 | 0 | 0 | 0 | 0
5455 | 2018-08-16 06:00 | 8 | August | 6 | 228 | 4.2123 | 2.8737 | 4.04 | 0 | 0.17231 | 0 | 0 | 0 | 0 | 2.8737 | 0 | 0 | 0 | 0 | 0 | 0 | 0 | 1.1663 | 0 | 0 | 0 | 0 | 0 | 0
5456 | 2018-08-16 07:00 | 8 | August | 7 | 228 | 12.2988 | 3.1189 | 4.2852 | 0 | 8.0136 | 0 | 0 | 0 | 0 | 3.1189 | 0 | 0 | 0 | 0 | 0 | 0 | 0 | 1.1663 | 0 | 0 | 0 | 0 | 0 | 0
5457 | 2018-08-16 08:00 | 8 | August | 8 | 228 | 17.0181 | 3.1694 | 4.1019 | 0 | 12.9163 | 0 | 0 | 0 | 0 | 3.1694 | 0 | 0 | 0 | 0 | 0 | 0 | 0 | 0.93243 | 0 | 0 | 0 | 0 | 0 | 0
5458 | 2018-08-16 09:00 | 8 | August | 9 | 228 | 16.1081 | 3.07 | 3.8643 | 0 | 12.2438 | 0 | 0 | 0 | 0 | 3.07 | 0 | 0 | 0 | 0 | 0 | 0 | 0 | 0.5874 | 0 | 0 | 0.20694 | 0 | 0 | 0.18624
5459 | 2018-08-16 10:00 | 8 | August | 10 | 228 | 15.302 | 3.1256 | 4.206 | 0 | 11.0961 | 0 | 0 | 0 | 0 | 3.1256 | 0 | 0 | 0 | 0 | 0.1639 | 0 | 0 | 0.47239 | 0 | 0 | 0.44402 | 0 | 0 | 0.39962
5460 | 2018-08-16 11:00 | 8 | August | 11 | 228 | 15.9651 | 3.4523 | 6.9918 | 0 | 8.9732 | 0 | 0 | 0 | 0 | 3.4523 | 0 | 0 | 0 | 0 | 2.4041 | 0 | 0 | 0.70241 | 0 | 0 | 0.43304 | 0 | 0 | 0.38973
5461 | 2018-08-16 12:00 | 8 | August | 12 | 228 | 23.7006 | 3.3472 | 7.617 | 0 | 16.0836 | 0 | 0 | 0 | 0 | 3.3472 | 0 | 0 | 0 | 0 | 2.4961 | 0 | 0 | 0.93243 | 0 | 0 | 0.84126 | 0 | 0 | 0.75713
5462 | 2018-08-16 13:00 | 8 | August | 13 | 228 | 20.6454 | 2.9159 | 7.0413 | 0 | 13.6041 | 0 | 0 | 0 | 0 | 2.9159 | 0 | 0 | 0 | 0 | 2.4188 | 0 | 0 | 0.5874 | 0 | 0 | 1.1192 | 0 | 0 | 1.0073
5463 | 2018-08-16 14:00 | 8 | August | 14 | 228 | 13.1569 | 2.648 | 6.2317 | 0 | 6.9252 | 0 | 0 | 0 | 0 | 2.648 | 0 | 0 | 0 | 0 | 2.2311 | 0 | 0 | 0.35355 | 0 | 0 | 0.99905 | 0 | 0 | 0.89914
5464 | 2018-08-16 15:00 | 8 | August | 15 | 228 | 6.8385 | 2.5656 | 5.4974 | 0 | 1.3411 | 0 | 0 | 0 | 0 | 2.5656 | 0 | 0 | 0 | 0 | 1.975 | 0 | 0 | 0.35355 | 0 | 0 | 0.6033 | 0 | 0 | 0.54297
5465 | 2018-08-16 16:00 | 8 | August | 16 | 228 | 0.81906 | 0.81906 | 0.81906 | 0 | 0 | 1.9057 | 2.2468 | 1.1803 | 5.3328 | 2.7248 | 0 | 0 | 0 | 0 | 1.6594 | 0 | 0 | 0.5874 | 0 | 0 | 1.1803 | 0 | 0 | 1.0622
5466 | 2018-08-16 17:00 | 8 | August | 17 | 228 | 0.40303 | 0.40303 | 0.40303 | 0 | 0 | 2.7272 | 2.2232 | 2.0695 | 7.0199 | 3.1303 | 0 | 0 | 0 | 0 | 1.5207 | 0 | 0 | 0.70241 | 0 | 0 | 2.0695 | 0 | 0 | 1.8626
5467 | 2018-08-16 18:00 | 8 | August | 18 | 228 | 0.44203 | 0.44203 | 0.44203 | 0 | 0 | 3.1618 | 2.4583 | 2.6644 | 8.2844 | 3.6038 | 0 | 0 | 0 | 0 | 1.7559 | 0 | 0 | 0.70241 | 0 | 0 | 2.6644 | 0 | 0 | 2.398
5468 | 2018-08-16 19:00 | 8 | August | 19 | 228 | 0 | 0 | 0 | 0 | 0 | 3.6332 | 2.007 | 2.5359 | 8.1761 | 3.6332 | 0 | 0 | 0 | 0 | 1.4196 | 0 | 0 | 0.5874 | 0 | 0 | 2.5359 | 0 | 0 | 2.2823
5469 | 2018-08-16 20:00 | 8 | August | 20 | 228 | 0 | 0 | 0 | 0 | 0 | 3.4466 | 1.3998 | 1.8296 | 6.6761 | 3.4466 | 0 | 0 | 0 | 0 | 0.9274 | 0 | 0 | 0.47239 | 0 | 0 | 1.8296 | 0 | 0 | 1.6467
5470 | 2018-08-16 21:00 | 8 | August | 21 | 228 | 0 | 0 | 0 | 0 | 0 | 3.1782 | 0.80939 | 1.4543 | 5.4419 | 3.1782 | 0 | 0 | 0 | 0 | 0.57085 | 0 | 0 | 0.23853 | 0 | 0 | 1.4543 | 0 | 0 | 1.3089
5471 | 2018-08-16 22:00 | 8 | August | 22 | 228 | 0 | 0 | 0 | 0 | 0 | 2.5099 | 0.23853 | 0.9957 | 3.7441 | 2.5099 | 0 | 0 | 0 | 0 | 0 | 0 | 0 | 0.23853 | 0 | 0 | 0.9957 | 0 | 0 | 0.89613
5472 | 2018-08-16 23:00 | 8 | August | 23 | 228 | 0 | 0 | 0 | 0 | 0 | 1.7169 | 0.12352 | 0.12317 | 1.9636 | 1.7169 | 0 | 0 | 0 | 0 | 0 | 0 | 0 | 0.12352 | 0 | 0 | 0.12317 | 0 | 0 | 0.11085
5473 | 2018-08-17 | 8 | August | 0 | 229 | 0 | 0 | 0 | 0 | 0 | 1.33 | 0.12352 | 0.091347 | 1.5448 | 1.33 | 0 | 0 | 0 | 0 | 0 | 0 | 0 | 0.12352 | 0 | 0 | 0.091347 | 0 | 0 | 0.082212
5474 | 2018-08-17 01:00 | 8 | August | 1 | 229 | 0 | 0 | 0 | 0 | 0 | 1.2259 | 0.12352 | 0 | 1.3494 | 1.2259 | 0 | 0 | 0 | 0 | 0 | 0 | 0 | 0.12352 | 0 | 0 | 0 | 0 | 0 | 0
5475 | 2018-08-17 02:00 | 8 | August | 2 | 229 | 0 | 0 | 0 | 0 | 0 | 1.1661 | 0.23853 | 0.11659 | 1.5212 | 1.1661 | 0 | 0 | 0 | 0 | 0 | 0 | 0 | 0.23853 | 0 | 0 | 0.11659 | 0 | 0 | 0.10493
5476 | 2018-08-17 03:00 | 8 | August | 3 | 229 | 0 | 0 | 0 | 0 | 0 | 1.2058 | 0.23853 | 0.042301 | 1.4866 | 1.2058 | 0 | 0 | 0 | 0 | 0 | 0 | 0 | 0.23853 | 0 | 0 | 0.042301 | 0 | 0 | 0.038071
5477 | 2018-08-17 04:00 | 8 | August | 4 | 229 | 0 | 0 | 0 | 0 | 0 | 1.4212 | 0.47239 | 0.039756 | 1.9333 | 1.4212 | 0 | 0 | 0 | 0 | 0 | 0 | 0 | 0.47239 | 0 | 0 | 0.039756 | 0 | 0 | 0.035781
5478 | 2018-08-17 05:00 | 8 | August | 5 | 229 | 3.2892 | 2.2178 | 2.9202 | 0 | 0.36906 | 0 | 0 | 0 | 0 | 2.2178 | 0 | 0 | 0 | 0 | 0 | 0 | 0 | 0.70241 | 0 | 0 | 0 | 0 | 0 | 0
5479 | 2018-08-17 06:00 | 8 | August | 6 | 229 | 8.1125 | 2.8737 | 4.04 | 0 | 4.0726 | 0 | 0 | 0 | 0 | 2.8737 | 0 | 0 | 0 | 0 | 0 | 0 | 0 | 1.1663 | 0 | 0 | 0 | 0 | 0 | 0
5480 | 2018-08-17 07:00 | 8 | August | 7 | 229 | 11.8828 | 3.1189 | 4.2852 | 0 | 7.5976 | 0 | 0 | 0 | 0 | 3.1189 | 0 | 0 | 0 | 0 | 0 | 0 | 0 | 1.1663 | 0 | 0 | 0 | 0 | 0 | 0
5481 | 2018-08-17 08:00 | 8 | August | 8 | 229 | 15.406 | 3.1694 | 4.1019 | 0 | 11.3042 | 0 | 0 | 0 | 0 | 3.1694 | 0 | 0 | 0 | 0 | 0 | 0 | 0 | 0.93243 | 0 | 0 | 0 | 0 | 0 | 0
5482 | 2018-08-17 09:00 | 8 | August | 9 | 229 | 20.1904 | 3.07 | 3.8231 | 0 | 16.3672 | 0 | 0 | 0 | 0 | 3.07 | 0 | 0 | 0 | 0 | 0 | 0 | 0 | 0.5874 | 0 | 0 | 0.16574 | 0 | 0 | 0.14917
5483 | 2018-08-17 10:00 | 8 | August | 10 | 229 | 23.5316 | 3.1256 | 3.9962 | 0 | 19.5353 | 0 | 0 | 0 | 0 | 3.1256 | 0 | 0 | 0 | 0 | 0 | 0 | 0 | 0.47239 | 0 | 0 | 0.39821 | 0 | 0 | 0.35839
5484 | 2018-08-17 11:00 | 8 | August | 11 | 229 | 24.8967 | 3.4523 | 4.5506 | 0 | 20.3461 | 0 | 0 | 0 | 0 | 3.4523 | 0 | 0 | 0 | 0 | 0 | 0 | 0 | 0.70241 | 0 | 0 | 0.39589 | 0 | 0 | 0.3563
5485 | 2018-08-17 12:00 | 8 | August | 12 | 229 | 25.6637 | 3.3472 | 5.2244 | 0 | 20.4393 | 0 | 0 | 0 | 0 | 3.3472 | 0 | 0 | 0 | 0 | 0 | 0 | 0 | 0.93243 | 0 | 0 | 0.94478 | 0 | 0 | 0.8503
5486 | 2018-08-17 13:00 | 8 | August | 13 | 229 | 23.4796 | 2.9159 | 6.1591 | 0 | 17.3204 | 0 | 0 | 0 | 0 | 2.9159 | 0 | 0 | 0 | 0 | 1.2912 | 0 | 0 | 0.5874 | 0 | 0 | 1.3646 | 0 | 0 | 1.2281
5487 | 2018-08-17 14:00 | 8 | August | 14 | 229 | 20.6064 | 2.648 | 5.2188 | 0 | 15.3876 | 0 | 0 | 0 | 0 | 2.648 | 0 | 0 | 0 | 0 | 1.0407 | 0 | 0 | 0.35355 | 0 | 0 | 1.1765 | 0 | 0 | 1.0589
5488 | 2018-08-17 15:00 | 8 | August | 15 | 229 | 16.7061 | 2.5656 | 4.7813 | 0 | 11.9248 | 0 | 0 | 0 | 0 | 2.5656 | 0 | 0 | 0 | 0 | 0.88979 | 0 | 0 | 0.35355 | 0 | 0 | 0.97242 | 0 | 0 | 0.87517
5489 | 2018-08-17 16:00 | 8 | August | 16 | 229 | 12.9229 | 2.7248 | 5.2456 | 0 | 7.6773 | 0 | 0 | 0 | 0 | 2.7248 | 0 | 0 | 0 | 0 | 0.47486 | 0 | 0 | 0.5874 | 0 | 0 | 1.4586 | 0 | 0 | 1.3127
5490 | 2018-08-17 17:00 | 8 | August | 17 | 229 | 9.5426 | 3.1303 | 5.9669 | 0 | 3.5758 | 0 | 0 | 0 | 0 | 3.1303 | 0 | 0 | 0 | 0 | 0.47864 | 0 | 0 | 0.70241 | 0 | 0 | 1.6556 | 0 | 0 | 1.49
5491 | 2018-08-17 18:00 | 8 | August | 18 | 229 | 0.62404 | 0.62404 | 0.62404 | 0 | 0 | 2.9798 | 1.4963 | 2.1629 | 6.6389 | 3.6038 | 0 | 0 | 0 | 0 | 0.79389 | 0 | 0 | 0.70241 | 0 | 0 | 2.1629 | 0 | 0 | 1.9466
5492 | 2018-08-17 19:00 | 8 | August | 19 | 229 | 0 | 0 | 0 | 0 | 0 | 3.6332 | 1.2273 | 2.087 | 6.9475 | 3.6332 | 0 | 0 | 0 | 0 | 0.63991 | 0 | 0 | 0.5874 | 0 | 0 | 2.087 | 0 | 0 | 1.8783
5493 | 2018-08-17 20:00 | 8 | August | 20 | 229 | 0 | 0 | 0 | 0 | 0 | 3.4466 | 0.73541 | 1.7154 | 5.8975 | 3.4466 | 0 | 0 | 0 | 0 | 0.26302 | 0 | 0 | 0.47239 | 0 | 0 | 1.7154 | 0 | 0 | 1.5439
5494 | 2018-08-17 21:00 | 8 | August | 21 | 229 | 0 | 0 | 0 | 0 | 0 | 3.1782 | 0.26003 | 1.2558 | 4.694 | 3.1782 | 0 | 0 | 0 | 0 | 0.021499 | 0 | 0 | 0.23853 | 0 | 0 | 1.2558 | 0 | 0 | 1.1302
5495 | 2018-08-17 22:00 | 8 | August | 22 | 229 | 0 | 0 | 0 | 0 | 0 | 2.5099 | 0.23853 | 0.75773 | 3.5062 | 2.5099 | 0 | 0 | 0 | 0 | 0 | 0 | 0 | 0.23853 | 0 | 0 | 0.75773 | 0 | 0 | 0.68195
5496 | 2018-08-17 23:00 | 8 | August | 23 | 229 | 0 | 0 | 0 | 0 | 0 | 1.7169 | 0.12352 | 0.49733 | 2.3378 | 1.7169 | 0 | 0 | 0 | 0 | 0 | 0 | 0 | 0.12352 | 0 | 0 | 0.49733 | 0 | 0 | 0.4476
5497 | 2018-08-18 | 8 | August | 0 | 230 | 0 | 0 | 0 | 0 | 0 | 1.33 | 0.12352 | 0 | 1.4535 | 1.33 | 0 | 0 | 0 | 0 | 0 | 0 | 0 | 0.12352 | 0 | 0 | 0 | 0 | 0 | 0
5498 | 2018-08-18 01:00 | 8 | August | 1 | 230 | 0 | 0 | 0 | 0 | 0 | 1.2259 | 0.12352 | 0 | 1.3494 | 1.2259 | 0 | 0 | 0 | 0 | 0 | 0 | 0 | 0.12352 | 0 | 0 | 0 | 0 | 0 | 0
5499 | 2018-08-18 02:00 | 8 | August | 2 | 230 | 0 | 0 | 0 | 0 | 0 | 1.1661 | 0.12352 | 0.085531 | 1.3752 | 1.1661 | 0 | 0 | 0 | 0 | 0 | 0 | 0 | 0.12352 | 0 | 0 | 0.085531 | 0 | 0 | 0.076978
5500 | 2018-08-18 03:00 | 8 | August | 3 | 230 | 0 | 0 | 0 | 0 | 0 | 1.2058 | 0.12352 | 0.025909 | 1.3552 | 1.2058 | 0 | 0 | 0 | 0 | 0 | 0 | 0 | 0.12352 | 0 | 0 | 0.025909 | 0 | 0 | 0.023318
5501 | 2018-08-18 04:00 | 8 | August | 4 | 230 | 0 | 0 | 0 | 0 | 0 | 1.4212 | 0.12352 | 0.055915 | 1.6006 | 1.4212 | 0 | 0 | 0 | 0 | 0 | 0 | 0 | 0.12352 | 0 | 0 | 0.055915 | 0 | 0 | 0.050323
5502 | 2018-08-18 05:00 | 8 | August | 5 | 230 | 0.11701 | 0.11701 | 0.11701 | 0 | 0 | 2.1007 | 0.23853 | 0 | 2.3393 | 2.2178 | 0 | 0 | 0 | 0 | 0 | 0 | 0 | 0.23853 | 0 | 0 | 0 | 0 | 0 | 0
5503 | 2018-08-18 06:00 | 8 | August | 6 | 230 | 0.66304 | 0.66304 | 0.66304 | 0 | 0 | 2.2106 | 0.47239 | 0 | 2.683 | 2.8737 | 0 | 0 | 0 | 0 | 0 | 0 | 0 | 0.47239 | 0 | 0 | 0 | 0 | 0 | 0
5504 | 2018-08-18 07:00 | 8 | August | 7 | 230 | 1.1831 | 1.1831 | 1.1831 | 0 | 0 | 1.9359 | 0.70241 | 0 | 2.6383 | 3.1189 | 0 | 0 | 0 | 0 | 0 | 0 | 0 | 0.70241 | 0 | 0 | 0 | 0 | 0 | 0
5505 | 2018-08-18 08:00 | 8 | August | 8 | 230 | 6.7735 | 3.1694 | 3.8718 | 0 | 2.9016 | 0 | 0 | 0 | 0 | 3.1694 | 0 | 0 | 0 | 0 | 0 | 0 | 0 | 0.70241 | 0 | 0 | 0 | 0 | 0 | 0
5506 | 2018-08-18 09:00 | 8 | August | 9 | 230 | 4.7583 | 3.07 | 3.9305 | 0 | 0.82785 | 0 | 0 | 0 | 0 | 3.07 | 0 | 0 | 0 | 0 | 0 | 0 | 0 | 0.5874 | 0 | 0 | 0.27308 | 0 | 0 | 0.24577
5507 | 2018-08-18 10:00 | 8 | August | 10 | 230 | 25.6767 | 3.1256 | 4.0581 | 0 | 21.6187 | 0 | 0 | 0 | 0 | 3.1256 | 0 | 0 | 0 | 0 | 0 | 0 | 0 | 0.35738 | 0 | 0 | 0.57504 | 0 | 0 | 0.51754
5508 | 2018-08-18 11:00 | 8 | August | 11 | 230 | 29.928 | 3.4523 | 4.5342 | 0 | 25.3938 | 0 | 0 | 0 | 0 | 3.4523 | 0 | 0 | 0 | 0 | 0 | 0 | 0 | 0.5874 | 0 | 0 | 0.49448 | 0 | 0 | 0.44503
5509 | 2018-08-18 12:00 | 8 | August | 12 | 230 | 30.279 | 3.3472 | 4.8525 | 0 | 25.4265 | 0 | 0 | 0 | 0 | 3.3472 | 0 | 0 | 0 | 0 | 0 | 0 | 0 | 0.70241 | 0 | 0 | 0.80292 | 0 | 0 | 0.72263
5510 | 2018-08-18 13:00 | 8 | August | 13 | 230 | 15.562 | 2.9159 | 5.0467 | 0 | 10.5154 | 0 | 0 | 0 | 0 | 2.9159 | 0 | 0 | 0 | 0 | 0 | 0 | 0 | 0.70241 | 0 | 0 | 1.4283 | 0 | 0 | 1.2855
5511 | 2018-08-18 14:00 | 8 | August | 14 | 230 | 10.7777 | 2.648 | 4.2622 | 0 | 6.5155 | 0 | 0 | 0 | 0 | 2.648 | 0 | 0 | 0 | 0 | 0 | 0 | 0 | 0.5874 | 0 | 0 | 1.0268 | 0 | 0 | 0.92416
5512 | 2018-08-18 15:00 | 8 | August | 15 | 230 | 1.1571 | 1.1571 | 1.1571 | 0 | 0 | 1.4085 | 0.5874 | 0.73184 | 2.7277 | 2.5656 | 0 | 0 | 0 | 0 | 0 | 0 | 0 | 0.5874 | 0 | 0 | 0.73184 | 0 | 0 | 0.65866
5513 | 2018-08-18 16:00 | 8 | August | 16 | 230 | 0.76705 | 0.76705 | 0.76705 | 0 | 0 | 1.9577 | 1.0513 | 0.83299 | 3.842 | 2.7248 | 0 | 0 | 0 | 0 | 0 | 0 | 0 | 1.0513 | 0 | 0 | 0.83299 | 0 | 0 | 0.74969
5514 | 2018-08-18 17:00 | 8 | August | 17 | 230 | 0.40303 | 0.40303 | 0.40303 | 0 | 0 | 2.7272 | 0.81742 | 1.2201 | 4.7648 | 3.1303 | 0 | 0 | 0 | 0 | 0 | 0 | 0 | 0.81742 | 0 | 0 | 1.2201 | 0 | 0 | 1.0981
5515 | 2018-08-18 18:00 | 8 | August | 18 | 230 | 0.091006 | 0.091006 | 0.091006 | 0 | 0 | 3.5128 | 0.47239 | 1.9034 | 5.8886 | 3.6038 | 0 | 0 | 0 | 0 | 0 | 0 | 0 | 0.47239 | 0 | 0 | 1.9034 | 0 | 0 | 1.7131
5516 | 2018-08-18 19:00 | 8 | August | 19 | 230 | 0 | 0 | 0 | 0 | 0 | 3.6332 | 0.47239 | 1.7545 | 5.86 | 3.6332 | 0 | 0 | 0 | 0 | 0 | 0 | 0 | 0.47239 | 0 | 0 | 1.7545 | 0 | 0 | 1.579
5517 | 2018-08-18 20:00 | 8 | August | 20 | 230 | 0 | 0 | 0 | 0 | 0 | 3.4466 | 0.23853 | 1.2804 | 4.9655 | 3.4466 | 0 | 0 | 0 | 0 | 0 | 0 | 0 | 0.23853 | 0 | 0 | 1.2804 | 0 | 0 | 1.1523
5518 | 2018-08-18 21:00 | 8 | August | 21 | 230 | 0 | 0 | 0 | 0 | 0 | 3.1782 | 0.23853 | 0.99691 | 4.4136 | 3.1782 | 0 | 0 | 0 | 0 | 0 | 0 | 0 | 0.23853 | 0 | 0 | 0.99691 | 0 | 0 | 0.89722
5519 | 2018-08-18 22:00 | 8 | August | 22 | 230 | 0 | 0 | 0 | 0 | 0 | 2.5099 | 0.23853 | 0.5535 | 3.3019 | 2.5099 | 0 | 0 | 0 | 0 | 0 | 0 | 0 | 0.23853 | 0 | 0 | 0.5535 | 0 | 0 | 0.49815
5520 | 2018-08-18 23:00 | 8 | August | 23 | 230 | 0 | 0 | 0 | 0 | 0 | 1.7169 | 0.12352 | 0.49099 | 2.3314 | 1.7169 | 0 | 0 | 0 | 0 | 0 | 0 | 0 | 0.12352 | 0 | 0 | 0.49099 | 0 | 0 | 0.44189
5521 | 2018-08-19 | 8 | August | 0 | 231 | 0 | 0 | 0 | 0 | 0 | 1.5258 | 0.12352 | 0.59399 | 2.2433 | 1.5258 | 0 | 0 | 0 | 0 | 0 | 0 | 0 | 0.12352 | 0 | 0 | 0.59399 | 0 | 0 | 0.53459
5522 | 2018-08-19 01:00 | 8 | August | 1 | 231 | 0 | 0 | 0 | 0 | 0 | 1.2784 | 0.12352 | 0.39144 | 1.7934 | 1.2784 | 0 | 0 | 0 | 0 | 0 | 0 | 0 | 0.12352 | 0 | 0 | 0.39144 | 0 | 0 | 0.35229
5523 | 2018-08-19 02:00 | 8 | August | 2 | 231 | 0 | 0 | 0 | 0 | 0 | 1.231 | 0.12352 | 0.014074 | 1.3686 | 1.231 | 0 | 0 | 0 | 0 | 0 | 0 | 0 | 0.12352 | 0 | 0 | 0.014074 | 0 | 0 | 0.012667
5524 | 2018-08-19 03:00 | 8 | August | 3 | 231 | 0 | 0 | 0 | 0 | 0 | 1.2408 | 0.12352 | 0.026572 | 1.3909 | 1.2408 | 0 | 0 | 0 | 0 | 0 | 0 | 0 | 0.12352 | 0 | 0 | 0.026572 | 0 | 0 | 0.023914
5525 | 2018-08-19 04:00 | 8 | August | 4 | 231 | 0 | 0 | 0 | 0 | 0 | 1.2645 | 0.12352 | 0.02326 | 1.4113 | 1.2645 | 0 | 0 | 0 | 0 | 0 | 0 | 0 | 0.12352 | 0 | 0 | 0.02326 | 0 | 0 | 0.020934
5526 | 2018-08-19 05:00 | 8 | August | 5 | 231 | 3.5752 | 1.5129 | 1.6364 | 0 | 1.9388 | 0 | 0 | 0 | 0 | 1.5129 | 0 | 0 | 0 | 0 | 0 | 0 | 0 | 0.12352 | 0 | 0 | 0 | 0 | 0 | 0
5527 | 2018-08-19 06:00 | 8 | August | 6 | 231 | 7.6705 | 2.1188 | 2.2423 | 0 | 5.4282 | 0 | 0 | 0 | 0 | 2.1188 | 0 | 0 | 0 | 0 | 0 | 0 | 0 | 0.12352 | 0 | 0 | 0 | 0 | 0 | 0
5528 | 2018-08-19 07:00 | 8 | August | 7 | 231 | 12.2858 | 2.8459 | 3.0844 | 0 | 9.2014 | 0 | 0 | 0 | 0 | 2.8459 | 0 | 0 | 0 | 0 | 0 | 0 | 0 | 0.23853 | 0 | 0 | 0 | 0 | 0 | 0
5529 | 2018-08-19 08:00 | 8 | August | 8 | 231 | 18.4092 | 3.4101 | 3.7674 | 0 | 14.6418 | 0 | 0 | 0 | 0 | 3.4101 | 0 | 0 | 0 | 0 | 0 | 0 | 0 | 0.35738 | 0 | 0 | 0 | 0 | 0 | 0
5530 | 2018-08-19 09:00 | 8 | August | 9 | 231 | 22.3615 | 3.5976 | 4.5977 | 0 | 17.7638 | 0 | 0 | 0 | 0 | 3.5976 | 0 | 0 | 0 | 0 | 0 | 0 | 0 | 0.70241 | 0 | 0 | 0.29766 | 0 | 0 | 0.2679
5531 | 2018-08-19 10:00 | 8 | August | 10 | 231 | 25.7417 | 3.7269 | 5.0364 | 0 | 20.7053 | 0 | 0 | 0 | 0 | 3.7269 | 0 | 0 | 0 | 0 | 0 | 0 | 0 | 0.70241 | 0 | 0 | 0.60708 | 0 | 0 | 0.54638
5532 | 2018-08-19 11:00 | 8 | August | 11 | 231 | 19.3453 | 3.9537 | 5.3635 | 0 | 13.9818 | 0 | 0 | 0 | 0 | 3.9537 | 0 | 0 | 0 | 0 | 0 | 0 | 0 | 0.93243 | 0 | 0 | 0.47745 | 0 | 0 | 0.4297
5533 | 2018-08-19 12:00 | 8 | August | 12 | 231 | 18.8123 | 3.8269 | 5.2715 | 0 | 13.5408 | 0 | 0 | 0 | 0 | 3.8269 | 0 | 0 | 0 | 0 | 0 | 0 | 0 | 0.93243 | 0 | 0 | 0.51211 | 0 | 0 | 0.4609
5534 | 2018-08-19 13:00 | 8 | August | 13 | 231 | 16.4201 | 3.4394 | 4.9622 | 0 | 11.4579 | 0 | 0 | 0 | 0 | 3.4394 | 0 | 0 | 0 | 0 | 0 | 0 | 0 | 0.81742 | 0 | 0 | 0.70537 | 0 | 0 | 0.63484
5535 | 2018-08-19 14:00 | 8 | August | 14 | 231 | 14.938 | 3.2581 | 4.5188 | 0 | 10.4192 | 0 | 0 | 0 | 0 | 3.2581 | 0 | 0 | 0 | 0 | 0 | 0 | 0 | 0.5874 | 0 | 0 | 0.6733 | 0 | 0 | 0.60597
5536 | 2018-08-19 15:00 | 8 | August | 15 | 231 | 9.9587 | 3.1849 | 4.3483 | 0 | 5.6104 | 0 | 0 | 0 | 0 | 3.1849 | 0 | 0 | 0 | 0 | 0 | 0 | 0 | 0.47239 | 0 | 0 | 0.691 | 0 | 0 | 0.6219
5537 | 2018-08-19 16:00 | 8 | August | 16 | 231 | 7.2545 | 3.2699 | 4.6745 | 0 | 2.5799 | 0 | 0 | 0 | 0 | 3.2699 | 0 | 0 | 0 | 0 | 0 | 0 | 0 | 0.5874 | 0 | 0 | 0.81723 | 0 | 0 | 0.73551
5538 | 2018-08-19 17:00 | 8 | August | 17 | 231 | 5.9284 | 3.6316 | 5.5453 | 0 | 0.38309 | 0 | 0 | 0 | 0 | 3.6316 | 0 | 0 | 0 | 0 | 0 | 0 | 0 | 0.70241 | 0 | 0 | 1.2113 | 0 | 0 | 1.0901
5539 | 2018-08-19 18:00 | 8 | August | 18 | 231 | 0.26002 | 0.26002 | 0.26002 | 0 | 0 | 3.6576 | 0.70241 | 1.9407 | 6.3007 | 3.9176 | 0 | 0 | 0 | 0 | 0 | 0 | 0 | 0.70241 | 0 | 0 | 1.9407 | 0 | 0 | 1.7466
5540 | 2018-08-19 19:00 | 8 | August | 19 | 231 | 0 | 0 | 0 | 0 | 0 | 3.7635 | 1.1198 | 2.17 | 7.0533 | 3.7635 | 0 | 0 | 0 | 0 | 0.64739 | 0 | 0 | 0.47239 | 0 | 0 | 2.17 | 0 | 0 | 1.953
5541 | 2018-08-19 20:00 | 8 | August | 20 | 231 | 0 | 0 | 0 | 0 | 0 | 3.3704 | 1.0144 | 1.905 | 6.2898 | 3.3704 | 0 | 0 | 0 | 0 | 0.54198 | 0 | 0 | 0.47239 | 0 | 0 | 1.905 | 0 | 0 | 1.7145
5542 | 2018-08-19 21:00 | 8 | August | 21 | 231 | 0 | 0 | 0 | 0 | 0 | 3.2627 | 0.58344 | 1.5578 | 5.4039 | 3.2627 | 0 | 0 | 0 | 0 | 0.3449 | 0 | 0 | 0.23853 | 0 | 0 | 1.5578 | 0 | 0 | 1.402
5543 | 2018-08-19 22:00 | 8 | August | 22 | 231 | 0 | 0 | 0 | 0 | 0 | 2.7691 | 0.23853 | 0.88022 | 3.8878 | 2.7691 | 0 | 0 | 0 | 0 | 0 | 0 | 0 | 0.23853 | 0 | 0 | 0.88022 | 0 | 0 | 0.7922
5544 | 2018-08-19 23:00 | 8 | August | 23 | 231 | 0 | 0 | 0 | 0 | 0 | 1.9107 | 0.12352 | 0.73599 | 2.7702 | 1.9107 | 0 | 0 | 0 | 0 | 0 | 0 | 0 | 0.12352 | 0 | 0 | 0.73599 | 0 | 0 | 0.66239
5545 | 2018-08-20 | 8 | August | 0 | 232 | 0 | 0 | 0 | 0 | 0 | 2.0467 | 0.12352 | 0.37687 | 2.5471 | 2.0467 | 0 | 0 | 0 | 0 | 0 | 0 | 0 | 0.12352 | 0 | 0 | 0.37687 | 0 | 0 | 0.33918
5546 | 2018-08-20 01:00 | 8 | August | 1 | 232 | 0 | 0 | 0 | 0 | 0 | 1.5737 | 0.12352 | 0.57442 | 2.2716 | 1.5737 | 0 | 0 | 0 | 0 | 0 | 0 | 0 | 0.12352 | 0 | 0 | 0.57442 | 0 | 0 | 0.51697
5547 | 2018-08-20 02:00 | 8 | August | 2 | 232 | 0 | 0 | 0 | 0 | 0 | 1.3227 | 0.23853 | 0.34995 | 1.9112 | 1.3227 | 0 | 0 | 0 | 0 | 0 | 0 | 0 | 0.23853 | 0 | 0 | 0.34995 | 0 | 0 | 0.31496
5548 | 2018-08-20 03:00 | 8 | August | 3 | 232 | 0 | 0 | 0 | 0 | 0 | 1.2429 | 0.23853 | 0 | 1.4814 | 1.2429 | 0 | 0 | 0 | 0 | 0 | 0 | 0 | 0.23853 | 0 | 0 | 0 | 0 | 0 | 0
5549 | 2018-08-20 04:00 | 8 | August | 4 | 232 | 0 | 0 | 0 | 0 | 0 | 1.23 | 0.47239 | 0 | 1.7024 | 1.23 | 0 | 0 | 0 | 0 | 0 | 0 | 0 | 0.47239 | 0 | 0 | 0 | 0 | 0 | 0
5550 | 2018-08-20 05:00 | 8 | August | 5 | 232 | 1.0531 | 1.0531 | 1.0531 | 0 | 0 | 0.1522 | 0.70241 | 0 | 0.85461 | 1.2053 | 0 | 0 | 0 | 0 | 0 | 0 | 0 | 0.70241 | 0 | 0 | 0 | 0 | 0 | 0
5551 | 2018-08-20 06:00 | 8 | August | 6 | 232 | 4.1343 | 1.2578 | 2.4241 | 0 | 1.7102 | 0 | 0 | 0 | 0 | 1.2578 | 0 | 0 | 0 | 0 | 0 | 0 | 0 | 1.1663 | 0 | 0 | 0 | 0 | 0 | 0
5552 | 2018-08-20 07:00 | 8 | August | 7 | 232 | 10.6217 | 1.6324 | 2.7987 | 0 | 7.823 | 0 | 0 | 0 | 0 | 1.6324 | 0 | 0 | 0 | 0 | 0 | 0 | 0 | 1.1663 | 0 | 0 | 0 | 0 | 0 | 0
5553 | 2018-08-20 08:00 | 8 | August | 8 | 232 | 13.8069 | 2.5176 | 3.4501 | 0 | 10.3569 | 0 | 0 | 0 | 0 | 2.5176 | 0 | 0 | 0 | 0 | 0 | 0 | 0 | 0.93243 | 0 | 0 | 0 | 0 | 0 | 0
5554 | 2018-08-20 09:00 | 8 | August | 9 | 232 | 13.0269 | 3.5028 | 4.2971 | 0 | 8.7297 | 0 | 0 | 0 | 0 | 3.5028 | 0 | 0 | 0 | 0 | 0 | 0 | 0 | 0.5874 | 0 | 0 | 0.20694 | 0 | 0 | 0.18624
5555 | 2018-08-20 10:00 | 8 | August | 10 | 232 | 16.4851 | 4.0459 | 4.9623 | 0 | 11.5228 | 0 | 0 | 0 | 0 | 4.0459 | 0 | 0 | 0 | 0 | 0 | 0 | 0 | 0.47239 | 0 | 0 | 0.44402 | 0 | 0 | 0.39962
5556 | 2018-08-20 11:00 | 8 | August | 11 | 232 | 17.0962 | 4.4401 | 5.5755 | 0 | 11.5206 | 0 | 0 | 0 | 0 | 4.4401 | 0 | 0 | 0 | 0 | 0 | 0 | 0 | 0.70241 | 0 | 0 | 0.43304 | 0 | 0 | 0.38973
5557 | 2018-08-20 12:00 | 8 | August | 12 | 232 | 22.5175 | 4.5168 | 6.2905 | 0 | 16.227 | 0 | 0 | 0 | 0 | 4.5168 | 0 | 0 | 0 | 0 | 0 | 0 | 0 | 0.93243 | 0 | 0 | 0.84126 | 0 | 0 | 0.75713
5558 | 2018-08-20 13:00 | 8 | August | 13 | 232 | 21.1914 | 3.8145 | 5.5212 | 0 | 15.6702 | 0 | 0 | 0 | 0 | 3.8145 | 0 | 0 | 0 | 0 | 0 | 0 | 0 | 0.5874 | 0 | 0 | 1.1192 | 0 | 0 | 1.0073
5559 | 2018-08-20 14:00 | 8 | August | 14 | 232 | 17.3302 | 3.1694 | 4.8384 | 0 | 12.4918 | 0 | 0 | 0 | 0 | 3.1694 | 0 | 0 | 0 | 0 | 0.31636 | 0 | 0 | 0.35355 | 0 | 0 | 0.99905 | 0 | 0 | 0.89914
5560 | 2018-08-20 15:00 | 8 | August | 15 | 232 | 12.0778 | 2.7634 | 4.9567 | 0 | 7.1211 | 0 | 0 | 0 | 0 | 2.7634 | 0 | 0 | 0 | 0 | 1.2365 | 0 | 0 | 0.35355 | 0 | 0 | 0.6033 | 0 | 0 | 0.54297
5561 | 2018-08-20 16:00 | 8 | August | 16 | 232 | 5.7464 | 2.4336 | 4.9743 | 0 | 0.77206 | 0 | 0 | 0 | 0 | 2.4336 | 0 | 0 | 0 | 0 | 0.77302 | 0 | 0 | 0.5874 | 0 | 0 | 1.1803 | 0 | 0 | 1.0622
5562 | 2018-08-20 17:00 | 8 | August | 17 | 232 | 0.37703 | 0.37703 | 0.37703 | 0 | 0 | 2.0808 | 1.1377 | 2.0695 | 5.2881 | 2.4579 | 0 | 0 | 0 | 0 | 0.43532 | 0 | 0 | 0.70241 | 0 | 0 | 2.0695 | 0 | 0 | 1.8626
5563 | 2018-08-20 18:00 | 8 | August | 18 | 232 | 0.091006 | 0.091006 | 0.091006 | 0 | 0 | 2.7193 | 1.3346 | 2.6644 | 6.7183 | 2.8103 | 0 | 0 | 0 | 0 | 0.6322 | 0 | 0 | 0.70241 | 0 | 0 | 2.6644 | 0 | 0 | 2.398
5564 | 2018-08-20 19:00 | 8 | August | 19 | 232 | 0 | 0 | 0 | 0 | 0 | 3.3333 | 1.0889 | 2.5359 | 6.9581 | 3.3333 | 0 | 0 | 0 | 0 | 0.50154 | 0 | 0 | 0.5874 | 0 | 0 | 2.5359 | 0 | 0 | 2.2823
5565 | 2018-08-20 20:00 | 8 | August | 20 | 232 | 0 | 0 | 0 | 0 | 0 | 3.4858 | 0.73584 | 1.8296 | 6.0513 | 3.4858 | 0 | 0 | 0 | 0 | 0.26345 | 0 | 0 | 0.47239 | 0 | 0 | 1.8296 | 0 | 0 | 1.6467
5566 | 2018-08-20 21:00 | 8 | August | 21 | 232 | 0 | 0 | 0 | 0 | 0 | 3.3019 | 0.30611 | 1.4543 | 5.0623 | 3.3019 | 0 | 0 | 0 | 0 | 0.067576 | 0 | 0 | 0.23853 | 0 | 0 | 1.4543 | 0 | 0 | 1.3089
5567 | 2018-08-20 22:00 | 8 | August | 22 | 232 | 0 | 0 | 0 | 0 | 0 | 3.0896 | 0.23853 | 0.9957 | 4.3238 | 3.0896 | 0 | 0 | 0 | 0 | 0 | 0 | 0 | 0.23853 | 0 | 0 | 0.9957 | 0 | 0 | 0.89613
5568 | 2018-08-20 23:00 | 8 | August | 23 | 232 | 0 | 0 | 0 | 0 | 0 | 1.7169 | 0.12352 | 0.63126 | 2.4717 | 1.7169 | 0 | 0 | 0 | 0 | 0 | 0 | 0 | 0.12352 | 0 | 0 | 0.63126 | 0 | 0 | 0.56813
5569 | 2018-08-21 | 8 | August | 0 | 233 | 0 | 0 | 0 | 0 | 0 | 1.33 | 0.12352 | 0.34706 | 1.8005 | 1.33 | 0 | 0 | 0 | 0 | 0 | 0 | 0 | 0.12352 | 0 | 0 | 0.34706 | 0 | 0 | 0.31235
5570 | 2018-08-21 01:00 | 8 | August | 1 | 233 | 0 | 0 | 0 | 0 | 0 | 1.2259 | 0.12352 | 0.040439 | 1.3898 | 1.2259 | 0 | 0 | 0 | 0 | 0 | 0 | 0 | 0.12352 | 0 | 0 | 0.040439 | 0 | 0 | 0.036395
5571 | 2018-08-21 02:00 | 8 | August | 2 | 233 | 0 | 0 | 0 | 0 | 0 | 1.1661 | 0.23853 | 0.042189 | 1.4468 | 1.1661 | 0 | 0 | 0 | 0 | 0 | 0 | 0 | 0.23853 | 0 | 0 | 0.042189 | 0 | 0 | 0.03797
5572 | 2018-08-21 03:00 | 8 | August | 3 | 233 | 0 | 0 | 0 | 0 | 0 | 1.2058 | 0.23853 | 0 | 1.4443 | 1.2058 | 0 | 0 | 0 | 0 | 0 | 0 | 0 | 0.23853 | 0 | 0 | 0 | 0 | 0 | 0
5573 | 2018-08-21 04:00 | 8 | August | 4 | 233 | 0 | 0 | 0 | 0 | 0 | 1.4212 | 0.47239 | 0 | 1.8936 | 1.4212 | 0 | 0 | 0 | 0 | 0 | 0 | 0 | 0.47239 | 0 | 0 | 0 | 0 | 0 | 0
5574 | 2018-08-21 05:00 | 8 | August | 5 | 233 | 0.65004 | 0.65004 | 0.65004 | 0 | 0 | 1.5677 | 0.70241 | 0 | 2.2701 | 2.2178 | 0 | 0 | 0 | 0 | 0 | 0 | 0 | 0.70241 | 0 | 0 | 0 | 0 | 0 | 0
5575 | 2018-08-21 06:00 | 8 | August | 6 | 233 | 2.9642 | 2.8737 | 2.9642 | 0 | 0 | 0 | 1.0758 | 0 | 1.0758 | 2.8737 | 0 | 0 | 0 | 0 | 0 | 0 | 0 | 1.1663 | 0 | 0 | 0 | 0 | 0 | 0
5576 | 2018-08-21 07:00 | 8 | August | 7 | 233 | 5.3044 | 3.1189 | 4.2852 | 0 | 1.0191 | 0 | 0 | 0 | 0 | 3.1189 | 0 | 0 | 0 | 0 | 0 | 0 | 0 | 1.1663 | 0 | 0 | 0 | 0 | 0 | 0
5577 | 2018-08-21 08:00 | 8 | August | 8 | 233 | 7.5275 | 3.1694 | 4.1019 | 0 | 3.4256 | 0 | 0 | 0 | 0 | 3.1694 | 0 | 0 | 0 | 0 | 0 | 0 | 0 | 0.93243 | 0 | 0 | 0 | 0 | 0 | 0
5578 | 2018-08-21 09:00 | 8 | August | 9 | 233 | 8.5156 | 3.07 | 3.8643 | 0 | 4.6512 | 0 | 0 | 0 | 0 | 3.07 | 0 | 0 | 0 | 0 | 0 | 0 | 0 | 0.5874 | 0 | 0 | 0.20694 | 0 | 0 | 0.18624
5579 | 2018-08-21 10:00 | 8 | August | 10 | 233 | 10.9597 | 3.1256 | 4.042 | 0 | 6.9177 | 0 | 0 | 0 | 0 | 3.1256 | 0 | 0 | 0 | 0 | 0 | 0 | 0 | 0.47239 | 0 | 0 | 0.44402 | 0 | 0 | 0.39962
5580 | 2018-08-21 11:00 | 8 | August | 11 | 233 | 11.4928 | 3.4523 | 4.5878 | 0 | 6.905 | 0 | 0 | 0 | 0 | 3.4523 | 0 | 0 | 0 | 0 | 0 | 0 | 0 | 0.70241 | 0 | 0 | 0.43304 | 0 | 0 | 0.38973
5581 | 2018-08-21 12:00 | 8 | August | 12 | 233 | 14.626 | 3.3472 | 5.1209 | 0 | 9.5051 | 0 | 0 | 0 | 0 | 3.3472 | 0 | 0 | 0 | 0 | 0 | 0 | 0 | 0.93243 | 0 | 0 | 0.84126 | 0 | 0 | 0.75713
5582 | 2018-08-21 13:00 | 8 | August | 13 | 233 | 12.4028 | 2.9159 | 4.6226 | 0 | 7.7803 | 0 | 0 | 0 | 0 | 2.9159 | 0 | 0 | 0 | 0 | 0 | 0 | 0 | 0.5874 | 0 | 0 | 1.1192 | 0 | 0 | 1.0073
5583 | 2018-08-21 14:00 | 8 | August | 14 | 233 | 12.9749 | 2.648 | 4.0006 | 0 | 8.9743 | 0 | 0 | 0 | 0 | 2.648 | 0 | 0 | 0 | 0 | 0 | 0 | 0 | 0.35355 | 0 | 0 | 0.99905 | 0 | 0 | 0.89914
5584 | 2018-08-21 15:00 | 8 | August | 15 | 233 | 9.6076 | 2.5656 | 3.5224 | 0 | 6.0853 | 0 | 0 | 0 | 0 | 2.5656 | 0 | 0 | 0 | 0 | 0 | 0 | 0 | 0.35355 | 0 | 0 | 0.6033 | 0 | 0 | 0.54297
5585 | 2018-08-21 16:00 | 8 | August | 16 | 233 | 4.9403 | 2.7248 | 4.4924 | 0 | 0.4479 | 0 | 0 | 0 | 0 | 2.7248 | 0 | 0 | 0 | 0 | 0 | 0 | 0 | 0.5874 | 0 | 0 | 1.1803 | 0 | 0 | 1.0622
5586 | 2018-08-21 17:00 | 8 | August | 17 | 233 | 1.6381 | 1.6381 | 1.6381 | 0 | 0 | 1.4922 | 0.70241 | 2.0695 | 4.2641 | 3.1303 | 0 | 0 | 0 | 0 | 0 | 0 | 0 | 0.70241 | 0 | 0 | 2.0695 | 0 | 0 | 1.8626
5587 | 2018-08-21 18:00 | 8 | August | 18 | 233 | 0.065004 | 0.065004 | 0.065004 | 0 | 0 | 3.5388 | 0.70241 | 2.6644 | 6.9056 | 3.6038 | 0 | 0 | 0 | 0 | 0 | 0 | 0 | 0.70241 | 0 | 0 | 2.6644 | 0 | 0 | 2.398
5588 | 2018-08-21 19:00 | 8 | August | 19 | 233 | 0 | 0 | 0 | 0 | 0 | 3.6332 | 0.5874 | 2.5359 | 6.7565 | 3.6332 | 0 | 0 | 0 | 0 | 0 | 0 | 0 | 0.5874 | 0 | 0 | 2.5359 | 0 | 0 | 2.2823
5589 | 2018-08-21 20:00 | 8 | August | 20 | 233 | 0 | 0 | 0 | 0 | 0 | 3.4466 | 0.47239 | 1.8296 | 5.7487 | 3.4466 | 0 | 0 | 0 | 0 | 0 | 0 | 0 | 0.47239 | 0 | 0 | 1.8296 | 0 | 0 | 1.6467
5590 | 2018-08-21 21:00 | 8 | August | 21 | 233 | 0 | 0 | 0 | 0 | 0 | 3.1782 | 0.23853 | 1.4543 | 4.871 | 3.1782 | 0 | 0 | 0 | 0 | 0 | 0 | 0 | 0.23853 | 0 | 0 | 1.4543 | 0 | 0 | 1.3089
5591 | 2018-08-21 22:00 | 8 | August | 22 | 233 | 0 | 0 | 0 | 0 | 0 | 2.5099 | 0.23853 | 0.9957 | 3.7441 | 2.5099 | 0 | 0 | 0 | 0 | 0 | 0 | 0 | 0.23853 | 0 | 0 | 0.9957 | 0 | 0 | 0.89613
5592 | 2018-08-21 23:00 | 8 | August | 23 | 233 | 0 | 0 | 0 | 0 | 0 | 1.7169 | 0.12352 | 0.63126 | 2.4717 | 1.7169 | 0 | 0 | 0 | 0 | 0 | 0 | 0 | 0.12352 | 0 | 0 | 0.63126 | 0 | 0 | 0.56813
5593 | 2018-08-22 | 8 | August | 0 | 234 | 0 | 0 | 0 | 0 | 0 | 1.33 | 0.12352 | 0.34706 | 1.8005 | 1.33 | 0 | 0 | 0 | 0 | 0 | 0 | 0 | 0.12352 | 0 | 0 | 0.34706 | 0 | 0 | 0.31235
5594 | 2018-08-22 01:00 | 8 | August | 1 | 234 | 0 | 0 | 0 | 0 | 0 | 1.2259 | 0.12352 | 0.040439 | 1.3898 | 1.2259 | 0 | 0 | 0 | 0 | 0 | 0 | 0 | 0.12352 | 0 | 0 | 0.040439 | 0 | 0 | 0.036395
5595 | 2018-08-22 02:00 | 8 | August | 2 | 234 | 0 | 0 | 0 | 0 | 0 | 1.1661 | 0.23853 | 0.042189 | 1.4468 | 1.1661 | 0 | 0 | 0 | 0 | 0 | 0 | 0 | 0.23853 | 0 | 0 | 0.042189 | 0 | 0 | 0.03797
5596 | 2018-08-22 03:00 | 8 | August | 3 | 234 | 0 | 0 | 0 | 0 | 0 | 1.2058 | 0.23853 | 0 | 1.4443 | 1.2058 | 0 | 0 | 0 | 0 | 0 | 0 | 0 | 0.23853 | 0 | 0 | 0 | 0 | 0 | 0
5597 | 2018-08-22 04:00 | 8 | August | 4 | 234 | 0 | 0 | 0 | 0 | 0 | 1.4212 | 0.47239 | 0 | 1.8936 | 1.4212 | 0 | 0 | 0 | 0 | 0 | 0 | 0 | 0.47239 | 0 | 0 | 0 | 0 | 0 | 0
5598 | 2018-08-22 05:00 | 8 | August | 5 | 234 | 2.9382 | 2.2178 | 2.9202 | 0 | 0.018031 | 0 | 0 | 0 | 0 | 2.2178 | 0 | 0 | 0 | 0 | 0 | 0 | 0 | 0.70241 | 0 | 0 | 0 | 0 | 0 | 0
5599 | 2018-08-22 06:00 | 8 | August | 6 | 234 | 9.1656 | 2.8737 | 4.04 | 0 | 5.1256 | 0 | 0 | 0 | 0 | 2.8737 | 0 | 0 | 0 | 0 | 0 | 0 | 0 | 1.1663 | 0 | 0 | 0 | 0 | 0 | 0
5600 | 2018-08-22 07:00 | 8 | August | 7 | 234 | 13.2869 | 3.1189 | 4.2852 | 0 | 9.0017 | 0 | 0 | 0 | 0 | 3.1189 | 0 | 0 | 0 | 0 | 0 | 0 | 0 | 1.1663 | 0 | 0 | 0 | 0 | 0 | 0
5601 | 2018-08-22 08:00 | 8 | August | 8 | 234 | 17.3042 | 3.1694 | 4.1019 | 0 | 13.2023 | 0 | 0 | 0 | 0 | 3.1694 | 0 | 0 | 0 | 0 | 0 | 0 | 0 | 0.93243 | 0 | 0 | 0 | 0 | 0 | 0
5602 | 2018-08-22 09:00 | 8 | August | 9 | 234 | 21.4774 | 3.07 | 3.8643 | 0 | 17.6131 | 0 | 0 | 0 | 0 | 3.07 | 0 | 0 | 0 | 0 | 0 | 0 | 0 | 0.5874 | 0 | 0 | 0.20694 | 0 | 0 | 0.18624
5603 | 2018-08-22 10:00 | 8 | August | 10 | 234 | 24.7147 | 3.1256 | 4.042 | 0 | 20.6726 | 0 | 0 | 0 | 0 | 3.1256 | 0 | 0 | 0 | 0 | 0 | 0 | 0 | 0.47239 | 0 | 0 | 0.44402 | 0 | 0 | 0.39962
5604 | 2018-08-22 11:00 | 8 | August | 11 | 234 | 26.4698 | 3.4523 | 4.5878 | 0 | 21.882 | 0 | 0 | 0 | 0 | 3.4523 | 0 | 0 | 0 | 0 | 0 | 0 | 0 | 0.70241 | 0 | 0 | 0.43304 | 0 | 0 | 0.38973
5605 | 2018-08-22 12:00 | 8 | August | 12 | 234 | 26.3138 | 3.3472 | 5.1209 | 0 | 21.1929 | 0 | 0 | 0 | 0 | 3.3472 | 0 | 0 | 0 | 0 | 0 | 0 | 0 | 0.93243 | 0 | 0 | 0.84126 | 0 | 0 | 0.75713
5606 | 2018-08-22 13:00 | 8 | August | 13 | 234 | 24.6497 | 2.9159 | 4.6226 | 0 | 20.0271 | 0 | 0 | 0 | 0 | 2.9159 | 0 | 0 | 0 | 0 | 0 | 0 | 0 | 0.5874 | 0 | 0 | 1.1192 | 0 | 0 | 1.0073
5607 | 2018-08-22 14:00 | 8 | August | 14 | 234 | 21.1784 | 2.648 | 4.0006 | 0 | 17.1778 | 0 | 0 | 0 | 0 | 2.648 | 0 | 0 | 0 | 0 | 0 | 0 | 0 | 0.35355 | 0 | 0 | 0.99905 | 0 | 0 | 0.89914
5608 | 2018-08-22 15:00 | 8 | August | 15 | 234 | 16.7191 | 2.5656 | 3.5224 | 0 | 13.1967 | 0 | 0 | 0 | 0 | 2.5656 | 0 | 0 | 0 | 0 | 0 | 0 | 0 | 0.35355 | 0 | 0 | 0.6033 | 0 | 0 | 0.54297
5609 | 2018-08-22 16:00 | 8 | August | 16 | 234 | 12.7149 | 2.7248 | 5.5777 | 0 | 7.1371 | 0 | 0 | 0 | 0 | 2.7248 | 0 | 0 | 0 | 0 | 1.0853 | 0 | 0 | 0.5874 | 0 | 0 | 1.1803 | 0 | 0 | 1.0622
5610 | 2018-08-22 17:00 | 8 | August | 17 | 234 | 8.4116 | 3.1303 | 7.3028 | 0 | 1.1088 | 0 | 0 | 0 | 0 | 3.1303 | 0 | 0 | 0 | 0 | 1.4005 | 0 | 0 | 0.70241 | 0 | 0 | 2.0695 | 0 | 0 | 1.8626
5611 | 2018-08-22 18:00 | 8 | August | 18 | 234 | 0.32502 | 0.32502 | 0.32502 | 0 | 0 | 3.2788 | 2.3807 | 2.6644 | 8.3238 | 3.6038 | 0 | 0 | 0 | 0 | 1.6782 | 0 | 0 | 0.70241 | 0 | 0 | 2.6644 | 0 | 0 | 2.398
5612 | 2018-08-22 19:00 | 8 | August | 19 | 234 | 0 | 0 | 0 | 0 | 0 | 3.6332 | 1.99 | 2.5359 | 8.159 | 3.6332 | 0 | 0 | 0 | 0 | 1.4026 | 0 | 0 | 0.5874 | 0 | 0 | 2.5359 | 0 | 0 | 2.2823
5613 | 2018-08-22 20:00 | 8 | August | 20 | 234 | 0 | 0 | 0 | 0 | 0 | 3.4466 | 1.4724 | 1.8296 | 6.7487 | 3.4466 | 0 | 0 | 0 | 0 | 1 | 0 | 0 | 0.47239 | 0 | 0 | 1.8296 | 0 | 0 | 1.6467
5614 | 2018-08-22 21:00 | 8 | August | 21 | 234 | 0 | 0 | 0 | 0 | 0 | 3.1782 | 0.98396 | 1.4543 | 5.6165 | 3.1782 | 0 | 0 | 0 | 0 | 0.74542 | 0 | 0 | 0.23853 | 0 | 0 | 1.4543 | 0 | 0 | 1.3089
5615 | 2018-08-22 22:00 | 8 | August | 22 | 234 | 0 | 0 | 0 | 0 | 0 | 2.5099 | 0.3539 | 0.9957 | 3.8595 | 2.5099 | 0 | 0 | 0 | 0 | 0.11536 | 0 | 0 | 0.23853 | 0 | 0 | 0.9957 | 0 | 0 | 0.89613
5616 | 2018-08-22 23:00 | 8 | August | 23 | 234 | 0 | 0 | 0 | 0 | 0 | 1.7169 | 0.12352 | 0.63126 | 2.4717 | 1.7169 | 0 | 0 | 0 | 0 | 0 | 0 | 0 | 0.12352 | 0 | 0 | 0.63126 | 0 | 0 | 0.56813
5617 | 2018-08-23 | 8 | August | 0 | 235 | 0 | 0 | 0 | 0 | 0 | 1.33 | 0.12352 | 0.34706 | 1.8005 | 1.33 | 0 | 0 | 0 | 0 | 0 | 0 | 0 | 0.12352 | 0 | 0 | 0.34706 | 0 | 0 | 0.31235
5618 | 2018-08-23 01:00 | 8 | August | 1 | 235 | 0 | 0 | 0 | 0 | 0 | 1.2259 | 0.12352 | 0.040439 | 1.3898 | 1.2259 | 0 | 0 | 0 | 0 | 0 | 0 | 0 | 0.12352 | 0 | 0 | 0.040439 | 0 | 0 | 0.036395
5619 | 2018-08-23 02:00 | 8 | August | 2 | 235 | 0 | 0 | 0 | 0 | 0 | 1.1661 | 0.23853 | 0.042189 | 1.4468 | 1.1661 | 0 | 0 | 0 | 0 | 0 | 0 | 0 | 0.23853 | 0 | 0 | 0.042189 | 0 | 0 | 0.03797
5620 | 2018-08-23 03:00 | 8 | August | 3 | 235 | 0 | 0 | 0 | 0 | 0 | 1.2058 | 0.23853 | 0 | 1.4443 | 1.2058 | 0 | 0 | 0 | 0 | 0 | 0 | 0 | 0.23853 | 0 | 0 | 0 | 0 | 0 | 0
5621 | 2018-08-23 04:00 | 8 | August | 4 | 235 | 0 | 0 | 0 | 0 | 0 | 1.4212 | 0.47239 | 0 | 1.8936 | 1.4212 | 0 | 0 | 0 | 0 | 0 | 0 | 0 | 0.47239 | 0 | 0 | 0 | 0 | 0 | 0
5622 | 2018-08-23 05:00 | 8 | August | 5 | 235 | 0.59804 | 0.59804 | 0.59804 | 0 | 0 | 1.6197 | 0.70241 | 0 | 2.3221 | 2.2178 | 0 | 0 | 0 | 0 | 0 | 0 | 0 | 0.70241 | 0 | 0 | 0 | 0 | 0 | 0
5623 | 2018-08-23 06:00 | 8 | August | 6 | 235 | 8.7106 | 2.8737 | 4.04 | 0 | 4.6706 | 0 | 0 | 0 | 0 | 2.8737 | 0 | 0 | 0 | 0 | 0 | 0 | 0 | 1.1663 | 0 | 0 | 0 | 0 | 0 | 0
5624 | 2018-08-23 07:00 | 8 | August | 7 | 235 | 11.3888 | 3.1189 | 4.2852 | 0 | 7.1035 | 0 | 0 | 0 | 0 | 3.1189 | 0 | 0 | 0 | 0 | 0 | 0 | 0 | 1.1663 | 0 | 0 | 0 | 0 | 0 | 0
5625 | 2018-08-23 08:00 | 8 | August | 8 | 235 | 13.6509 | 3.1694 | 4.1019 | 0 | 9.549 | 0 | 0 | 0 | 0 | 3.1694 | 0 | 0 | 0 | 0 | 0 | 0 | 0 | 0.93243 | 0 | 0 | 0 | 0 | 0 | 0
5626 | 2018-08-23 09:00 | 8 | August | 9 | 235 | 19.2543 | 3.07 | 3.8643 | 0 | 15.39 | 0 | 0 | 0 | 0 | 3.07 | 0 | 0 | 0 | 0 | 0 | 0 | 0 | 0.5874 | 0 | 0 | 0.20694 | 0 | 0 | 0.18624
5627 | 2018-08-23 10:00 | 8 | August | 10 | 235 | 19.3973 | 3.1256 | 4.042 | 0 | 15.3553 | 0 | 0 | 0 | 0 | 3.1256 | 0 | 0 | 0 | 0 | 0 | 0 | 0 | 0.47239 | 0 | 0 | 0.44402 | 0 | 0 | 0.39962
5628 | 2018-08-23 11:00 | 8 | August | 11 | 235 | 21.9325 | 3.4523 | 4.5878 | 0 | 17.3447 | 0 | 0 | 0 | 0 | 3.4523 | 0 | 0 | 0 | 0 | 0 | 0 | 0 | 0.70241 | 0 | 0 | 0.43304 | 0 | 0 | 0.38973
5629 | 2018-08-23 12:00 | 8 | August | 12 | 235 | 21.8675 | 3.3472 | 5.1209 | 0 | 16.7466 | 0 | 0 | 0 | 0 | 3.3472 | 0 | 0 | 0 | 0 | 0 | 0 | 0 | 0.93243 | 0 | 0 | 0.84126 | 0 | 0 | 0.75713
5630 | 2018-08-23 13:00 | 8 | August | 13 | 235 | 21.3604 | 2.9159 | 5.4498 | 0 | 15.9107 | 0 | 0 | 0 | 0 | 2.9159 | 0 | 0 | 0 | 0 | 0.82721 | 0 | 0 | 0.5874 | 0 | 0 | 1.1192 | 0 | 0 | 1.0073
5631 | 2018-08-23 14:00 | 8 | August | 14 | 235 | 20.5154 | 2.648 | 5.0785 | 0 | 15.4368 | 0 | 0 | 0 | 0 | 2.648 | 0 | 0 | 0 | 0 | 1.0779 | 0 | 0 | 0.35355 | 0 | 0 | 0.99905 | 0 | 0 | 0.89914
5632 | 2018-08-23 15:00 | 8 | August | 15 | 235 | 16.9011 | 2.5656 | 4.469 | 0 | 12.4321 | 0 | 0 | 0 | 0 | 2.5656 | 0 | 0 | 0 | 0 | 0.9466 | 0 | 0 | 0.35355 | 0 | 0 | 0.6033 | 0 | 0 | 0.54297
5633 | 2018-08-23 16:00 | 8 | August | 16 | 235 | 13.2609 | 2.7248 | 5.271 | 0 | 7.9899 | 0 | 0 | 0 | 0 | 2.7248 | 0 | 0 | 0 | 0 | 0.77854 | 0 | 0 | 0.5874 | 0 | 0 | 1.1803 | 0 | 0 | 1.0622
5634 | 2018-08-23 17:00 | 8 | August | 17 | 235 | 8.4376 | 3.1303 | 6.6946 | 0 | 1.7429 | 0 | 0 | 0 | 0 | 3.1303 | 0 | 0 | 0 | 0 | 0.79241 | 0 | 0 | 0.70241 | 0 | 0 | 2.0695 | 0 | 0 | 1.8626
5635 | 2018-08-23 18:00 | 8 | August | 18 | 235 | 0.32502 | 0.32502 | 0.32502 | 0 | 0 | 3.2788 | 1.7929 | 2.6644 | 7.736 | 3.6038 | 0 | 0 | 0 | 0 | 1.0904 | 0 | 0 | 0.70241 | 0 | 0 | 2.6644 | 0 | 0 | 2.398
5636 | 2018-08-23 19:00 | 8 | August | 19 | 235 | 0 | 0 | 0 | 0 | 0 | 3.6332 | 1.5251 | 2.5359 | 7.6942 | 3.6332 | 0 | 0 | 0 | 0 | 0.93775 | 0 | 0 | 0.5874 | 0 | 0 | 2.5359 | 0 | 0 | 2.2823
5637 | 2018-08-23 20:00 | 8 | August | 20 | 235 | 0 | 0 | 0 | 0 | 0 | 3.4466 | 1.0082 | 1.8296 | 6.2845 | 3.4466 | 0 | 0 | 0 | 0 | 0.53586 | 0 | 0 | 0.47239 | 0 | 0 | 1.8296 | 0 | 0 | 1.6467
5638 | 2018-08-23 21:00 | 8 | August | 21 | 235 | 0 | 0 | 0 | 0 | 0 | 3.1782 | 0.49136 | 1.4543 | 5.1239 | 3.1782 | 0 | 0 | 0 | 0 | 0.25283 | 0 | 0 | 0.23853 | 0 | 0 | 1.4543 | 0 | 0 | 1.3089
5639 | 2018-08-23 22:00 | 8 | August | 22 | 235 | 0 | 0 | 0 | 0 | 0 | 2.5099 | 0.23853 | 0.9957 | 3.7441 | 2.5099 | 0 | 0 | 0 | 0 | 0 | 0 | 0 | 0.23853 | 0 | 0 | 0.9957 | 0 | 0 | 0.89613
5640 | 2018-08-23 23:00 | 8 | August | 23 | 235 | 0 | 0 | 0 | 0 | 0 | 1.7169 | 0.12352 | 0.12317 | 1.9636 | 1.7169 | 0 | 0 | 0 | 0 | 0 | 0 | 0 | 0.12352 | 0 | 0 | 0.12317 | 0 | 0 | 0.11085
5641 | 2018-08-24 | 8 | August | 0 | 236 | 0 | 0 | 0 | 0 | 0 | 1.33 | 0.12352 | 0.091347 | 1.5448 | 1.33 | 0 | 0 | 0 | 0 | 0 | 0 | 0 | 0.12352 | 0 | 0 | 0.091347 | 0 | 0 | 0.082212
5642 | 2018-08-24 01:00 | 8 | August | 1 | 236 | 0 | 0 | 0 | 0 | 0 | 1.2259 | 0.12352 | 0 | 1.3494 | 1.2259 | 0 | 0 | 0 | 0 | 0 | 0 | 0 | 0.12352 | 0 | 0 | 0 | 0 | 0 | 0
5643 | 2018-08-24 02:00 | 8 | August | 2 | 236 | 0 | 0 | 0 | 0 | 0 | 1.1661 | 0.23853 | 0.11659 | 1.5212 | 1.1661 | 0 | 0 | 0 | 0 | 0 | 0 | 0 | 0.23853 | 0 | 0 | 0.11659 | 0 | 0 | 0.10493
5644 | 2018-08-24 03:00 | 8 | August | 3 | 236 | 0 | 0 | 0 | 0 | 0 | 1.2058 | 0.23853 | 0.042301 | 1.4866 | 1.2058 | 0 | 0 | 0 | 0 | 0 | 0 | 0 | 0.23853 | 0 | 0 | 0.042301 | 0 | 0 | 0.038071
5645 | 2018-08-24 04:00 | 8 | August | 4 | 236 | 0 | 0 | 0 | 0 | 0 | 1.4212 | 0.47239 | 0.039756 | 1.9333 | 1.4212 | 0 | 0 | 0 | 0 | 0 | 0 | 0 | 0.47239 | 0 | 0 | 0.039756 | 0 | 0 | 0.035781
5646 | 2018-08-24 05:00 | 8 | August | 5 | 236 | 0.36402 | 0.36402 | 0.36402 | 0 | 0 | 1.8537 | 0.70241 | 0 | 2.5561 | 2.2178 | 0 | 0 | 0 | 0 | 0 | 0 | 0 | 0.70241 | 0 | 0 | 0 | 0 | 0 | 0
5647 | 2018-08-24 06:00 | 8 | August | 6 | 236 | 2.9512 | 2.8737 | 2.9512 | 0 | 0 | 0 | 1.0888 | 0 | 1.0888 | 2.8737 | 0 | 0 | 0 | 0 | 0 | 0 | 0 | 1.1663 | 0 | 0 | 0 | 0 | 0 | 0
5648 | 2018-08-24 07:00 | 8 | August | 7 | 236 | 7.4105 | 3.1189 | 4.2852 | 0 | 3.1253 | 0 | 0 | 0 | 0 | 3.1189 | 0 | 0 | 0 | 0 | 0 | 0 | 0 | 1.1663 | 0 | 0 | 0 | 0 | 0 | 0
5649 | 2018-08-24 08:00 | 8 | August | 8 | 236 | 9.1526 | 3.1694 | 4.1019 | 0 | 5.0507 | 0 | 0 | 0 | 0 | 3.1694 | 0 | 0 | 0 | 0 | 0 | 0 | 0 | 0.93243 | 0 | 0 | 0 | 0 | 0 | 0
5650 | 2018-08-24 09:00 | 8 | August | 9 | 236 | 13.6379 | 3.07 | 3.8231 | 0 | 9.8148 | 0 | 0 | 0 | 0 | 3.07 | 0 | 0 | 0 | 0 | 0 | 0 | 0 | 0.5874 | 0 | 0 | 0.16574 | 0 | 0 | 0.14917
5651 | 2018-08-24 10:00 | 8 | August | 10 | 236 | 16.4591 | 3.1256 | 3.9962 | 0 | 12.4629 | 0 | 0 | 0 | 0 | 3.1256 | 0 | 0 | 0 | 0 | 0 | 0 | 0 | 0.47239 | 0 | 0 | 0.39821 | 0 | 0 | 0.35839
5652 | 2018-08-24 11:00 | 8 | August | 11 | 236 | 17.2132 | 3.4523 | 4.5506 | 0 | 12.6625 | 0 | 0 | 0 | 0 | 3.4523 | 0 | 0 | 0 | 0 | 0 | 0 | 0 | 0.70241 | 0 | 0 | 0.39589 | 0 | 0 | 0.3563
5653 | 2018-08-24 12:00 | 8 | August | 12 | 236 | 17.2262 | 3.3472 | 5.2244 | 0 | 12.0017 | 0 | 0 | 0 | 0 | 3.3472 | 0 | 0 | 0 | 0 | 0 | 0 | 0 | 0.93243 | 0 | 0 | 0.94478 | 0 | 0 | 0.8503
5654 | 2018-08-24 13:00 | 8 | August | 13 | 236 | 13.6769 | 2.9159 | 4.8679 | 0 | 8.809 | 0 | 0 | 0 | 0 | 2.9159 | 0 | 0 | 0 | 0 | 0 | 0 | 0 | 0.5874 | 0 | 0 | 1.3646 | 0 | 0 | 1.2281
5655 | 2018-08-24 14:00 | 8 | August | 14 | 236 | 13.4299 | 2.648 | 4.1781 | 0 | 9.2518 | 0 | 0 | 0 | 0 | 2.648 | 0 | 0 | 0 | 0 | 0 | 0 | 0 | 0.35355 | 0 | 0 | 1.1765 | 0 | 0 | 1.0589
5656 | 2018-08-24 15:00 | 8 | August | 15 | 236 | 9.9327 | 2.5656 | 4.3349 | 0 | 5.5977 | 0 | 0 | 0 | 0 | 2.5656 | 0 | 0 | 0 | 0 | 0.44341 | 0 | 0 | 0.35355 | 0 | 0 | 0.97242 | 0 | 0 | 0.87517
5657 | 2018-08-24 16:00 | 8 | August | 16 | 236 | 6.5654 | 2.7248 | 5.5471 | 0 | 1.0183 | 0 | 0 | 0 | 0 | 2.7248 | 0 | 0 | 0 | 0 | 0.77639 | 0 | 0 | 0.5874 | 0 | 0 | 1.4586 | 0 | 0 | 1.3127
5658 | 2018-08-24 17:00 | 8 | August | 17 | 236 | 2.7042 | 2.7042 | 2.7042 | 0 | 0 | 0.4261 | 1.4269 | 1.6556 | 3.5086 | 3.1303 | 0 | 0 | 0 | 0 | 0.72451 | 0 | 0 | 0.70241 | 0 | 0 | 1.6556 | 0 | 0 | 1.49
5659 | 2018-08-24 18:00 | 8 | August | 18 | 236 | 0.065004 | 0.065004 | 0.065004 | 0 | 0 | 3.5388 | 1.6407 | 2.1629 | 7.3424 | 3.6038 | 0 | 0 | 0 | 0 | 0.93829 | 0 | 0 | 0.70241 | 0 | 0 | 2.1629 | 0 | 0 | 1.9466
5660 | 2018-08-24 19:00 | 8 | August | 19 | 236 | 0 | 0 | 0 | 0 | 0 | 3.6332 | 1.3472 | 2.087 | 7.0674 | 3.6332 | 0 | 0 | 0 | 0 | 0.75977 | 0 | 0 | 0.5874 | 0 | 0 | 2.087 | 0 | 0 | 1.8783
5661 | 2018-08-24 20:00 | 8 | August | 20 | 236 | 0 | 0 | 0 | 0 | 0 | 3.4466 | 0.84529 | 1.7154 | 6.0074 | 3.4466 | 0 | 0 | 0 | 0 | 0.3729 | 0 | 0 | 0.47239 | 0 | 0 | 1.7154 | 0 | 0 | 1.5439
5662 | 2018-08-24 21:00 | 8 | August | 21 | 236 | 0 | 0 | 0 | 0 | 0 | 3.1782 | 0.34303 | 1.2558 | 4.777 | 3.1782 | 0 | 0 | 0 | 0 | 0.10449 | 0 | 0 | 0.23853 | 0 | 0 | 1.2558 | 0 | 0 | 1.1302
5663 | 2018-08-24 22:00 | 8 | August | 22 | 236 | 0 | 0 | 0 | 0 | 0 | 2.5099 | 0.23853 | 0.75773 | 3.5062 | 2.5099 | 0 | 0 | 0 | 0 | 0 | 0 | 0 | 0.23853 | 0 | 0 | 0.75773 | 0 | 0 | 0.68195
5664 | 2018-08-24 23:00 | 8 | August | 23 | 236 | 0 | 0 | 0 | 0 | 0 | 1.7169 | 0.12352 | 0.49733 | 2.3378 | 1.7169 | 0 | 0 | 0 | 0 | 0 | 0 | 0 | 0.12352 | 0 | 0 | 0.49733 | 0 | 0 | 0.4476
5665 | 2018-08-25 | 8 | August | 0 | 237 | 0 | 0 | 0 | 0 | 0 | 1.33 | 0.12352 | 0 | 1.4535 | 1.33 | 0 | 0 | 0 | 0 | 0 | 0 | 0 | 0.12352 | 0 | 0 | 0 | 0 | 0 | 0
5666 | 2018-08-25 01:00 | 8 | August | 1 | 237 | 0 | 0 | 0 | 0 | 0 | 1.2259 | 0.12352 | 0 | 1.3494 | 1.2259 | 0 | 0 | 0 | 0 | 0 | 0 | 0 | 0.12352 | 0 | 0 | 0 | 0 | 0 | 0
5667 | 2018-08-25 02:00 | 8 | August | 2 | 237 | 0 | 0 | 0 | 0 | 0 | 1.1661 | 0.12352 | 0.085531 | 1.3752 | 1.1661 | 0 | 0 | 0 | 0 | 0 | 0 | 0 | 0.12352 | 0 | 0 | 0.085531 | 0 | 0 | 0.076978
5668 | 2018-08-25 03:00 | 8 | August | 3 | 237 | 0 | 0 | 0 | 0 | 0 | 1.2058 | 0.12352 | 0.025909 | 1.3552 | 1.2058 | 0 | 0 | 0 | 0 | 0 | 0 | 0 | 0.12352 | 0 | 0 | 0.025909 | 0 | 0 | 0.023318
5669 | 2018-08-25 04:00 | 8 | August | 4 | 237 | 0 | 0 | 0 | 0 | 0 | 1.4212 | 0.12352 | 0.055915 | 1.6006 | 1.4212 | 0 | 0 | 0 | 0 | 0 | 0 | 0 | 0.12352 | 0 | 0 | 0.055915 | 0 | 0 | 0.050323
5670 | 2018-08-25 05:00 | 8 | August | 5 | 237 | 0.39003 | 0.39003 | 0.39003 | 0 | 0 | 1.8277 | 0.23853 | 0 | 2.0663 | 2.2178 | 0 | 0 | 0 | 0 | 0 | 0 | 0 | 0.23853 | 0 | 0 | 0 | 0 | 0 | 0
5671 | 2018-08-25 06:00 | 8 | August | 6 | 237 | 4.9403 | 2.8737 | 3.3461 | 0 | 1.5943 | 0 | 0 | 0 | 0 | 2.8737 | 0 | 0 | 0 | 0 | 0 | 0 | 0 | 0.47239 | 0 | 0 | 0 | 0 | 0 | 0
5672 | 2018-08-25 07:00 | 8 | August | 7 | 237 | 9.4386 | 3.1189 | 3.8214 | 0 | 5.6173 | 0 | 0 | 0 | 0 | 3.1189 | 0 | 0 | 0 | 0 | 0 | 0 | 0 | 0.70241 | 0 | 0 | 0 | 0 | 0 | 0
5673 | 2018-08-25 08:00 | 8 | August | 8 | 237 | 14.288 | 3.1694 | 3.8718 | 0 | 10.4161 | 0 | 0 | 0 | 0 | 3.1694 | 0 | 0 | 0 | 0 | 0 | 0 | 0 | 0.70241 | 0 | 0 | 0 | 0 | 0 | 0
5674 | 2018-08-25 09:00 | 8 | August | 9 | 237 | 18.8513 | 3.07 | 3.9305 | 0 | 14.9208 | 0 | 0 | 0 | 0 | 3.07 | 0 | 0 | 0 | 0 | 0 | 0 | 0 | 0.5874 | 0 | 0 | 0.27308 | 0 | 0 | 0.24577
5675 | 2018-08-25 10:00 | 8 | August | 10 | 237 | 19.7873 | 3.1256 | 4.0581 | 0 | 15.7293 | 0 | 0 | 0 | 0 | 3.1256 | 0 | 0 | 0 | 0 | 0 | 0 | 0 | 0.35738 | 0 | 0 | 0.57504 | 0 | 0 | 0.51754
5676 | 2018-08-25 11:00 | 8 | August | 11 | 237 | 19.4233 | 3.4523 | 4.5342 | 0 | 14.8891 | 0 | 0 | 0 | 0 | 3.4523 | 0 | 0 | 0 | 0 | 0 | 0 | 0 | 0.5874 | 0 | 0 | 0.49448 | 0 | 0 | 0.44503
5677 | 2018-08-25 12:00 | 8 | August | 12 | 237 | 20.8144 | 3.3472 | 4.8525 | 0 | 15.9619 | 0 | 0 | 0 | 0 | 3.3472 | 0 | 0 | 0 | 0 | 0 | 0 | 0 | 0.70241 | 0 | 0 | 0.80292 | 0 | 0 | 0.72263
5678 | 2018-08-25 13:00 | 8 | August | 13 | 237 | 20.4634 | 2.9159 | 5.0467 | 0 | 15.4167 | 0 | 0 | 0 | 0 | 2.9159 | 0 | 0 | 0 | 0 | 0 | 0 | 0 | 0.70241 | 0 | 0 | 1.4283 | 0 | 0 | 1.2855
5679 | 2018-08-25 14:00 | 8 | August | 14 | 237 | 15.7831 | 2.648 | 5.5075 | 0 | 10.2756 | 0 | 0 | 0 | 0 | 2.648 | 0 | 0 | 0 | 0 | 1.2452 | 0 | 0 | 0.5874 | 0 | 0 | 1.0268 | 0 | 0 | 0.92416
5680 | 2018-08-25 15:00 | 8 | August | 15 | 237 | 11.2068 | 2.5656 | 5.2996 | 0 | 5.9072 | 0 | 0 | 0 | 0 | 2.5656 | 0 | 0 | 0 | 0 | 1.4148 | 0 | 0 | 0.5874 | 0 | 0 | 0.73184 | 0 | 0 | 0.65866
5681 | 2018-08-25 16:00 | 8 | August | 16 | 237 | 11.8178 | 2.7248 | 5.7715 | 0 | 6.0463 | 0 | 0 | 0 | 0 | 2.7248 | 0 | 0 | 0 | 0 | 1.1624 | 0 | 0 | 1.0513 | 0 | 0 | 0.83299 | 0 | 0 | 0.74969
5682 | 2018-08-25 17:00 | 8 | August | 17 | 237 | 4.3033 | 3.1303 | 4.3033 | 0 | 0 | 0 | 0.5799 | 1.2201 | 1.8 | 3.1303 | 0 | 0 | 0 | 0 | 0.93548 | 0 | 0 | 0.81742 | 0 | 0 | 1.2201 | 0 | 0 | 1.0981
5683 | 2018-08-25 18:00 | 8 | August | 18 | 237 | 0.14301 | 0.14301 | 0.14301 | 0 | 0 | 3.4608 | 1.5583 | 1.9034 | 6.9225 | 3.6038 | 0 | 0 | 0 | 0 | 1.0859 | 0 | 0 | 0.47239 | 0 | 0 | 1.9034 | 0 | 0 | 1.7131
5684 | 2018-08-25 19:00 | 8 | August | 19 | 237 | 0 | 0 | 0 | 0 | 0 | 3.6332 | 1.3984 | 1.7545 | 6.7861 | 3.6332 | 0 | 0 | 0 | 0 | 0.92604 | 0 | 0 | 0.47239 | 0 | 0 | 1.7545 | 0 | 0 | 1.579
5685 | 2018-08-25 20:00 | 8 | August | 20 | 237 | 0 | 0 | 0 | 0 | 0 | 3.4466 | 0.77838 | 1.2804 | 5.5054 | 3.4466 | 0 | 0 | 0 | 0 | 0.53984 | 0 | 0 | 0.23853 | 0 | 0 | 1.2804 | 0 | 0 | 1.1523
5686 | 2018-08-25 21:00 | 8 | August | 21 | 237 | 0 | 0 | 0 | 0 | 0 | 3.1782 | 0.53895 | 0.99691 | 4.7141 | 3.1782 | 0 | 0 | 0 | 0 | 0.30042 | 0 | 0 | 0.23853 | 0 | 0 | 0.99691 | 0 | 0 | 0.89722
5687 | 2018-08-25 22:00 | 8 | August | 22 | 237 | 0 | 0 | 0 | 0 | 0 | 2.5099 | 0.23853 | 0.5535 | 3.3019 | 2.5099 | 0 | 0 | 0 | 0 | 0 | 0 | 0 | 0.23853 | 0 | 0 | 0.5535 | 0 | 0 | 0.49815
5688 | 2018-08-25 23:00 | 8 | August | 23 | 237 | 0 | 0 | 0 | 0 | 0 | 1.7169 | 0.12352 | 0.49099 | 2.3314 | 1.7169 | 0 | 0 | 0 | 0 | 0 | 0 | 0 | 0.12352 | 0 | 0 | 0.49099 | 0 | 0 | 0.44189
5689 | 2018-08-26 | 8 | August | 0 | 238 | 0 | 0 | 0 | 0 | 0 | 1.5258 | 0.12352 | 0.59399 | 2.2433 | 1.5258 | 0 | 0 | 0 | 0 | 0 | 0 | 0 | 0.12352 | 0 | 0 | 0.59399 | 0 | 0 | 0.53459
5690 | 2018-08-26 01:00 | 8 | August | 1 | 238 | 0 | 0 | 0 | 0 | 0 | 1.2784 | 0.12352 | 0.39144 | 1.7934 | 1.2784 | 0 | 0 | 0 | 0 | 0 | 0 | 0 | 0.12352 | 0 | 0 | 0.39144 | 0 | 0 | 0.35229
5691 | 2018-08-26 02:00 | 8 | August | 2 | 238 | 0 | 0 | 0 | 0 | 0 | 1.231 | 0.12352 | 0.014074 | 1.3686 | 1.231 | 0 | 0 | 0 | 0 | 0 | 0 | 0 | 0.12352 | 0 | 0 | 0.014074 | 0 | 0 | 0.012667
5692 | 2018-08-26 03:00 | 8 | August | 3 | 238 | 0 | 0 | 0 | 0 | 0 | 1.2408 | 0.12352 | 0.026572 | 1.3909 | 1.2408 | 0 | 0 | 0 | 0 | 0 | 0 | 0 | 0.12352 | 0 | 0 | 0.026572 | 0 | 0 | 0.023914
5693 | 2018-08-26 04:00 | 8 | August | 4 | 238 | 0 | 0 | 0 | 0 | 0 | 1.2645 | 0.12352 | 0.02326 | 1.4113 | 1.2645 | 0 | 0 | 0 | 0 | 0 | 0 | 0 | 0.12352 | 0 | 0 | 0.02326 | 0 | 0 | 0.020934
5694 | 2018-08-26 05:00 | 8 | August | 5 | 238 | 0.48103 | 0.48103 | 0.48103 | 0 | 0 | 1.0318 | 0.12352 | 0 | 1.1554 | 1.5129 | 0 | 0 | 0 | 0 | 0 | 0 | 0 | 0.12352 | 0 | 0 | 0 | 0 | 0 | 0
5695 | 2018-08-26 06:00 | 8 | August | 6 | 238 | 9.2046 | 2.1188 | 2.2423 | 0 | 6.9623 | 0 | 0 | 0 | 0 | 2.1188 | 0 | 0 | 0 | 0 | 0 | 0 | 0 | 0.12352 | 0 | 0 | 0 | 0 | 0 | 0
5696 | 2018-08-26 07:00 | 8 | August | 7 | 238 | 13.1829 | 2.8459 | 3.0844 | 0 | 10.0985 | 0 | 0 | 0 | 0 | 2.8459 | 0 | 0 | 0 | 0 | 0 | 0 | 0 | 0.23853 | 0 | 0 | 0 | 0 | 0 | 0
5697 | 2018-08-26 08:00 | 8 | August | 8 | 238 | 17.0962 | 3.4101 | 3.7674 | 0 | 13.3287 | 0 | 0 | 0 | 0 | 3.4101 | 0 | 0 | 0 | 0 | 0 | 0 | 0 | 0.35738 | 0 | 0 | 0 | 0 | 0 | 0
5698 | 2018-08-26 09:00 | 8 | August | 9 | 238 | 21.1394 | 3.5976 | 4.5977 | 0 | 16.5417 | 0 | 0 | 0 | 0 | 3.5976 | 0 | 0 | 0 | 0 | 0 | 0 | 0 | 0.70241 | 0 | 0 | 0.29766 | 0 | 0 | 0.2679
5699 | 2018-08-26 10:00 | 8 | August | 10 | 238 | 24.1686 | 3.7269 | 5.0364 | 0 | 19.1322 | 0 | 0 | 0 | 0 | 3.7269 | 0 | 0 | 0 | 0 | 0 | 0 | 0 | 0.70241 | 0 | 0 | 0.60708 | 0 | 0 | 0.54638
5700 | 2018-08-26 11:00 | 8 | August | 11 | 238 | 25.6637 | 3.9537 | 5.3635 | 0 | 20.3002 | 0 | 0 | 0 | 0 | 3.9537 | 0 | 0 | 0 | 0 | 0 | 0 | 0 | 0.93243 | 0 | 0 | 0.47745 | 0 | 0 | 0.4297
5701 | 2018-08-26 12:00 | 8 | August | 12 | 238 | 24.8967 | 3.8269 | 7.7019 | 0 | 17.1948 | 0 | 0 | 0 | 0 | 3.8269 | 0 | 0 | 0 | 0 | 2.4304 | 0 | 0 | 0.93243 | 0 | 0 | 0.51211 | 0 | 0 | 0.4609
5702 | 2018-08-26 13:00 | 8 | August | 13 | 238 | 22.6085 | 3.4394 | 7.2949 | 0 | 15.3137 | 0 | 0 | 0 | 0 | 3.4394 | 0 | 0 | 0 | 0 | 2.3326 | 0 | 0 | 0.81742 | 0 | 0 | 0.70537 | 0 | 0 | 0.63484
5703 | 2018-08-26 14:00 | 8 | August | 14 | 238 | 19.4883 | 3.2581 | 6.3327 | 0 | 13.1557 | 0 | 0 | 0 | 0 | 3.2581 | 0 | 0 | 0 | 0 | 1.8139 | 0 | 0 | 0.5874 | 0 | 0 | 0.6733 | 0 | 0 | 0.60597
5704 | 2018-08-26 15:00 | 8 | August | 15 | 238 | 15.6271 | 3.1849 | 5.8438 | 0 | 9.7832 | 0 | 0 | 0 | 0 | 3.1849 | 0 | 0 | 0 | 0 | 1.4955 | 0 | 0 | 0.47239 | 0 | 0 | 0.691 | 0 | 0 | 0.6219
5705 | 2018-08-26 16:00 | 8 | August | 16 | 238 | 12.1428 | 3.2699 | 6.0058 | 0 | 6.137 | 0 | 0 | 0 | 0 | 3.2699 | 0 | 0 | 0 | 0 | 1.3313 | 0 | 0 | 0.5874 | 0 | 0 | 0.81723 | 0 | 0 | 0.73551
5706 | 2018-08-26 17:00 | 8 | August | 17 | 238 | 8.4376 | 3.6316 | 6.7426 | 0 | 1.6949 | 0 | 0 | 0 | 0 | 3.6316 | 0 | 0 | 0 | 0 | 1.1973 | 0 | 0 | 0.70241 | 0 | 0 | 1.2113 | 0 | 0 | 1.0901
5707 | 2018-08-26 18:00 | 8 | August | 18 | 238 | 0.22101 | 0.22101 | 0.22101 | 0 | 0 | 3.6966 | 2.0726 | 1.9407 | 7.7099 | 3.9176 | 0 | 0 | 0 | 0 | 1.3702 | 0 | 0 | 0.70241 | 0 | 0 | 1.9407 | 0 | 0 | 1.7466
5708 | 2018-08-26 19:00 | 8 | August | 19 | 238 | 0 | 0 | 0 | 0 | 0 | 3.7635 | 1.6109 | 2.17 | 7.5445 | 3.7635 | 0 | 0 | 0 | 0 | 1.1385 | 0 | 0 | 0.47239 | 0 | 0 | 2.17 | 0 | 0 | 1.953
5709 | 2018-08-26 20:00 | 8 | August | 20 | 238 | 0 | 0 | 0 | 0 | 0 | 3.3704 | 1.1233 | 1.905 | 6.3987 | 3.3704 | 0 | 0 | 0 | 0 | 0.65088 | 0 | 0 | 0.47239 | 0 | 0 | 1.905 | 0 | 0 | 1.7145
5710 | 2018-08-26 21:00 | 8 | August | 21 | 238 | 0 | 0 | 0 | 0 | 0 | 3.2627 | 0.66438 | 1.5578 | 5.4849 | 3.2627 | 0 | 0 | 0 | 0 | 0.42585 | 0 | 0 | 0.23853 | 0 | 0 | 1.5578 | 0 | 0 | 1.402
5711 | 2018-08-26 22:00 | 8 | August | 22 | 238 | 0 | 0 | 0 | 0 | 0 | 2.7691 | 0.23853 | 0.88022 | 3.8878 | 2.7691 | 0 | 0 | 0 | 0 | 0 | 0 | 0 | 0.23853 | 0 | 0 | 0.88022 | 0 | 0 | 0.7922
5712 | 2018-08-26 23:00 | 8 | August | 23 | 238 | 0 | 0 | 0 | 0 | 0 | 1.9107 | 0.12352 | 0.73599 | 2.7702 | 1.9107 | 0 | 0 | 0 | 0 | 0 | 0 | 0 | 0.12352 | 0 | 0 | 0.73599 | 0 | 0 | 0.66239
5713 | 2018-08-27 | 8 | August | 0 | 239 | 0 | 0 | 0 | 0 | 0 | 2.0467 | 0.12352 | 0.37687 | 2.5471 | 2.0467 | 0 | 0 | 0 | 0 | 0 | 0 | 0 | 0.12352 | 0 | 0 | 0.37687 | 0 | 0 | 0.33918
5714 | 2018-08-27 01:00 | 8 | August | 1 | 239 | 0 | 0 | 0 | 0 | 0 | 1.5737 | 0.12352 | 0.57442 | 2.2716 | 1.5737 | 0 | 0 | 0 | 0 | 0 | 0 | 0 | 0.12352 | 0 | 0 | 0.57442 | 0 | 0 | 0.51697
5715 | 2018-08-27 02:00 | 8 | August | 2 | 239 | 0 | 0 | 0 | 0 | 0 | 1.3227 | 0.23853 | 0.34995 | 1.9112 | 1.3227 | 0 | 0 | 0 | 0 | 0 | 0 | 0 | 0.23853 | 0 | 0 | 0.34995 | 0 | 0 | 0.31496
5716 | 2018-08-27 03:00 | 8 | August | 3 | 239 | 0 | 0 | 0 | 0 | 0 | 1.2429 | 0.23853 | 0 | 1.4814 | 1.2429 | 0 | 0 | 0 | 0 | 0 | 0 | 0 | 0.23853 | 0 | 0 | 0 | 0 | 0 | 0
5717 | 2018-08-27 04:00 | 8 | August | 4 | 239 | 0 | 0 | 0 | 0 | 0 | 1.23 | 0.47239 | 0 | 1.7024 | 1.23 | 0 | 0 | 0 | 0 | 0 | 0 | 0 | 0.47239 | 0 | 0 | 0 | 0 | 0 | 0
5718 | 2018-08-27 05:00 | 8 | August | 5 | 239 | 0.41603 | 0.41603 | 0.41603 | 0 | 0 | 0.78924 | 0.70241 | 0 | 1.4917 | 1.2053 | 0 | 0 | 0 | 0 | 0 | 0 | 0 | 0.70241 | 0 | 0 | 0 | 0 | 0 | 0
5719 | 2018-08-27 06:00 | 8 | August | 6 | 239 | 8.4506 | 1.2578 | 2.4241 | 0 | 6.0265 | 0 | 0 | 0 | 0 | 1.2578 | 0 | 0 | 0 | 0 | 0 | 0 | 0 | 1.1663 | 0 | 0 | 0 | 0 | 0 | 0
5720 | 2018-08-27 07:00 | 8 | August | 7 | 239 | 12.5328 | 1.6324 | 2.7987 | 0 | 9.7341 | 0 | 0 | 0 | 0 | 1.6324 | 0 | 0 | 0 | 0 | 0 | 0 | 0 | 1.1663 | 0 | 0 | 0 | 0 | 0 | 0
5721 | 2018-08-27 08:00 | 8 | August | 8 | 239 | 16.3681 | 2.5176 | 3.4501 | 0 | 12.918 | 0 | 0 | 0 | 0 | 2.5176 | 0 | 0 | 0 | 0 | 0 | 0 | 0 | 0.93243 | 0 | 0 | 0 | 0 | 0 | 0
5722 | 2018-08-27 09:00 | 8 | August | 9 | 239 | 20.7234 | 3.5028 | 4.2971 | 0 | 16.4262 | 0 | 0 | 0 | 0 | 3.5028 | 0 | 0 | 0 | 0 | 0 | 0 | 0 | 0.5874 | 0 | 0 | 0.20694 | 0 | 0 | 0.18624
5723 | 2018-08-27 10:00 | 8 | August | 10 | 239 | 23.6356 | 4.0459 | 4.9623 | 0 | 18.6733 | 0 | 0 | 0 | 0 | 4.0459 | 0 | 0 | 0 | 0 | 0 | 0 | 0 | 0.47239 | 0 | 0 | 0.44402 | 0 | 0 | 0.39962
5724 | 2018-08-27 11:00 | 8 | August | 11 | 239 | 25.1307 | 4.4401 | 5.5755 | 0 | 19.5552 | 0 | 0 | 0 | 0 | 4.4401 | 0 | 0 | 0 | 0 | 0 | 0 | 0 | 0.70241 | 0 | 0 | 0.43304 | 0 | 0 | 0.38973
5725 | 2018-08-27 12:00 | 8 | August | 12 | 239 | 25.3647 | 4.5168 | 6.2905 | 0 | 19.0742 | 0 | 0 | 0 | 0 | 4.5168 | 0 | 0 | 0 | 0 | 0 | 0 | 0 | 0.93243 | 0 | 0 | 0.84126 | 0 | 0 | 0.75713
5726 | 2018-08-27 13:00 | 8 | August | 13 | 239 | 23.6356 | 3.8145 | 5.5212 | 0 | 18.1144 | 0 | 0 | 0 | 0 | 3.8145 | 0 | 0 | 0 | 0 | 0 | 0 | 0 | 0.5874 | 0 | 0 | 1.1192 | 0 | 0 | 1.0073
5727 | 2018-08-27 14:00 | 8 | August | 14 | 239 | 20.1644 | 3.1694 | 4.522 | 0 | 15.6423 | 0 | 0 | 0 | 0 | 3.1694 | 0 | 0 | 0 | 0 | 0 | 0 | 0 | 0.35355 | 0 | 0 | 0.99905 | 0 | 0 | 0.89914
5728 | 2018-08-27 15:00 | 8 | August | 15 | 239 | 15.9781 | 2.7634 | 3.7203 | 0 | 12.2578 | 0 | 0 | 0 | 0 | 2.7634 | 0 | 0 | 0 | 0 | 0 | 0 | 0 | 0.35355 | 0 | 0 | 0.6033 | 0 | 0 | 0.54297
5729 | 2018-08-27 16:00 | 8 | August | 16 | 239 | 12.4548 | 2.4336 | 4.2013 | 0 | 8.2535 | 0 | 0 | 0 | 0 | 2.4336 | 0 | 0 | 0 | 0 | 0 | 0 | 0 | 0.5874 | 0 | 0 | 1.1803 | 0 | 0 | 1.0622
5730 | 2018-08-27 17:00 | 8 | August | 17 | 239 | 8.4376 | 2.4579 | 5.2298 | 0 | 3.2077 | 0 | 0 | 0 | 0 | 2.4579 | 0 | 0 | 0 | 0 | 0 | 0 | 0 | 0.70241 | 0 | 0 | 2.0695 | 0 | 0 | 1.8626
5731 | 2018-08-27 18:00 | 8 | August | 18 | 239 | 0.19501 | 0.19501 | 0.19501 | 0 | 0 | 2.6153 | 0.70241 | 2.6644 | 5.9821 | 2.8103 | 0 | 0 | 0 | 0 | 0 | 0 | 0 | 0.70241 | 0 | 0 | 2.6644 | 0 | 0 | 2.398
5732 | 2018-08-27 19:00 | 8 | August | 19 | 239 | 0 | 0 | 0 | 0 | 0 | 3.3333 | 0.5874 | 2.5359 | 6.4566 | 3.3333 | 0 | 0 | 0 | 0 | 0 | 0 | 0 | 0.5874 | 0 | 0 | 2.5359 | 0 | 0 | 2.2823
5733 | 2018-08-27 20:00 | 8 | August | 20 | 239 | 0 | 0 | 0 | 0 | 0 | 3.4858 | 0.47239 | 1.8296 | 5.7878 | 3.4858 | 0 | 0 | 0 | 0 | 0 | 0 | 0 | 0.47239 | 0 | 0 | 1.8296 | 0 | 0 | 1.6467
5734 | 2018-08-27 21:00 | 8 | August | 21 | 239 | 0 | 0 | 0 | 0 | 0 | 3.3019 | 0.23853 | 1.4543 | 4.9947 | 3.3019 | 0 | 0 | 0 | 0 | 0 | 0 | 0 | 0.23853 | 0 | 0 | 1.4543 | 0 | 0 | 1.3089
5735 | 2018-08-27 22:00 | 8 | August | 22 | 239 | 0 | 0 | 0 | 0 | 0 | 3.0896 | 0.23853 | 0.9957 | 4.3238 | 3.0896 | 0 | 0 | 0 | 0 | 0 | 0 | 0 | 0.23853 | 0 | 0 | 0.9957 | 0 | 0 | 0.89613
5736 | 2018-08-27 23:00 | 8 | August | 23 | 239 | 0 | 0 | 0 | 0 | 0 | 1.7169 | 0.12352 | 0.63126 | 2.4717 | 1.7169 | 0 | 0 | 0 | 0 | 0 | 0 | 0 | 0.12352 | 0 | 0 | 0.63126 | 0 | 0 | 0.56813
5737 | 2018-08-28 | 8 | August | 0 | 240 | 0 | 0 | 0 | 0 | 0 | 1.33 | 0.12352 | 0.34706 | 1.8005 | 1.33 | 0 | 0 | 0 | 0 | 0 | 0 | 0 | 0.12352 | 0 | 0 | 0.34706 | 0 | 0 | 0.31235
5738 | 2018-08-28 01:00 | 8 | August | 1 | 240 | 0 | 0 | 0 | 0 | 0 | 1.2259 | 0.12352 | 0.040439 | 1.3898 | 1.2259 | 0 | 0 | 0 | 0 | 0 | 0 | 0 | 0.12352 | 0 | 0 | 0.040439 | 0 | 0 | 0.036395
5739 | 2018-08-28 02:00 | 8 | August | 2 | 240 | 0 | 0 | 0 | 0 | 0 | 1.1661 | 0.23853 | 0.042189 | 1.4468 | 1.1661 | 0 | 0 | 0 | 0 | 0 | 0 | 0 | 0.23853 | 0 | 0 | 0.042189 | 0 | 0 | 0.03797
5740 | 2018-08-28 03:00 | 8 | August | 3 | 240 | 0 | 0 | 0 | 0 | 0 | 1.2058 | 0.23853 | 0 | 1.4443 | 1.2058 | 0 | 0 | 0 | 0 | 0 | 0 | 0 | 0.23853 | 0 | 0 | 0 | 0 | 0 | 0
5741 | 2018-08-28 04:00 | 8 | August | 4 | 240 | 0 | 0 | 0 | 0 | 0 | 1.4212 | 0.47239 | 0 | 1.8936 | 1.4212 | 0 | 0 | 0 | 0 | 0 | 0 | 0 | 0.47239 | 0 | 0 | 0 | 0 | 0 | 0
5742 | 2018-08-28 05:00 | 8 | August | 5 | 240 | 0.36402 | 0.36402 | 0.36402 | 0 | 0 | 1.8537 | 0.70241 | 0 | 2.5561 | 2.2178 | 0 | 0 | 0 | 0 | 0 | 0 | 0 | 0.70241 | 0 | 0 | 0 | 0 | 0 | 0
5743 | 2018-08-28 06:00 | 8 | August | 6 | 240 | 7.8395 | 2.8737 | 4.04 | 0 | 3.7996 | 0 | 0 | 0 | 0 | 2.8737 | 0 | 0 | 0 | 0 | 0 | 0 | 0 | 1.1663 | 0 | 0 | 0 | 0 | 0 | 0
5744 | 2018-08-28 07:00 | 8 | August | 7 | 240 | 11.8568 | 3.1189 | 4.2852 | 0 | 7.5716 | 0 | 0 | 0 | 0 | 3.1189 | 0 | 0 | 0 | 0 | 0 | 0 | 0 | 1.1663 | 0 | 0 | 0 | 0 | 0 | 0
5745 | 2018-08-28 08:00 | 8 | August | 8 | 240 | 15.237 | 3.1694 | 4.1019 | 0 | 11.1352 | 0 | 0 | 0 | 0 | 3.1694 | 0 | 0 | 0 | 0 | 0 | 0 | 0 | 0.93243 | 0 | 0 | 0 | 0 | 0 | 0
5746 | 2018-08-28 09:00 | 8 | August | 9 | 240 | 18.9033 | 3.07 | 3.8643 | 0 | 15.0389 | 0 | 0 | 0 | 0 | 3.07 | 0 | 0 | 0 | 0 | 0 | 0 | 0 | 0.5874 | 0 | 0 | 0.20694 | 0 | 0 | 0.18624
5747 | 2018-08-28 10:00 | 8 | August | 10 | 240 | 21.6205 | 3.1256 | 4.042 | 0 | 17.5784 | 0 | 0 | 0 | 0 | 3.1256 | 0 | 0 | 0 | 0 | 0 | 0 | 0 | 0.47239 | 0 | 0 | 0.44402 | 0 | 0 | 0.39962
5748 | 2018-08-28 11:00 | 8 | August | 11 | 240 | 22.9335 | 3.4523 | 4.5878 | 0 | 18.3458 | 0 | 0 | 0 | 0 | 3.4523 | 0 | 0 | 0 | 0 | 0 | 0 | 0 | 0.70241 | 0 | 0 | 0.43304 | 0 | 0 | 0.38973
5749 | 2018-08-28 12:00 | 8 | August | 12 | 240 | 23.2326 | 3.3472 | 5.1209 | 0 | 18.1117 | 0 | 0 | 0 | 0 | 3.3472 | 0 | 0 | 0 | 0 | 0 | 0 | 0 | 0.93243 | 0 | 0 | 0.84126 | 0 | 0 | 0.75713
5750 | 2018-08-28 13:00 | 8 | August | 13 | 240 | 22.2965 | 2.9159 | 4.6226 | 0 | 17.6739 | 0 | 0 | 0 | 0 | 2.9159 | 0 | 0 | 0 | 0 | 0 | 0 | 0 | 0.5874 | 0 | 0 | 1.1192 | 0 | 0 | 1.0073
5751 | 2018-08-28 14:00 | 8 | August | 14 | 240 | 19.1763 | 2.648 | 4.0006 | 0 | 15.1757 | 0 | 0 | 0 | 0 | 2.648 | 0 | 0 | 0 | 0 | 0 | 0 | 0 | 0.35355 | 0 | 0 | 0.99905 | 0 | 0 | 0.89914
5752 | 2018-08-28 15:00 | 8 | August | 15 | 240 | 14.548 | 2.5656 | 3.5224 | 0 | 11.0256 | 0 | 0 | 0 | 0 | 2.5656 | 0 | 0 | 0 | 0 | 0 | 0 | 0 | 0.35355 | 0 | 0 | 0.6033 | 0 | 0 | 0.54297
5753 | 2018-08-28 16:00 | 8 | August | 16 | 240 | 10.8557 | 2.7248 | 4.5174 | 0 | 6.3383 | 0 | 0 | 0 | 0 | 2.7248 | 0 | 0 | 0 | 0 | 0.024985 | 0 | 0 | 0.5874 | 0 | 0 | 1.1803 | 0 | 0 | 1.0622
5754 | 2018-08-28 17:00 | 8 | August | 17 | 240 | 5.7854 | 3.1303 | 5.7854 | 0 | 0 | 0 | 0 | 1.5506 | 1.5506 | 3.1303 | 0 | 0 | 0 | 0 | 1.4338 | 0 | 0 | 0.70241 | 0 | 0 | 2.0695 | 0 | 0 | 1.8626
5755 | 2018-08-28 18:00 | 8 | August | 18 | 240 | 0.11701 | 0.11701 | 0.11701 | 0 | 0 | 3.4868 | 2.2484 | 2.6644 | 8.3996 | 3.6038 | 0 | 0 | 0 | 0 | 1.546 | 0 | 0 | 0.70241 | 0 | 0 | 2.6644 | 0 | 0 | 2.398
5756 | 2018-08-28 19:00 | 8 | August | 19 | 240 | 0 | 0 | 0 | 0 | 0 | 3.6332 | 2.0402 | 2.5359 | 8.2093 | 3.6332 | 0 | 0 | 0 | 0 | 1.4528 | 0 | 0 | 0.5874 | 0 | 0 | 2.5359 | 0 | 0 | 2.2823
5757 | 2018-08-28 20:00 | 8 | August | 20 | 240 | 0 | 0 | 0 | 0 | 0 | 3.4466 | 1.6129 | 1.8296 | 6.8892 | 3.4466 | 0 | 0 | 0 | 0 | 1.1405 | 0 | 0 | 0.47239 | 0 | 0 | 1.8296 | 0 | 0 | 1.6467
5758 | 2018-08-28 21:00 | 8 | August | 21 | 240 | 0 | 0 | 0 | 0 | 0 | 3.1782 | 1.1979 | 1.4543 | 5.8304 | 3.1782 | 0 | 0 | 0 | 0 | 0.95936 | 0 | 0 | 0.23853 | 0 | 0 | 1.4543 | 0 | 0 | 1.3089
5759 | 2018-08-28 22:00 | 8 | August | 22 | 240 | 0 | 0 | 0 | 0 | 0 | 2.5099 | 0.66216 | 0.9957 | 4.1678 | 2.5099 | 0 | 0 | 0 | 0 | 0.42362 | 0 | 0 | 0.23853 | 0 | 0 | 0.9957 | 0 | 0 | 0.89613
5760 | 2018-08-28 23:00 | 8 | August | 23 | 240 | 0 | 0 | 0 | 0 | 0 | 1.7169 | 0.12752 | 0.63126 | 2.4757 | 1.7169 | 0 | 0 | 0 | 0 | 0.0039948 | 0 | 0 | 0.12352 | 0 | 0 | 0.63126 | 0 | 0 | 0.56813
5761 | 2018-08-29 | 8 | August | 0 | 241 | 0 | 0 | 0 | 0 | 0 | 1.33 | 0.12352 | 0.34706 | 1.8005 | 1.33 | 0 | 0 | 0 | 0 | 0 | 0 | 0 | 0.12352 | 0 | 0 | 0.34706 | 0 | 0 | 0.31235
5762 | 2018-08-29 01:00 | 8 | August | 1 | 241 | 0 | 0 | 0 | 0 | 0 | 1.2259 | 0.12352 | 0.040439 | 1.3898 | 1.2259 | 0 | 0 | 0 | 0 | 0 | 0 | 0 | 0.12352 | 0 | 0 | 0.040439 | 0 | 0 | 0.036395
5763 | 2018-08-29 02:00 | 8 | August | 2 | 241 | 0 | 0 | 0 | 0 | 0 | 1.1661 | 0.23853 | 0.042189 | 1.4468 | 1.1661 | 0 | 0 | 0 | 0 | 0 | 0 | 0 | 0.23853 | 0 | 0 | 0.042189 | 0 | 0 | 0.03797
5764 | 2018-08-29 03:00 | 8 | August | 3 | 241 | 0 | 0 | 0 | 0 | 0 | 1.2058 | 0.23853 | 0 | 1.4443 | 1.2058 | 0 | 0 | 0 | 0 | 0 | 0 | 0 | 0.23853 | 0 | 0 | 0 | 0 | 0 | 0
5765 | 2018-08-29 04:00 | 8 | August | 4 | 241 | 0 | 0 | 0 | 0 | 0 | 1.4212 | 0.47239 | 0 | 1.8936 | 1.4212 | 0 | 0 | 0 | 0 | 0 | 0 | 0 | 0.47239 | 0 | 0 | 0 | 0 | 0 | 0
5766 | 2018-08-29 05:00 | 8 | August | 5 | 241 | 0.39003 | 0.39003 | 0.39003 | 0 | 0 | 1.8277 | 0.70241 | 0 | 2.5301 | 2.2178 | 0 | 0 | 0 | 0 | 0 | 0 | 0 | 0.70241 | 0 | 0 | 0 | 0 | 0 | 0
5767 | 2018-08-29 06:00 | 8 | August | 6 | 241 | 8.6326 | 2.8737 | 4.04 | 0 | 4.5926 | 0 | 0 | 0 | 0 | 2.8737 | 0 | 0 | 0 | 0 | 0 | 0 | 0 | 1.1663 | 0 | 0 | 0 | 0 | 0 | 0
5768 | 2018-08-29 07:00 | 8 | August | 7 | 241 | 11.2848 | 3.1189 | 4.8107 | 0 | 6.4741 | 0 | 0 | 0 | 0 | 3.1189 | 0 | 0 | 0 | 0 | 0.52546 | 0 | 0 | 1.1663 | 0 | 0 | 0 | 0 | 0 | 0
5769 | 2018-08-29 08:00 | 8 | August | 8 | 241 | 13.5859 | 3.1694 | 5.6621 | 0 | 7.9238 | 0 | 0 | 0 | 0 | 3.1694 | 0 | 0 | 0 | 0 | 1.5602 | 0 | 0 | 0.93243 | 0 | 0 | 0 | 0 | 0 | 0
5770 | 2018-08-29 09:00 | 8 | August | 9 | 241 | 18.2272 | 3.07 | 5.6303 | 0 | 12.5969 | 0 | 0 | 0 | 0 | 3.07 | 0 | 0 | 0 | 0 | 1.766 | 0 | 0 | 0.5874 | 0 | 0 | 0.20694 | 0 | 0 | 0.18624
5771 | 2018-08-29 10:00 | 8 | August | 10 | 241 | 21.6075 | 3.1256 | 5.8336 | 0 | 15.7738 | 0 | 0 | 0 | 0 | 3.1256 | 0 | 0 | 0 | 0 | 1.7916 | 0 | 0 | 0.47239 | 0 | 0 | 0.44402 | 0 | 0 | 0.39962
5772 | 2018-08-29 11:00 | 8 | August | 11 | 241 | 23.7266 | 3.4523 | 7.372 | 0 | 16.3546 | 0 | 0 | 0 | 0 | 3.4523 | 0 | 0 | 0 | 0 | 2.7842 | 0 | 0 | 0.70241 | 0 | 0 | 0.43304 | 0 | 0 | 0.38973
5773 | 2018-08-29 12:00 | 8 | August | 12 | 241 | 22.4785 | 3.3472 | 8.3855 | 0 | 14.093 | 0 | 0 | 0 | 0 | 3.3472 | 0 | 0 | 0 | 0 | 3.2646 | 0 | 0 | 0.93243 | 0 | 0 | 0.84126 | 0 | 0 | 0.75713
5774 | 2018-08-29 13:00 | 8 | August | 13 | 241 | 21.1394 | 2.9159 | 7.4235 | 0 | 13.716 | 0 | 0 | 0 | 0 | 2.9159 | 0 | 0 | 0 | 0 | 2.8009 | 0 | 0 | 0.5874 | 0 | 0 | 1.1192 | 0 | 0 | 1.0073
5775 | 2018-08-29 14:00 | 8 | August | 14 | 241 | 17.3952 | 2.648 | 6.1755 | 0 | 11.2197 | 0 | 0 | 0 | 0 | 2.648 | 0 | 0 | 0 | 0 | 2.1749 | 0 | 0 | 0.35355 | 0 | 0 | 0.99905 | 0 | 0 | 0.89914
5776 | 2018-08-29 15:00 | 8 | August | 15 | 241 | 14.379 | 2.5656 | 5.221 | 0 | 9.1579 | 0 | 0 | 0 | 0 | 2.5656 | 0 | 0 | 0 | 0 | 1.6986 | 0 | 0 | 0.35355 | 0 | 0 | 0.6033 | 0 | 0 | 0.54297
5777 | 2018-08-29 16:00 | 8 | August | 16 | 241 | 9.8937 | 2.7248 | 6.01 | 0 | 3.8837 | 0 | 0 | 0 | 0 | 2.7248 | 0 | 0 | 0 | 0 | 1.5175 | 0 | 0 | 0.5874 | 0 | 0 | 1.1803 | 0 | 0 | 1.0622
5778 | 2018-08-29 17:00 | 8 | August | 17 | 241 | 4.4723 | 3.1303 | 4.4723 | 0 | 0 | 0 | 0.98523 | 2.0695 | 3.0548 | 3.1303 | 0 | 0 | 0 | 0 | 1.6248 | 0 | 0 | 0.70241 | 0 | 0 | 2.0695 | 0 | 0 | 1.8626
5779 | 2018-08-29 18:00 | 8 | August | 18 | 241 | 0.091006 | 0.091006 | 0.091006 | 0 | 0 | 3.5128 | 2.6174 | 2.6644 | 8.7945 | 3.6038 | 0 | 0 | 0 | 0 | 1.9149 | 0 | 0 | 0.70241 | 0 | 0 | 2.6644 | 0 | 0 | 2.398
5780 | 2018-08-29 19:00 | 8 | August | 19 | 241 | 0 | 0 | 0 | 0 | 0 | 3.6332 | 2.3639 | 2.5359 | 8.533 | 3.6332 | 0 | 0 | 0 | 0 | 1.7765 | 0 | 0 | 0.5874 | 0 | 0 | 2.5359 | 0 | 0 | 2.2823
5781 | 2018-08-29 20:00 | 8 | August | 20 | 241 | 0 | 0 | 0 | 0 | 0 | 3.4466 | 1.8942 | 1.8296 | 7.1705 | 3.4466 | 0 | 0 | 0 | 0 | 1.4218 | 0 | 0 | 0.47239 | 0 | 0 | 1.8296 | 0 | 0 | 1.6467
5782 | 2018-08-29 21:00 | 8 | August | 21 | 241 | 0 | 0 | 0 | 0 | 0 | 3.1782 | 1.4508 | 1.4543 | 6.0833 | 3.1782 | 0 | 0 | 0 | 0 | 1.2123 | 0 | 0 | 0.23853 | 0 | 0 | 1.4543 | 0 | 0 | 1.3089
5783 | 2018-08-29 22:00 | 8 | August | 22 | 241 | 0 | 0 | 0 | 0 | 0 | 2.5099 | 0.87351 | 0.9957 | 4.3791 | 2.5099 | 0 | 0 | 0 | 0 | 0.63498 | 0 | 0 | 0.23853 | 0 | 0 | 0.9957 | 0 | 0 | 0.89613
5784 | 2018-08-29 23:00 | 8 | August | 23 | 241 | 0 | 0 | 0 | 0 | 0 | 1.7169 | 0.29692 | 0.63126 | 2.6451 | 1.7169 | 0 | 0 | 0 | 0 | 0.17339 | 0 | 0 | 0.12352 | 0 | 0 | 0.63126 | 0 | 0 | 0.56813
5785 | 2018-08-30 | 8 | August | 0 | 242 | 0 | 0 | 0 | 0 | 0 | 1.33 | 0.12352 | 0.34706 | 1.8005 | 1.33 | 0 | 0 | 0 | 0 | 0 | 0 | 0 | 0.12352 | 0 | 0 | 0.34706 | 0 | 0 | 0.31235
5786 | 2018-08-30 01:00 | 8 | August | 1 | 242 | 0 | 0 | 0 | 0 | 0 | 1.2259 | 0.12352 | 0.040439 | 1.3898 | 1.2259 | 0 | 0 | 0 | 0 | 0 | 0 | 0 | 0.12352 | 0 | 0 | 0.040439 | 0 | 0 | 0.036395
5787 | 2018-08-30 02:00 | 8 | August | 2 | 242 | 0 | 0 | 0 | 0 | 0 | 1.1661 | 0.23853 | 0.042189 | 1.4468 | 1.1661 | 0 | 0 | 0 | 0 | 0 | 0 | 0 | 0.23853 | 0 | 0 | 0.042189 | 0 | 0 | 0.03797
5788 | 2018-08-30 03:00 | 8 | August | 3 | 242 | 0 | 0 | 0 | 0 | 0 | 1.2058 | 0.23853 | 0 | 1.4443 | 1.2058 | 0 | 0 | 0 | 0 | 0 | 0 | 0 | 0.23853 | 0 | 0 | 0 | 0 | 0 | 0
5789 | 2018-08-30 04:00 | 8 | August | 4 | 242 | 0 | 0 | 0 | 0 | 0 | 1.4212 | 0.47239 | 0 | 1.8936 | 1.4212 | 0 | 0 | 0 | 0 | 0 | 0 | 0 | 0.47239 | 0 | 0 | 0 | 0 | 0 | 0
5790 | 2018-08-30 05:00 | 8 | August | 5 | 242 | 0.39003 | 0.39003 | 0.39003 | 0 | 0 | 1.8277 | 0.70241 | 0 | 2.5301 | 2.2178 | 0 | 0 | 0 | 0 | 0 | 0 | 0 | 0.70241 | 0 | 0 | 0 | 0 | 0 | 0
5791 | 2018-08-30 06:00 | 8 | August | 6 | 242 | 8.8666 | 2.8737 | 4.04 | 0 | 4.8266 | 0 | 0 | 0 | 0 | 2.8737 | 0 | 0 | 0 | 0 | 0 | 0 | 0 | 1.1663 | 0 | 0 | 0 | 0 | 0 | 0
5792 | 2018-08-30 07:00 | 8 | August | 7 | 242 | 12.8579 | 3.1189 | 4.2852 | 0 | 8.5726 | 0 | 0 | 0 | 0 | 3.1189 | 0 | 0 | 0 | 0 | 0 | 0 | 0 | 1.1663 | 0 | 0 | 0 | 0 | 0 | 0
5793 | 2018-08-30 08:00 | 8 | August | 8 | 242 | 15.9131 | 3.1694 | 4.1019 | 0 | 11.8112 | 0 | 0 | 0 | 0 | 3.1694 | 0 | 0 | 0 | 0 | 0 | 0 | 0 | 0.93243 | 0 | 0 | 0 | 0 | 0 | 0
5794 | 2018-08-30 09:00 | 8 | August | 9 | 242 | 19.6183 | 3.07 | 4.5593 | 0 | 15.059 | 0 | 0 | 0 | 0 | 3.07 | 0 | 0 | 0 | 0 | 0.69498 | 0 | 0 | 0.5874 | 0 | 0 | 0.20694 | 0 | 0 | 0.18624
5795 | 2018-08-30 10:00 | 8 | August | 10 | 242 | 21.6725 | 3.1256 | 5.2543 | 0 | 16.4182 | 0 | 0 | 0 | 0 | 3.1256 | 0 | 0 | 0 | 0 | 1.2122 | 0 | 0 | 0.47239 | 0 | 0 | 0.44402 | 0 | 0 | 0.39962
5796 | 2018-08-30 11:00 | 8 | August | 11 | 242 | 23.4796 | 3.4523 | 6.0724 | 0 | 17.4072 | 0 | 0 | 0 | 0 | 3.4523 | 0 | 0 | 0 | 0 | 1.4846 | 0 | 0 | 0.70241 | 0 | 0 | 0.43304 | 0 | 0 | 0.38973
5797 | 2018-08-30 12:00 | 8 | August | 12 | 242 | 23.5836 | 3.3472 | 6.5888 | 0 | 16.9948 | 0 | 0 | 0 | 0 | 3.3472 | 0 | 0 | 0 | 0 | 1.4679 | 0 | 0 | 0.93243 | 0 | 0 | 0.84126 | 0 | 0 | 0.75713
5798 | 2018-08-30 13:00 | 8 | August | 13 | 242 | 21.8415 | 2.9159 | 5.9957 | 0 | 15.8458 | 0 | 0 | 0 | 0 | 2.9159 | 0 | 0 | 0 | 0 | 1.3731 | 0 | 0 | 0.5874 | 0 | 0 | 1.1192 | 0 | 0 | 1.0073
5799 | 2018-08-30 14:00 | 8 | August | 14 | 242 | 18.5522 | 2.648 | 5.286 | 0 | 13.2662 | 0 | 0 | 0 | 0 | 2.648 | 0 | 0 | 0 | 0 | 1.2854 | 0 | 0 | 0.35355 | 0 | 0 | 0.99905 | 0 | 0 | 0.89914
5800 | 2018-08-30 15:00 | 8 | August | 15 | 242 | 15.198 | 2.5656 | 4.7024 | 0 | 10.4956 | 0 | 0 | 0 | 0 | 2.5656 | 0 | 0 | 0 | 0 | 1.18 | 0 | 0 | 0.35355 | 0 | 0 | 0.6033 | 0 | 0 | 0.54297
5801 | 2018-08-30 16:00 | 8 | August | 16 | 242 | 11.3238 | 2.7248 | 5.5267 | 0 | 5.797 | 0 | 0 | 0 | 0 | 2.7248 | 0 | 0 | 0 | 0 | 1.0343 | 0 | 0 | 0.5874 | 0 | 0 | 1.1803 | 0 | 0 | 1.0622
5802 | 2018-08-30 17:00 | 8 | August | 17 | 242 | 7.2025 | 3.1303 | 6.9826 | 0 | 0.21984 | 0 | 0 | 0 | 0 | 3.1303 | 0 | 0 | 0 | 0 | 1.0804 | 0 | 0 | 0.70241 | 0 | 0 | 2.0695 | 0 | 0 | 1.8626
5803 | 2018-08-30 18:00 | 8 | August | 18 | 242 | 0.11701 | 0.11701 | 0.11701 | 0 | 0 | 3.4868 | 2.0425 | 2.6644 | 8.1936 | 3.6038 | 0 | 0 | 0 | 0 | 1.34 | 0 | 0 | 0.70241 | 0 | 0 | 2.6644 | 0 | 0 | 2.398
5804 | 2018-08-30 19:00 | 8 | August | 19 | 242 | 0 | 0 | 0 | 0 | 0 | 3.6332 | 1.8122 | 2.5359 | 7.9812 | 3.6332 | 0 | 0 | 0 | 0 | 1.2248 | 0 | 0 | 0.5874 | 0 | 0 | 2.5359 | 0 | 0 | 2.2823
5805 | 2018-08-30 20:00 | 8 | August | 20 | 242 | 0 | 0 | 0 | 0 | 0 | 3.4466 | 1.3576 | 1.8296 | 6.6339 | 3.4466 | 0 | 0 | 0 | 0 | 0.88521 | 0 | 0 | 0.47239 | 0 | 0 | 1.8296 | 0 | 0 | 1.6467
5806 | 2018-08-30 21:00 | 8 | August | 21 | 242 | 0 | 0 | 0 | 0 | 0 | 3.1782 | 0.91452 | 1.4543 | 5.547 | 3.1782 | 0 | 0 | 0 | 0 | 0.67598 | 0 | 0 | 0.23853 | 0 | 0 | 1.4543 | 0 | 0 | 1.3089
5807 | 2018-08-30 22:00 | 8 | August | 22 | 242 | 0 | 0 | 0 | 0 | 0 | 2.5099 | 0.35304 | 0.9957 | 3.8586 | 2.5099 | 0 | 0 | 0 | 0 | 0.1145 | 0 | 0 | 0.23853 | 0 | 0 | 0.9957 | 0 | 0 | 0.89613
5808 | 2018-08-30 23:00 | 8 | August | 23 | 242 | 0 | 0 | 0 | 0 | 0 | 1.7169 | 0.12352 | 0.12317 | 1.9636 | 1.7169 | 0 | 0 | 0 | 0 | 0 | 0 | 0 | 0.12352 | 0 | 0 | 0.12317 | 0 | 0 | 0.11085
5809 | 2018-08-31 | 8 | August | 0 | 243 | 0 | 0 | 0 | 0 | 0 | 1.33 | 0.12352 | 0.091347 | 1.5448 | 1.33 | 0 | 0 | 0 | 0 | 0 | 0 | 0 | 0.12352 | 0 | 0 | 0.091347 | 0 | 0 | 0.082212
5810 | 2018-08-31 01:00 | 8 | August | 1 | 243 | 0 | 0 | 0 | 0 | 0 | 1.2259 | 0.12352 | 0 | 1.3494 | 1.2259 | 0 | 0 | 0 | 0 | 0 | 0 | 0 | 0.12352 | 0 | 0 | 0 | 0 | 0 | 0
5811 | 2018-08-31 02:00 | 8 | August | 2 | 243 | 0 | 0 | 0 | 0 | 0 | 1.1661 | 0.23853 | 0.11659 | 1.5212 | 1.1661 | 0 | 0 | 0 | 0 | 0 | 0 | 0 | 0.23853 | 0 | 0 | 0.11659 | 0 | 0 | 0.10493
5812 | 2018-08-31 03:00 | 8 | August | 3 | 243 | 0 | 0 | 0 | 0 | 0 | 1.2058 | 0.23853 | 0.042301 | 1.4866 | 1.2058 | 0 | 0 | 0 | 0 | 0 | 0 | 0 | 0.23853 | 0 | 0 | 0.042301 | 0 | 0 | 0.038071
5813 | 2018-08-31 04:00 | 8 | August | 4 | 243 | 0 | 0 | 0 | 0 | 0 | 1.4212 | 0.47239 | 0.039756 | 1.9333 | 1.4212 | 0 | 0 | 0 | 0 | 0 | 0 | 0 | 0.47239 | 0 | 0 | 0.039756 | 0 | 0 | 0.035781
5814 | 2018-08-31 05:00 | 8 | August | 5 | 243 | 0.29902 | 0.29902 | 0.29902 | 0 | 0 | 1.9187 | 0.70241 | 0 | 2.6211 | 2.2178 | 0 | 0 | 0 | 0 | 0 | 0 | 0 | 0.70241 | 0 | 0 | 0 | 0 | 0 | 0
5815 | 2018-08-31 06:00 | 8 | August | 6 | 243 | 8.2816 | 2.8737 | 4.04 | 0 | 4.2416 | 0 | 0 | 0 | 0 | 2.8737 | 0 | 0 | 0 | 0 | 0 | 0 | 0 | 1.1663 | 0 | 0 | 0 | 0 | 0 | 0
5816 | 2018-08-31 07:00 | 8 | August | 7 | 243 | 12.4548 | 3.1189 | 4.2852 | 0 | 8.1696 | 0 | 0 | 0 | 0 | 3.1189 | 0 | 0 | 0 | 0 | 0 | 0 | 0 | 1.1663 | 0 | 0 | 0 | 0 | 0 | 0
5817 | 2018-08-31 08:00 | 8 | August | 8 | 243 | 16.3941 | 3.1694 | 4.1019 | 0 | 12.2922 | 0 | 0 | 0 | 0 | 3.1694 | 0 | 0 | 0 | 0 | 0 | 0 | 0 | 0.93243 | 0 | 0 | 0 | 0 | 0 | 0
5818 | 2018-08-31 09:00 | 8 | August | 9 | 243 | 20.4894 | 3.07 | 5.6415 | 0 | 14.8479 | 0 | 0 | 0 | 0 | 3.07 | 0 | 0 | 0 | 0 | 1.8184 | 0 | 0 | 0.5874 | 0 | 0 | 0.16574 | 0 | 0 | 0.14917
5819 | 2018-08-31 10:00 | 8 | August | 10 | 243 | 23.5576 | 3.1256 | 6.6938 | 0 | 16.8638 | 0 | 0 | 0 | 0 | 3.1256 | 0 | 0 | 0 | 0 | 2.6975 | 0 | 0 | 0.47239 | 0 | 0 | 0.39821 | 0 | 0 | 0.35839
5820 | 2018-08-31 11:00 | 8 | August | 11 | 243 | 25.3387 | 3.4523 | 7.7327 | 0 | 17.606 | 0 | 0 | 0 | 0 | 3.4523 | 0 | 0 | 0 | 0 | 3.1821 | 0 | 0 | 0.70241 | 0 | 0 | 0.39589 | 0 | 0 | 0.3563
5821 | 2018-08-31 12:00 | 8 | August | 12 | 243 | 25.0527 | 3.3472 | 8.583 | 0 | 16.4697 | 0 | 0 | 0 | 0 | 3.3472 | 0 | 0 | 0 | 0 | 3.3586 | 0 | 0 | 0.93243 | 0 | 0 | 0.94478 | 0 | 0 | 0.8503
5822 | 2018-08-31 13:00 | 8 | August | 13 | 243 | 23.2196 | 2.9159 | 8.1236 | 0 | 15.096 | 0 | 0 | 0 | 0 | 2.9159 | 0 | 0 | 0 | 0 | 3.2557 | 0 | 0 | 0.5874 | 0 | 0 | 1.3646 | 0 | 0 | 1.2281
5823 | 2018-08-31 14:00 | 8 | August | 14 | 243 | 19.8913 | 2.648 | 7.2395 | 0 | 12.6518 | 0 | 0 | 0 | 0 | 2.648 | 0 | 0 | 0 | 0 | 3.0615 | 0 | 0 | 0.35355 | 0 | 0 | 1.1765 | 0 | 0 | 1.0589
5824 | 2018-08-31 15:00 | 8 | August | 15 | 243 | 15.8221 | 2.5656 | 6.6461 | 0 | 9.176 | 0 | 0 | 0 | 0 | 2.5656 | 0 | 0 | 0 | 0 | 2.7546 | 0 | 0 | 0.35355 | 0 | 0 | 0.97242 | 0 | 0 | 0.87517
5825 | 2018-08-31 16:00 | 8 | August | 16 | 243 | 12.2468 | 2.7248 | 7.1722 | 0 | 5.0746 | 0 | 0 | 0 | 0 | 2.7248 | 0 | 0 | 0 | 0 | 2.4015 | 0 | 0 | 0.5874 | 0 | 0 | 1.4586 | 0 | 0 | 1.3127
5826 | 2018-08-31 17:00 | 8 | August | 17 | 243 | 7.6965 | 3.1303 | 7.6629 | 0 | 0.033575 | 0 | 0 | 0 | 0 | 3.1303 | 0 | 0 | 0 | 0 | 2.1747 | 0 | 0 | 0.70241 | 0 | 0 | 1.6556 | 0 | 0 | 1.49
5827 | 2018-08-31 18:00 | 8 | August | 18 | 243 | 0.11701 | 0.11701 | 0.11701 | 0 | 0 | 3.4868 | 2.9995 | 2.1629 | 8.6491 | 3.6038 | 0 | 0 | 0 | 0 | 2.297 | 0 | 0 | 0.70241 | 0 | 0 | 2.1629 | 0 | 0 | 1.9466
5828 | 2018-08-31 19:00 | 8 | August | 19 | 243 | 0 | 0 | 0 | 0 | 0 | 3.6332 | 2.6665 | 2.087 | 8.3867 | 3.6332 | 0 | 0 | 0 | 0 | 2.0791 | 0 | 0 | 0.5874 | 0 | 0 | 2.087 | 0 | 0 | 1.8783
5829 | 2018-08-31 20:00 | 8 | August | 20 | 243 | 0 | 0 | 0 | 0 | 0 | 3.4466 | 2.1122 | 1.7154 | 7.2743 | 3.4466 | 0 | 0 | 0 | 0 | 1.6398 | 0 | 0 | 0.47239 | 0 | 0 | 1.7154 | 0 | 0 | 1.5439
5830 | 2018-08-31 21:00 | 8 | August | 21 | 243 | 0 | 0 | 0 | 0 | 0 | 3.1782 | 1.569 | 1.2558 | 6.003 | 3.1782 | 0 | 0 | 0 | 0 | 1.3305 | 0 | 0 | 0.23853 | 0 | 0 | 1.2558 | 0 | 0 | 1.1302
5831 | 2018-08-31 22:00 | 8 | August | 22 | 243 | 0 | 0 | 0 | 0 | 0 | 2.5099 | 0.92297 | 0.75773 | 4.1906 | 2.5099 | 0 | 0 | 0 | 0 | 0.68444 | 0 | 0 | 0.23853 | 0 | 0 | 0.75773 | 0 | 0 | 0.68195
5832 | 2018-08-31 23:00 | 8 | August | 23 | 243 | 0 | 0 | 0 | 0 | 0 | 1.7169 | 0.27687 | 0.49733 | 2.4911 | 1.7169 | 0 | 0 | 0 | 0 | 0.15334 | 0 | 0 | 0.12352 | 0 | 0 | 0.49733 | 0 | 0 | 0.4476
5833 | 2018-09-01 | 9 | September | 0 | 244 | 0 | 0 | 0 | 0 | 0 | 1.33 | 0.12352 | 0 | 1.4535 | 1.33 | 0 | 0 | 0 | 0 | 0 | 0 | 0 | 0.12352 | 0 | 0 | 0 | 0 | 0 | 0
5834 | 2018-09-01 01:00 | 9 | September | 1 | 244 | 0 | 0 | 0 | 0 | 0 | 1.2259 | 0.12352 | 0 | 1.3494 | 1.2259 | 0 | 0 | 0 | 0 | 0 | 0 | 0 | 0.12352 | 0 | 0 | 0 | 0 | 0 | 0
5835 | 2018-09-01 02:00 | 9 | September | 2 | 244 | 0 | 0 | 0 | 0 | 0 | 1.1661 | 0.12352 | 0.085531 | 1.3752 | 1.1661 | 0 | 0 | 0 | 0 | 0 | 0 | 0 | 0.12352 | 0 | 0 | 0.085531 | 0 | 0 | 0.076978
5836 | 2018-09-01 03:00 | 9 | September | 3 | 244 | 0 | 0 | 0 | 0 | 0 | 1.2058 | 0.12352 | 0.025909 | 1.3552 | 1.2058 | 0 | 0 | 0 | 0 | 0 | 0 | 0 | 0.12352 | 0 | 0 | 0.025909 | 0 | 0 | 0.023318
5837 | 2018-09-01 04:00 | 9 | September | 4 | 244 | 0 | 0 | 0 | 0 | 0 | 1.4212 | 0.12352 | 0.055915 | 1.6006 | 1.4212 | 0 | 0 | 0 | 0 | 0 | 0 | 0 | 0.12352 | 0 | 0 | 0.055915 | 0 | 0 | 0.050323
5838 | 2018-09-01 05:00 | 9 | September | 5 | 244 | 0.49403 | 0.49403 | 0.49403 | 0 | 0 | 1.7237 | 0.23853 | 0 | 1.9623 | 2.2178 | 0 | 0 | 0 | 0 | 0 | 0 | 0 | 0.23853 | 0 | 0 | 0 | 0 | 0 | 0
5839 | 2018-09-01 06:00 | 9 | September | 6 | 244 | 10.4267 | 2.8737 | 3.3461 | 0 | 7.0806 | 0 | 0 | 0 | 0 | 2.8737 | 0 | 0 | 0 | 0 | 0 | 0 | 0 | 0.47239 | 0 | 0 | 0 | 0 | 0 | 0
5840 | 2018-09-01 07:00 | 9 | September | 7 | 244 | 15.9651 | 3.1189 | 3.8214 | 0 | 12.1437 | 0 | 0 | 0 | 0 | 3.1189 | 0 | 0 | 0 | 0 | 0 | 0 | 0 | 0.70241 | 0 | 0 | 0 | 0 | 0 | 0
5841 | 2018-09-01 08:00 | 9 | September | 8 | 244 | 18.1492 | 3.1694 | 3.8718 | 0 | 14.2774 | 0 | 0 | 0 | 0 | 3.1694 | 0 | 0 | 0 | 0 | 0 | 0 | 0 | 0.70241 | 0 | 0 | 0 | 0 | 0 | 0
5842 | 2018-09-01 09:00 | 9 | September | 9 | 244 | 14.158 | 3.07 | 3.9305 | 0 | 10.2275 | 0 | 0 | 0 | 0 | 3.07 | 0 | 0 | 0 | 0 | 0 | 0 | 0 | 0.5874 | 0 | 0 | 0.27308 | 0 | 0 | 0.24577
5843 | 2018-09-01 10:00 | 9 | September | 10 | 244 | 12.2208 | 3.1256 | 4.0581 | 0 | 8.1628 | 0 | 0 | 0 | 0 | 3.1256 | 0 | 0 | 0 | 0 | 0 | 0 | 0 | 0.35738 | 0 | 0 | 0.57504 | 0 | 0 | 0.51754
5844 | 2018-09-01 11:00 | 9 | September | 11 | 244 | 8.8406 | 3.4523 | 4.5342 | 0 | 4.3064 | 0 | 0 | 0 | 0 | 3.4523 | 0 | 0 | 0 | 0 | 0 | 0 | 0 | 0.5874 | 0 | 0 | 0.49448 | 0 | 0 | 0.44503
5845 | 2018-09-01 12:00 | 9 | September | 12 | 244 | 7.9435 | 3.3472 | 4.8525 | 0 | 3.091 | 0 | 0 | 0 | 0 | 3.3472 | 0 | 0 | 0 | 0 | 0 | 0 | 0 | 0.70241 | 0 | 0 | 0.80292 | 0 | 0 | 0.72263
5846 | 2018-09-01 13:00 | 9 | September | 13 | 244 | 5.1353 | 2.9159 | 5.0467 | 0 | 0.088694 | 0 | 0 | 0 | 0 | 2.9159 | 0 | 0 | 0 | 0 | 0 | 0 | 0 | 0.70241 | 0 | 0 | 1.4283 | 0 | 0 | 1.2855
5847 | 2018-09-01 14:00 | 9 | September | 14 | 244 | 5.1353 | 2.648 | 4.2622 | 0 | 0.8731 | 0 | 0 | 0 | 0 | 2.648 | 0 | 0 | 0 | 0 | 0 | 0 | 0 | 0.5874 | 0 | 0 | 1.0268 | 0 | 0 | 0.92416
5848 | 2018-09-01 15:00 | 9 | September | 15 | 244 | 5.7334 | 2.5656 | 3.8848 | 0 | 1.8486 | 0 | 0 | 0 | 0 | 2.5656 | 0 | 0 | 0 | 0 | 0 | 0 | 0 | 0.5874 | 0 | 0 | 0.73184 | 0 | 0 | 0.65866
5849 | 2018-09-01 16:00 | 9 | September | 16 | 244 | 4.8623 | 2.7248 | 4.609 | 0 | 0.25329 | 0 | 0 | 0 | 0 | 2.7248 | 0 | 0 | 0 | 0 | 0 | 0 | 0 | 1.0513 | 0 | 0 | 0.83299 | 0 | 0 | 0.74969
5850 | 2018-09-01 17:00 | 9 | September | 17 | 244 | 6.6434 | 3.1303 | 5.1678 | 0 | 1.4756 | 0 | 0 | 0 | 0 | 3.1303 | 0 | 0 | 0 | 0 | 0 | 0 | 0 | 0.81742 | 0 | 0 | 1.2201 | 0 | 0 | 1.0981
5851 | 2018-09-01 18:00 | 9 | September | 18 | 244 | 0.065004 | 0.065004 | 0.065004 | 0 | 0 | 3.5388 | 0.47239 | 1.9034 | 5.9146 | 3.6038 | 0 | 0 | 0 | 0 | 0 | 0 | 0 | 0.47239 | 0 | 0 | 1.9034 | 0 | 0 | 1.7131
5852 | 2018-09-01 19:00 | 9 | September | 19 | 244 | 0 | 0 | 0 | 0 | 0 | 3.6332 | 0.47239 | 1.7545 | 5.86 | 3.6332 | 0 | 0 | 0 | 0 | 0 | 0 | 0 | 0.47239 | 0 | 0 | 1.7545 | 0 | 0 | 1.579
5853 | 2018-09-01 20:00 | 9 | September | 20 | 244 | 0 | 0 | 0 | 0 | 0 | 3.4466 | 0.23853 | 1.2804 | 4.9655 | 3.4466 | 0 | 0 | 0 | 0 | 0 | 0 | 0 | 0.23853 | 0 | 0 | 1.2804 | 0 | 0 | 1.1523
5854 | 2018-09-01 21:00 | 9 | September | 21 | 244 | 0 | 0 | 0 | 0 | 0 | 3.1782 | 0.23853 | 0.99691 | 4.4136 | 3.1782 | 0 | 0 | 0 | 0 | 0 | 0 | 0 | 0.23853 | 0 | 0 | 0.99691 | 0 | 0 | 0.89722
5855 | 2018-09-01 22:00 | 9 | September | 22 | 244 | 0 | 0 | 0 | 0 | 0 | 2.5099 | 0.23853 | 0.5535 | 3.3019 | 2.5099 | 0 | 0 | 0 | 0 | 0 | 0 | 0 | 0.23853 | 0 | 0 | 0.5535 | 0 | 0 | 0.49815
5856 | 2018-09-01 23:00 | 9 | September | 23 | 244 | 0 | 0 | 0 | 0 | 0 | 1.7169 | 0.12352 | 0.49099 | 2.3314 | 1.7169 | 0 | 0 | 0 | 0 | 0 | 0 | 0 | 0.12352 | 0 | 0 | 0.49099 | 0 | 0 | 0.44189
5857 | 2018-09-02 | 9 | September | 0 | 245 | 0 | 0 | 0 | 0 | 0 | 1.5258 | 0.12352 | 0.59399 | 2.2433 | 1.5258 | 0 | 0 | 0 | 0 | 0 | 0 | 0 | 0.12352 | 0 | 0 | 0.59399 | 0 | 0 | 0.53459
5858 | 2018-09-02 01:00 | 9 | September | 1 | 245 | 0 | 0 | 0 | 0 | 0 | 1.2784 | 0.12352 | 0.39144 | 1.7934 | 1.2784 | 0 | 0 | 0 | 0 | 0 | 0 | 0 | 0.12352 | 0 | 0 | 0.39144 | 0 | 0 | 0.35229
5859 | 2018-09-02 02:00 | 9 | September | 2 | 245 | 0 | 0 | 0 | 0 | 0 | 1.231 | 0.12352 | 0.014074 | 1.3686 | 1.231 | 0 | 0 | 0 | 0 | 0 | 0 | 0 | 0.12352 | 0 | 0 | 0.014074 | 0 | 0 | 0.012667
5860 | 2018-09-02 03:00 | 9 | September | 3 | 245 | 0 | 0 | 0 | 0 | 0 | 1.2408 | 0.12352 | 0.026572 | 1.3909 | 1.2408 | 0 | 0 | 0 | 0 | 0 | 0 | 0 | 0.12352 | 0 | 0 | 0.026572 | 0 | 0 | 0.023914
5861 | 2018-09-02 04:00 | 9 | September | 4 | 245 | 0 | 0 | 0 | 0 | 0 | 1.2645 | 0.12352 | 0.02326 | 1.4113 | 1.2645 | 0 | 0 | 0 | 0 | 0 | 0 | 0 | 0.12352 | 0 | 0 | 0.02326 | 0 | 0 | 0.020934
5862 | 2018-09-02 05:00 | 9 | September | 5 | 245 | 0.11701 | 0.11701 | 0.11701 | 0 | 0 | 1.3959 | 0.12352 | 0 | 1.5194 | 1.5129 | 0 | 0 | 0 | 0 | 0 | 0 | 0 | 0.12352 | 0 | 0 | 0 | 0 | 0 | 0
5863 | 2018-09-02 06:00 | 9 | September | 6 | 245 | 1.4691 | 1.4691 | 1.4691 | 0 | 0 | 0.64973 | 0.12352 | 0 | 0.77325 | 2.1188 | 0 | 0 | 0 | 0 | 0 | 0 | 0 | 0.12352 | 0 | 0 | 0 | 0 | 0 | 0
5864 | 2018-09-02 07:00 | 9 | September | 7 | 245 | 2.9252 | 2.8459 | 2.9252 | 0 | 0 | 0 | 0.15919 | 0 | 0.15919 | 2.8459 | 0 | 0 | 0 | 0 | 0 | 0 | 0 | 0.23853 | 0 | 0 | 0 | 0 | 0 | 0
5865 | 2018-09-02 08:00 | 9 | September | 8 | 245 | 5.5514 | 3.4101 | 3.7674 | 0 | 1.7839 | 0 | 0 | 0 | 0 | 3.4101 | 0 | 0 | 0 | 0 | 0 | 0 | 0 | 0.35738 | 0 | 0 | 0 | 0 | 0 | 0
5866 | 2018-09-02 09:00 | 9 | September | 9 | 245 | 6.6434 | 3.5976 | 4.5977 | 0 | 2.0458 | 0 | 0 | 0 | 0 | 3.5976 | 0 | 0 | 0 | 0 | 0 | 0 | 0 | 0.70241 | 0 | 0 | 0.29766 | 0 | 0 | 0.2679
5867 | 2018-09-02 10:00 | 9 | September | 10 | 245 | 16.4201 | 3.7269 | 5.0364 | 0 | 11.3837 | 0 | 0 | 0 | 0 | 3.7269 | 0 | 0 | 0 | 0 | 0 | 0 | 0 | 0.70241 | 0 | 0 | 0.60708 | 0 | 0 | 0.54638
5868 | 2018-09-02 11:00 | 9 | September | 11 | 245 | 9.8807 | 3.9537 | 5.3635 | 0 | 4.5171 | 0 | 0 | 0 | 0 | 3.9537 | 0 | 0 | 0 | 0 | 0 | 0 | 0 | 0.93243 | 0 | 0 | 0.47745 | 0 | 0 | 0.4297
5869 | 2018-09-02 12:00 | 9 | September | 12 | 245 | 10.8037 | 3.8269 | 5.2715 | 0 | 5.5323 | 0 | 0 | 0 | 0 | 3.8269 | 0 | 0 | 0 | 0 | 0 | 0 | 0 | 0.93243 | 0 | 0 | 0.51211 | 0 | 0 | 0.4609
5870 | 2018-09-02 13:00 | 9 | September | 13 | 245 | 15.7701 | 3.4394 | 4.9622 | 0 | 10.8078 | 0 | 0 | 0 | 0 | 3.4394 | 0 | 0 | 0 | 0 | 0 | 0 | 0 | 0.81742 | 0 | 0 | 0.70537 | 0 | 0 | 0.63484
5871 | 2018-09-02 14:00 | 9 | September | 14 | 245 | 11.6488 | 3.2581 | 4.5188 | 0 | 7.13 | 0 | 0 | 0 | 0 | 3.2581 | 0 | 0 | 0 | 0 | 0 | 0 | 0 | 0.5874 | 0 | 0 | 0.6733 | 0 | 0 | 0.60597
5872 | 2018-09-02 15:00 | 9 | September | 15 | 245 | 10.5437 | 3.1849 | 4.3483 | 0 | 6.1954 | 0 | 0 | 0 | 0 | 3.1849 | 0 | 0 | 0 | 0 | 0 | 0 | 0 | 0.47239 | 0 | 0 | 0.691 | 0 | 0 | 0.6219
5873 | 2018-09-02 16:00 | 9 | September | 16 | 245 | 10.0107 | 3.2699 | 4.6745 | 0 | 5.3361 | 0 | 0 | 0 | 0 | 3.2699 | 0 | 0 | 0 | 0 | 0 | 0 | 0 | 0.5874 | 0 | 0 | 0.81723 | 0 | 0 | 0.73551
5874 | 2018-09-02 17:00 | 9 | September | 17 | 245 | 7.4365 | 3.6316 | 5.5453 | 0 | 1.8912 | 0 | 0 | 0 | 0 | 3.6316 | 0 | 0 | 0 | 0 | 0 | 0 | 0 | 0.70241 | 0 | 0 | 1.2113 | 0 | 0 | 1.0901
5875 | 2018-09-02 18:00 | 9 | September | 18 | 245 | 0.11701 | 0.11701 | 0.11701 | 0 | 0 | 3.8006 | 0.70241 | 1.9407 | 6.4437 | 3.9176 | 0 | 0 | 0 | 0 | 0 | 0 | 0 | 0.70241 | 0 | 0 | 1.9407 | 0 | 0 | 1.7466
5876 | 2018-09-02 19:00 | 9 | September | 19 | 245 | 0 | 0 | 0 | 0 | 0 | 3.7635 | 0.47239 | 2.17 | 6.406 | 3.7635 | 0 | 0 | 0 | 0 | 0 | 0 | 0 | 0.47239 | 0 | 0 | 2.17 | 0 | 0 | 1.953
5877 | 2018-09-02 20:00 | 9 | September | 20 | 245 | 0 | 0 | 0 | 0 | 0 | 3.3704 | 0.47239 | 1.905 | 5.7478 | 3.3704 | 0 | 0 | 0 | 0 | 0 | 0 | 0 | 0.47239 | 0 | 0 | 1.905 | 0 | 0 | 1.7145
5878 | 2018-09-02 21:00 | 9 | September | 21 | 245 | 0 | 0 | 0 | 0 | 0 | 3.2627 | 0.23853 | 1.5578 | 5.059 | 3.2627 | 0 | 0 | 0 | 0 | 0 | 0 | 0 | 0.23853 | 0 | 0 | 1.5578 | 0 | 0 | 1.402
5879 | 2018-09-02 22:00 | 9 | September | 22 | 245 | 0 | 0 | 0 | 0 | 0 | 2.7691 | 0.23853 | 0.88022 | 3.8878 | 2.7691 | 0 | 0 | 0 | 0 | 0 | 0 | 0 | 0.23853 | 0 | 0 | 0.88022 | 0 | 0 | 0.7922
5880 | 2018-09-02 23:00 | 9 | September | 23 | 245 | 0 | 0 | 0 | 0 | 0 | 1.9107 | 0.12352 | 0.73599 | 2.7702 | 1.9107 | 0 | 0 | 0 | 0 | 0 | 0 | 0 | 0.12352 | 0 | 0 | 0.73599 | 0 | 0 | 0.66239
5881 | 2018-09-03 | 9 | September | 0 | 246 | 0 | 0 | 0 | 0 | 0 | 2.0467 | 0.12352 | 0.37687 | 2.5471 | 2.0467 | 0 | 0 | 0 | 0 | 0 | 0 | 0 | 0.12352 | 0 | 0 | 0.37687 | 0 | 0 | 0.33918
5882 | 2018-09-03 01:00 | 9 | September | 1 | 246 | 0 | 0 | 0 | 0 | 0 | 1.5737 | 0.12352 | 0.57442 | 2.2716 | 1.5737 | 0 | 0 | 0 | 0 | 0 | 0 | 0 | 0.12352 | 0 | 0 | 0.57442 | 0 | 0 | 0.51697
5883 | 2018-09-03 02:00 | 9 | September | 2 | 246 | 0 | 0 | 0 | 0 | 0 | 1.3227 | 0.23853 | 0.34995 | 1.9112 | 1.3227 | 0 | 0 | 0 | 0 | 0 | 0 | 0 | 0.23853 | 0 | 0 | 0.34995 | 0 | 0 | 0.31496
5884 | 2018-09-03 03:00 | 9 | September | 3 | 246 | 0 | 0 | 0 | 0 | 0 | 1.2429 | 0.23853 | 0 | 1.4814 | 1.2429 | 0 | 0 | 0 | 0 | 0 | 0 | 0 | 0.23853 | 0 | 0 | 0 | 0 | 0 | 0
5885 | 2018-09-03 04:00 | 9 | September | 4 | 246 | 0 | 0 | 0 | 0 | 0 | 1.23 | 0.47239 | 0 | 1.7024 | 1.23 | 0 | 0 | 0 | 0 | 0 | 0 | 0 | 0.47239 | 0 | 0 | 0 | 0 | 0 | 0
5886 | 2018-09-03 05:00 | 9 | September | 5 | 246 | 0.33802 | 0.33802 | 0.33802 | 0 | 0 | 0.86725 | 0.70241 | 0 | 1.5697 | 1.2053 | 0 | 0 | 0 | 0 | 0 | 0 | 0 | 0.70241 | 0 | 0 | 0 | 0 | 0 | 0
5887 | 2018-09-03 06:00 | 9 | September | 6 | 246 | 9.6857 | 1.2578 | 2.4241 | 0 | 7.2615 | 0 | 0 | 0 | 0 | 1.2578 | 0 | 0 | 0 | 0 | 0 | 0 | 0 | 1.1663 | 0 | 0 | 0 | 0 | 0 | 0
5888 | 2018-09-03 07:00 | 9 | September | 7 | 246 | 12.8449 | 1.6324 | 2.7987 | 0 | 10.0462 | 0 | 0 | 0 | 0 | 1.6324 | 0 | 0 | 0 | 0 | 0 | 0 | 0 | 1.1663 | 0 | 0 | 0 | 0 | 0 | 0
5889 | 2018-09-03 08:00 | 9 | September | 8 | 246 | 14.782 | 2.5176 | 3.4501 | 0 | 11.3319 | 0 | 0 | 0 | 0 | 2.5176 | 0 | 0 | 0 | 0 | 0 | 0 | 0 | 0.93243 | 0 | 0 | 0 | 0 | 0 | 0
5890 | 2018-09-03 09:00 | 9 | September | 9 | 246 | 16.4071 | 3.5028 | 4.2971 | 0 | 12.11 | 0 | 0 | 0 | 0 | 3.5028 | 0 | 0 | 0 | 0 | 0 | 0 | 0 | 0.5874 | 0 | 0 | 0.20694 | 0 | 0 | 0.18624
5891 | 2018-09-03 10:00 | 9 | September | 10 | 246 | 20.5414 | 4.0459 | 4.9623 | 0 | 15.5791 | 0 | 0 | 0 | 0 | 4.0459 | 0 | 0 | 0 | 0 | 0 | 0 | 0 | 0.47239 | 0 | 0 | 0.44402 | 0 | 0 | 0.39962
5892 | 2018-09-03 11:00 | 9 | September | 11 | 246 | 17.0441 | 4.4401 | 5.5755 | 0 | 11.4686 | 0 | 0 | 0 | 0 | 4.4401 | 0 | 0 | 0 | 0 | 0 | 0 | 0 | 0.70241 | 0 | 0 | 0.43304 | 0 | 0 | 0.38973
5893 | 2018-09-03 12:00 | 9 | September | 12 | 246 | 12.2338 | 4.5168 | 6.2905 | 0 | 5.9433 | 0 | 0 | 0 | 0 | 4.5168 | 0 | 0 | 0 | 0 | 0 | 0 | 0 | 0.93243 | 0 | 0 | 0.84126 | 0 | 0 | 0.75713
5894 | 2018-09-03 13:00 | 9 | September | 13 | 246 | 7.1765 | 3.8145 | 5.5212 | 0 | 1.6553 | 0 | 0 | 0 | 0 | 3.8145 | 0 | 0 | 0 | 0 | 0 | 0 | 0 | 0.5874 | 0 | 0 | 1.1192 | 0 | 0 | 1.0073
5895 | 2018-09-03 14:00 | 9 | September | 14 | 246 | 9.4776 | 3.1694 | 4.522 | 0 | 4.9556 | 0 | 0 | 0 | 0 | 3.1694 | 0 | 0 | 0 | 0 | 0 | 0 | 0 | 0.35355 | 0 | 0 | 0.99905 | 0 | 0 | 0.89914
5896 | 2018-09-03 15:00 | 9 | September | 15 | 246 | 5.1613 | 2.7634 | 3.7203 | 0 | 1.4411 | 0 | 0 | 0 | 0 | 2.7634 | 0 | 0 | 0 | 0 | 0 | 0 | 0 | 0.35355 | 0 | 0 | 0.6033 | 0 | 0 | 0.54297
5897 | 2018-09-03 16:00 | 9 | September | 16 | 246 | 3.7313 | 2.4336 | 3.7313 | 0 | 0 | 0 | 0 | 0.47006 | 0.47006 | 2.4336 | 0 | 0 | 0 | 0 | 0 | 0 | 0 | 0.5874 | 0 | 0 | 1.1803 | 0 | 0 | 1.0622
5898 | 2018-09-03 17:00 | 9 | September | 17 | 246 | 1.4431 | 1.4431 | 1.4431 | 0 | 0 | 1.0148 | 0.70241 | 2.0695 | 3.7867 | 2.4579 | 0 | 0 | 0 | 0 | 0 | 0 | 0 | 0.70241 | 0 | 0 | 2.0695 | 0 | 0 | 1.8626
5899 | 2018-09-03 18:00 | 9 | September | 18 | 246 | 0.026002 | 0.026002 | 0.026002 | 0 | 0 | 2.7843 | 0.70241 | 2.6644 | 6.1511 | 2.8103 | 0 | 0 | 0 | 0 | 0 | 0 | 0 | 0.70241 | 0 | 0 | 2.6644 | 0 | 0 | 2.398
5900 | 2018-09-03 19:00 | 9 | September | 19 | 246 | 0 | 0 | 0 | 0 | 0 | 3.3333 | 0.5874 | 2.5359 | 6.4566 | 3.3333 | 0 | 0 | 0 | 0 | 0 | 0 | 0 | 0.5874 | 0 | 0 | 2.5359 | 0 | 0 | 2.2823
5901 | 2018-09-03 20:00 | 9 | September | 20 | 246 | 0 | 0 | 0 | 0 | 0 | 3.4858 | 0.47239 | 1.8296 | 5.7878 | 3.4858 | 0 | 0 | 0 | 0 | 0 | 0 | 0 | 0.47239 | 0 | 0 | 1.8296 | 0 | 0 | 1.6467
5902 | 2018-09-03 21:00 | 9 | September | 21 | 246 | 0 | 0 | 0 | 0 | 0 | 3.3019 | 0.23853 | 1.4543 | 4.9947 | 3.3019 | 0 | 0 | 0 | 0 | 0 | 0 | 0 | 0.23853 | 0 | 0 | 1.4543 | 0 | 0 | 1.3089
5903 | 2018-09-03 22:00 | 9 | September | 22 | 246 | 0 | 0 | 0 | 0 | 0 | 3.0896 | 0.23853 | 0.9957 | 4.3238 | 3.0896 | 0 | 0 | 0 | 0 | 0 | 0 | 0 | 0.23853 | 0 | 0 | 0.9957 | 0 | 0 | 0.89613
5904 | 2018-09-03 23:00 | 9 | September | 23 | 246 | 0 | 0 | 0 | 0 | 0 | 1.7169 | 0.12352 | 0.63126 | 2.4717 | 1.7169 | 0 | 0 | 0 | 0 | 0 | 0 | 0 | 0.12352 | 0 | 0 | 0.63126 | 0 | 0 | 0.56813
5905 | 2018-09-04 | 9 | September | 0 | 247 | 0 | 0 | 0 | 0 | 0 | 1.33 | 0.12352 | 0.34706 | 1.8005 | 1.33 | 0 | 0 | 0 | 0 | 0 | 0 | 0 | 0.12352 | 0 | 0 | 0.34706 | 0 | 0 | 0.31235
5906 | 2018-09-04 01:00 | 9 | September | 1 | 247 | 0 | 0 | 0 | 0 | 0 | 1.2259 | 0.12352 | 0.040439 | 1.3898 | 1.2259 | 0 | 0 | 0 | 0 | 0 | 0 | 0 | 0.12352 | 0 | 0 | 0.040439 | 0 | 0 | 0.036395
5907 | 2018-09-04 02:00 | 9 | September | 2 | 247 | 0 | 0 | 0 | 0 | 0 | 1.1661 | 0.23853 | 0.042189 | 1.4468 | 1.1661 | 0 | 0 | 0 | 0 | 0 | 0 | 0 | 0.23853 | 0 | 0 | 0.042189 | 0 | 0 | 0.03797
5908 | 2018-09-04 03:00 | 9 | September | 3 | 247 | 0 | 0 | 0 | 0 | 0 | 1.2058 | 0.23853 | 0 | 1.4443 | 1.2058 | 0 | 0 | 0 | 0 | 0 | 0 | 0 | 0.23853 | 0 | 0 | 0 | 0 | 0 | 0
5909 | 2018-09-04 04:00 | 9 | September | 4 | 247 | 0 | 0 | 0 | 0 | 0 | 1.4212 | 0.47239 | 0 | 1.8936 | 1.4212 | 0 | 0 | 0 | 0 | 0 | 0 | 0 | 0.47239 | 0 | 0 | 0 | 0 | 0 | 0
5910 | 2018-09-04 05:00 | 9 | September | 5 | 247 | 0.091006 | 0.091006 | 0.091006 | 0 | 0 | 2.1267 | 0.70241 | 0 | 2.8292 | 2.2178 | 0 | 0 | 0 | 0 | 0 | 0 | 0 | 0.70241 | 0 | 0 | 0 | 0 | 0 | 0
5911 | 2018-09-04 06:00 | 9 | September | 6 | 247 | 1.8981 | 1.8981 | 1.8981 | 0 | 0 | 0.97555 | 1.1663 | 0 | 2.1418 | 2.8737 | 0 | 0 | 0 | 0 | 0 | 0 | 0 | 1.1663 | 0 | 0 | 0 | 0 | 0 | 0
5912 | 2018-09-04 07:00 | 9 | September | 7 | 247 | 4.1473 | 3.1189 | 4.1473 | 0 | 0 | 0 | 0.13795 | 0 | 0.13795 | 3.1189 | 0 | 0 | 0 | 0 | 0 | 0 | 0 | 1.1663 | 0 | 0 | 0 | 0 | 0 | 0
5913 | 2018-09-04 08:00 | 9 | September | 8 | 247 | 6.9165 | 3.1694 | 4.1019 | 0 | 2.8146 | 0 | 0 | 0 | 0 | 3.1694 | 0 | 0 | 0 | 0 | 0 | 0 | 0 | 0.93243 | 0 | 0 | 0 | 0 | 0 | 0
5914 | 2018-09-04 09:00 | 9 | September | 9 | 247 | 9.1396 | 3.07 | 3.8643 | 0 | 5.2753 | 0 | 0 | 0 | 0 | 3.07 | 0 | 0 | 0 | 0 | 0 | 0 | 0 | 0.5874 | 0 | 0 | 0.20694 | 0 | 0 | 0.18624
5915 | 2018-09-04 10:00 | 9 | September | 10 | 247 | 10.5307 | 3.1256 | 4.042 | 0 | 6.4887 | 0 | 0 | 0 | 0 | 3.1256 | 0 | 0 | 0 | 0 | 0 | 0 | 0 | 0.47239 | 0 | 0 | 0.44402 | 0 | 0 | 0.39962
5916 | 2018-09-04 11:00 | 9 | September | 11 | 247 | 10.9077 | 3.4523 | 4.5878 | 0 | 6.32 | 0 | 0 | 0 | 0 | 3.4523 | 0 | 0 | 0 | 0 | 0 | 0 | 0 | 0.70241 | 0 | 0 | 0.43304 | 0 | 0 | 0.38973
5917 | 2018-09-04 12:00 | 9 | September | 12 | 247 | 10.8427 | 3.3472 | 5.1209 | 0 | 5.7218 | 0 | 0 | 0 | 0 | 3.3472 | 0 | 0 | 0 | 0 | 0 | 0 | 0 | 0.93243 | 0 | 0 | 0.84126 | 0 | 0 | 0.75713
5918 | 2018-09-04 13:00 | 9 | September | 13 | 247 | 10.0107 | 2.9159 | 4.6226 | 0 | 5.3881 | 0 | 0 | 0 | 0 | 2.9159 | 0 | 0 | 0 | 0 | 0 | 0 | 0 | 0.5874 | 0 | 0 | 1.1192 | 0 | 0 | 1.0073
5919 | 2018-09-04 14:00 | 9 | September | 14 | 247 | 8.7626 | 2.648 | 4.0006 | 0 | 4.762 | 0 | 0 | 0 | 0 | 2.648 | 0 | 0 | 0 | 0 | 0 | 0 | 0 | 0.35355 | 0 | 0 | 0.99905 | 0 | 0 | 0.89914
5920 | 2018-09-04 15:00 | 9 | September | 15 | 247 | 5.8114 | 2.5656 | 3.5224 | 0 | 2.289 | 0 | 0 | 0 | 0 | 2.5656 | 0 | 0 | 0 | 0 | 0 | 0 | 0 | 0.35355 | 0 | 0 | 0.6033 | 0 | 0 | 0.54297
5921 | 2018-09-04 16:00 | 9 | September | 16 | 247 | 3.4972 | 2.7248 | 3.4972 | 0 | 0 | 0 | 0 | 0.9952 | 0.9952 | 2.7248 | 0 | 0 | 0 | 0 | 0 | 0 | 0 | 0.5874 | 0 | 0 | 1.1803 | 0 | 0 | 1.0622
5922 | 2018-09-04 17:00 | 9 | September | 17 | 247 | 1.3261 | 1.3261 | 1.3261 | 0 | 0 | 1.8042 | 0.70241 | 2.0695 | 4.5761 | 3.1303 | 0 | 0 | 0 | 0 | 0 | 0 | 0 | 0.70241 | 0 | 0 | 2.0695 | 0 | 0 | 1.8626
5923 | 2018-09-04 18:00 | 9 | September | 18 | 247 | 0.013001 | 0.013001 | 0.013001 | 0 | 0 | 3.5908 | 0.70241 | 2.6644 | 6.9576 | 3.6038 | 0 | 0 | 0 | 0 | 0 | 0 | 0 | 0.70241 | 0 | 0 | 2.6644 | 0 | 0 | 2.398
5924 | 2018-09-04 19:00 | 9 | September | 19 | 247 | 0 | 0 | 0 | 0 | 0 | 3.6332 | 0.5874 | 2.5359 | 6.7565 | 3.6332 | 0 | 0 | 0 | 0 | 0 | 0 | 0 | 0.5874 | 0 | 0 | 2.5359 | 0 | 0 | 2.2823
5925 | 2018-09-04 20:00 | 9 | September | 20 | 247 | 0 | 0 | 0 | 0 | 0 | 3.4466 | 0.47239 | 1.8296 | 5.7487 | 3.4466 | 0 | 0 | 0 | 0 | 0 | 0 | 0 | 0.47239 | 0 | 0 | 1.8296 | 0 | 0 | 1.6467
5926 | 2018-09-04 21:00 | 9 | September | 21 | 247 | 0 | 0 | 0 | 0 | 0 | 3.1782 | 0.23853 | 1.4543 | 4.871 | 3.1782 | 0 | 0 | 0 | 0 | 0 | 0 | 0 | 0.23853 | 0 | 0 | 1.4543 | 0 | 0 | 1.3089
5927 | 2018-09-04 22:00 | 9 | September | 22 | 247 | 0 | 0 | 0 | 0 | 0 | 2.5099 | 0.23853 | 0.9957 | 3.7441 | 2.5099 | 0 | 0 | 0 | 0 | 0 | 0 | 0 | 0.23853 | 0 | 0 | 0.9957 | 0 | 0 | 0.89613
5928 | 2018-09-04 23:00 | 9 | September | 23 | 247 | 0 | 0 | 0 | 0 | 0 | 1.7169 | 0.12352 | 0.63126 | 2.4717 | 1.7169 | 0 | 0 | 0 | 0 | 0 | 0 | 0 | 0.12352 | 0 | 0 | 0.63126 | 0 | 0 | 0.56813
5929 | 2018-09-05 | 9 | September | 0 | 248 | 0 | 0 | 0 | 0 | 0 | 1.33 | 0.12352 | 0.34706 | 1.8005 | 1.33 | 0 | 0 | 0 | 0 | 0 | 0 | 0 | 0.12352 | 0 | 0 | 0.34706 | 0 | 0 | 0.31235
5930 | 2018-09-05 01:00 | 9 | September | 1 | 248 | 0 | 0 | 0 | 0 | 0 | 1.2259 | 0.12352 | 0.040439 | 1.3898 | 1.2259 | 0 | 0 | 0 | 0 | 0 | 0 | 0 | 0.12352 | 0 | 0 | 0.040439 | 0 | 0 | 0.036395
5931 | 2018-09-05 02:00 | 9 | September | 2 | 248 | 0 | 0 | 0 | 0 | 0 | 1.1661 | 0.23853 | 0.042189 | 1.4468 | 1.1661 | 0 | 0 | 0 | 0 | 0 | 0 | 0 | 0.23853 | 0 | 0 | 0.042189 | 0 | 0 | 0.03797
5932 | 2018-09-05 03:00 | 9 | September | 3 | 248 | 0 | 0 | 0 | 0 | 0 | 1.2058 | 0.23853 | 0 | 1.4443 | 1.2058 | 0 | 0 | 0 | 0 | 0 | 0 | 0 | 0.23853 | 0 | 0 | 0 | 0 | 0 | 0
5933 | 2018-09-05 04:00 | 9 | September | 4 | 248 | 0 | 0 | 0 | 0 | 0 | 1.4212 | 0.47239 | 0 | 1.8936 | 1.4212 | 0 | 0 | 0 | 0 | 0 | 0 | 0 | 0.47239 | 0 | 0 | 0 | 0 | 0 | 0
5934 | 2018-09-05 05:00 | 9 | September | 5 | 248 | 0.14301 | 0.14301 | 0.14301 | 0 | 0 | 2.0747 | 0.70241 | 0 | 2.7772 | 2.2178 | 0 | 0 | 0 | 0 | 0 | 0 | 0 | 0.70241 | 0 | 0 | 0 | 0 | 0 | 0
5935 | 2018-09-05 06:00 | 9 | September | 6 | 248 | 4.4853 | 2.8737 | 4.04 | 0 | 0.44533 | 0 | 0 | 0 | 0 | 2.8737 | 0 | 0 | 0 | 0 | 0 | 0 | 0 | 1.1663 | 0 | 0 | 0 | 0 | 0 | 0
5936 | 2018-09-05 07:00 | 9 | September | 7 | 248 | 8.2686 | 3.1189 | 4.2852 | 0 | 3.9833 | 0 | 0 | 0 | 0 | 3.1189 | 0 | 0 | 0 | 0 | 0 | 0 | 0 | 1.1663 | 0 | 0 | 0 | 0 | 0 | 0
5937 | 2018-09-05 08:00 | 9 | September | 8 | 248 | 11.7528 | 3.1694 | 4.1019 | 0 | 7.6509 | 0 | 0 | 0 | 0 | 3.1694 | 0 | 0 | 0 | 0 | 0 | 0 | 0 | 0.93243 | 0 | 0 | 0 | 0 | 0 | 0
5938 | 2018-09-05 09:00 | 9 | September | 9 | 248 | 14.392 | 3.07 | 3.8643 | 0 | 10.5276 | 0 | 0 | 0 | 0 | 3.07 | 0 | 0 | 0 | 0 | 0 | 0 | 0 | 0.5874 | 0 | 0 | 0.20694 | 0 | 0 | 0.18624
5939 | 2018-09-05 10:00 | 9 | September | 10 | 248 | 16.6801 | 3.1256 | 4.042 | 0 | 12.6381 | 0 | 0 | 0 | 0 | 3.1256 | 0 | 0 | 0 | 0 | 0 | 0 | 0 | 0.47239 | 0 | 0 | 0.44402 | 0 | 0 | 0.39962
5940 | 2018-09-05 11:00 | 9 | September | 11 | 248 | 18.0192 | 3.4523 | 4.5878 | 0 | 13.4315 | 0 | 0 | 0 | 0 | 3.4523 | 0 | 0 | 0 | 0 | 0 | 0 | 0 | 0.70241 | 0 | 0 | 0.43304 | 0 | 0 | 0.38973
5941 | 2018-09-05 12:00 | 9 | September | 12 | 248 | 18.4482 | 3.3472 | 5.1209 | 0 | 13.3273 | 0 | 0 | 0 | 0 | 3.3472 | 0 | 0 | 0 | 0 | 0 | 0 | 0 | 0.93243 | 0 | 0 | 0.84126 | 0 | 0 | 0.75713
5942 | 2018-09-05 13:00 | 9 | September | 13 | 248 | 17.3042 | 2.9159 | 4.6226 | 0 | 12.6816 | 0 | 0 | 0 | 0 | 2.9159 | 0 | 0 | 0 | 0 | 0 | 0 | 0 | 0.5874 | 0 | 0 | 1.1192 | 0 | 0 | 1.0073
5943 | 2018-09-05 14:00 | 9 | September | 14 | 248 | 14.665 | 2.648 | 4.0006 | 0 | 10.6644 | 0 | 0 | 0 | 0 | 2.648 | 0 | 0 | 0 | 0 | 0 | 0 | 0 | 0.35355 | 0 | 0 | 0.99905 | 0 | 0 | 0.89914
5944 | 2018-09-05 15:00 | 9 | September | 15 | 248 | 10.3877 | 2.5656 | 3.5224 | 0 | 6.8653 | 0 | 0 | 0 | 0 | 2.5656 | 0 | 0 | 0 | 0 | 0 | 0 | 0 | 0.35355 | 0 | 0 | 0.6033 | 0 | 0 | 0.54297
5945 | 2018-09-05 16:00 | 9 | September | 16 | 248 | 6.7475 | 2.7248 | 4.4924 | 0 | 2.255 | 0 | 0 | 0 | 0 | 2.7248 | 0 | 0 | 0 | 0 | 0 | 0 | 0 | 0.5874 | 0 | 0 | 1.1803 | 0 | 0 | 1.0622
5946 | 2018-09-05 17:00 | 9 | September | 17 | 248 | 2.9252 | 2.9252 | 2.9252 | 0 | 0 | 0.20508 | 0.70241 | 2.0695 | 2.977 | 3.1303 | 0 | 0 | 0 | 0 | 0 | 0 | 0 | 0.70241 | 0 | 0 | 2.0695 | 0 | 0 | 1.8626
5947 | 2018-09-05 18:00 | 9 | September | 18 | 248 | 0.026002 | 0.026002 | 0.026002 | 0 | 0 | 3.5778 | 0.70241 | 2.6644 | 6.9446 | 3.6038 | 0 | 0 | 0 | 0 | 0 | 0 | 0 | 0.70241 | 0 | 0 | 2.6644 | 0 | 0 | 2.398
5948 | 2018-09-05 19:00 | 9 | September | 19 | 248 | 0 | 0 | 0 | 0 | 0 | 3.6332 | 0.5874 | 2.5359 | 6.7565 | 3.6332 | 0 | 0 | 0 | 0 | 0 | 0 | 0 | 0.5874 | 0 | 0 | 2.5359 | 0 | 0 | 2.2823
5949 | 2018-09-05 20:00 | 9 | September | 20 | 248 | 0 | 0 | 0 | 0 | 0 | 3.4466 | 0.47239 | 1.8296 | 5.7487 | 3.4466 | 0 | 0 | 0 | 0 | 0 | 0 | 0 | 0.47239 | 0 | 0 | 1.8296 | 0 | 0 | 1.6467
5950 | 2018-09-05 21:00 | 9 | September | 21 | 248 | 0 | 0 | 0 | 0 | 0 | 3.1782 | 0.23853 | 1.4543 | 4.871 | 3.1782 | 0 | 0 | 0 | 0 | 0 | 0 | 0 | 0.23853 | 0 | 0 | 1.4543 | 0 | 0 | 1.3089
5951 | 2018-09-05 22:00 | 9 | September | 22 | 248 | 0 | 0 | 0 | 0 | 0 | 2.5099 | 0.23853 | 0.9957 | 3.7441 | 2.5099 | 0 | 0 | 0 | 0 | 0 | 0 | 0 | 0.23853 | 0 | 0 | 0.9957 | 0 | 0 | 0.89613
5952 | 2018-09-05 23:00 | 9 | September | 23 | 248 | 0 | 0 | 0 | 0 | 0 | 1.7169 | 0.12352 | 0.63126 | 2.4717 | 1.7169 | 0 | 0 | 0 | 0 | 0 | 0 | 0 | 0.12352 | 0 | 0 | 0.63126 | 0 | 0 | 0.56813
5953 | 2018-09-06 | 9 | September | 0 | 249 | 0 | 0 | 0 | 0 | 0 | 1.33 | 0.12352 | 0.34706 | 1.8005 | 1.33 | 0 | 0 | 0 | 0 | 0 | 0 | 0 | 0.12352 | 0 | 0 | 0.34706 | 0 | 0 | 0.31235
5954 | 2018-09-06 01:00 | 9 | September | 1 | 249 | 0 | 0 | 0 | 0 | 0 | 1.2259 | 0.12352 | 0.040439 | 1.3898 | 1.2259 | 0 | 0 | 0 | 0 | 0 | 0 | 0 | 0.12352 | 0 | 0 | 0.040439 | 0 | 0 | 0.036395
5955 | 2018-09-06 02:00 | 9 | September | 2 | 249 | 0 | 0 | 0 | 0 | 0 | 1.1661 | 0.23853 | 0.042189 | 1.4468 | 1.1661 | 0 | 0 | 0 | 0 | 0 | 0 | 0 | 0.23853 | 0 | 0 | 0.042189 | 0 | 0 | 0.03797
5956 | 2018-09-06 03:00 | 9 | September | 3 | 249 | 0 | 0 | 0 | 0 | 0 | 1.2058 | 0.23853 | 0 | 1.4443 | 1.2058 | 0 | 0 | 0 | 0 | 0 | 0 | 0 | 0.23853 | 0 | 0 | 0 | 0 | 0 | 0
5957 | 2018-09-06 04:00 | 9 | September | 4 | 249 | 0 | 0 | 0 | 0 | 0 | 1.4212 | 0.47239 | 0 | 1.8936 | 1.4212 | 0 | 0 | 0 | 0 | 0 | 0 | 0 | 0.47239 | 0 | 0 | 0 | 0 | 0 | 0
5958 | 2018-09-06 05:00 | 9 | September | 5 | 249 | 0.039003 | 0.039003 | 0.039003 | 0 | 0 | 2.1788 | 0.70241 | 0 | 2.8812 | 2.2178 | 0 | 0 | 0 | 0 | 0 | 0 | 0 | 0.70241 | 0 | 0 | 0 | 0 | 0 | 0
5959 | 2018-09-06 06:00 | 9 | September | 6 | 249 | 1.5471 | 1.5471 | 1.5471 | 0 | 0 | 1.3266 | 1.1663 | 0 | 2.4929 | 2.8737 | 0 | 0 | 0 | 0 | 0 | 0 | 0 | 1.1663 | 0 | 0 | 0 | 0 | 0 | 0
5960 | 2018-09-06 07:00 | 9 | September | 7 | 249 | 4.1473 | 3.1189 | 4.1473 | 0 | 0 | 0 | 0.13795 | 0 | 0.13795 | 3.1189 | 0 | 0 | 0 | 0 | 0 | 0 | 0 | 1.1663 | 0 | 0 | 0 | 0 | 0 | 0
5961 | 2018-09-06 08:00 | 9 | September | 8 | 249 | 7.6835 | 3.1694 | 4.1019 | 0 | 3.5816 | 0 | 0 | 0 | 0 | 3.1694 | 0 | 0 | 0 | 0 | 0 | 0 | 0 | 0.93243 | 0 | 0 | 0 | 0 | 0 | 0
5962 | 2018-09-06 09:00 | 9 | September | 9 | 249 | 10.2577 | 3.07 | 3.8643 | 0 | 6.3934 | 0 | 0 | 0 | 0 | 3.07 | 0 | 0 | 0 | 0 | 0 | 0 | 0 | 0.5874 | 0 | 0 | 0.20694 | 0 | 0 | 0.18624
5963 | 2018-09-06 10:00 | 9 | September | 10 | 249 | 11.8048 | 3.1256 | 4.042 | 0 | 7.7627 | 0 | 0 | 0 | 0 | 3.1256 | 0 | 0 | 0 | 0 | 0 | 0 | 0 | 0.47239 | 0 | 0 | 0.44402 | 0 | 0 | 0.39962
5964 | 2018-09-06 11:00 | 9 | September | 11 | 249 | 11.1027 | 3.4523 | 4.5878 | 0 | 6.515 | 0 | 0 | 0 | 0 | 3.4523 | 0 | 0 | 0 | 0 | 0 | 0 | 0 | 0.70241 | 0 | 0 | 0.43304 | 0 | 0 | 0.38973
5965 | 2018-09-06 12:00 | 9 | September | 12 | 249 | 12.5068 | 3.3472 | 5.1209 | 0 | 7.3859 | 0 | 0 | 0 | 0 | 3.3472 | 0 | 0 | 0 | 0 | 0 | 0 | 0 | 0.93243 | 0 | 0 | 0.84126 | 0 | 0 | 0.75713
5966 | 2018-09-06 13:00 | 9 | September | 13 | 249 | 11.7788 | 2.9159 | 4.6226 | 0 | 7.1562 | 0 | 0 | 0 | 0 | 2.9159 | 0 | 0 | 0 | 0 | 0 | 0 | 0 | 0.5874 | 0 | 0 | 1.1192 | 0 | 0 | 1.0073
5967 | 2018-09-06 14:00 | 9 | September | 14 | 249 | 9.6336 | 2.648 | 4.0006 | 0 | 5.6331 | 0 | 0 | 0 | 0 | 2.648 | 0 | 0 | 0 | 0 | 0 | 0 | 0 | 0.35355 | 0 | 0 | 0.99905 | 0 | 0 | 0.89914
5968 | 2018-09-06 15:00 | 9 | September | 15 | 249 | 7.3455 | 2.5656 | 3.5224 | 0 | 3.8231 | 0 | 0 | 0 | 0 | 2.5656 | 0 | 0 | 0 | 0 | 0 | 0 | 0 | 0.35355 | 0 | 0 | 0.6033 | 0 | 0 | 0.54297
5969 | 2018-09-06 16:00 | 9 | September | 16 | 249 | 3.9783 | 2.7248 | 3.9783 | 0 | 0 | 0 | 0 | 0.51416 | 0.51416 | 2.7248 | 0 | 0 | 0 | 0 | 0 | 0 | 0 | 0.5874 | 0 | 0 | 1.1803 | 0 | 0 | 1.0622
5970 | 2018-09-06 17:00 | 9 | September | 17 | 249 | 1.5991 | 1.5991 | 1.5991 | 0 | 0 | 1.5312 | 0.70241 | 2.0695 | 4.3031 | 3.1303 | 0 | 0 | 0 | 0 | 0 | 0 | 0 | 0.70241 | 0 | 0 | 2.0695 | 0 | 0 | 1.8626
5971 | 2018-09-06 18:00 | 9 | September | 18 | 249 | 0.026002 | 0.026002 | 0.026002 | 0 | 0 | 3.5778 | 0.70241 | 2.6644 | 6.9446 | 3.6038 | 0 | 0 | 0 | 0 | 0 | 0 | 0 | 0.70241 | 0 | 0 | 2.6644 | 0 | 0 | 2.398
5972 | 2018-09-06 19:00 | 9 | September | 19 | 249 | 0 | 0 | 0 | 0 | 0 | 3.6332 | 0.5874 | 2.5359 | 6.7565 | 3.6332 | 0 | 0 | 0 | 0 | 0 | 0 | 0 | 0.5874 | 0 | 0 | 2.5359 | 0 | 0 | 2.2823
5973 | 2018-09-06 20:00 | 9 | September | 20 | 249 | 0 | 0 | 0 | 0 | 0 | 3.4466 | 0.47239 | 1.8296 | 5.7487 | 3.4466 | 0 | 0 | 0 | 0 | 0 | 0 | 0 | 0.47239 | 0 | 0 | 1.8296 | 0 | 0 | 1.6467
5974 | 2018-09-06 21:00 | 9 | September | 21 | 249 | 0 | 0 | 0 | 0 | 0 | 3.1782 | 0.23853 | 1.4543 | 4.871 | 3.1782 | 0 | 0 | 0 | 0 | 0 | 0 | 0 | 0.23853 | 0 | 0 | 1.4543 | 0 | 0 | 1.3089
5975 | 2018-09-06 22:00 | 9 | September | 22 | 249 | 0 | 0 | 0 | 0 | 0 | 2.5099 | 0.23853 | 0.9957 | 3.7441 | 2.5099 | 0 | 0 | 0 | 0 | 0 | 0 | 0 | 0.23853 | 0 | 0 | 0.9957 | 0 | 0 | 0.89613
5976 | 2018-09-06 23:00 | 9 | September | 23 | 249 | 0 | 0 | 0 | 0 | 0 | 1.7169 | 0.12352 | 0.12317 | 1.9636 | 1.7169 | 0 | 0 | 0 | 0 | 0 | 0 | 0 | 0.12352 | 0 | 0 | 0.12317 | 0 | 0 | 0.11085
5977 | 2018-09-07 | 9 | September | 0 | 250 | 0 | 0 | 0 | 0 | 0 | 1.33 | 0.12352 | 0.091347 | 1.5448 | 1.33 | 0 | 0 | 0 | 0 | 0 | 0 | 0 | 0.12352 | 0 | 0 | 0.091347 | 0 | 0 | 0.082212
5978 | 2018-09-07 01:00 | 9 | September | 1 | 250 | 0 | 0 | 0 | 0 | 0 | 1.2259 | 0.12352 | 0 | 1.3494 | 1.2259 | 0 | 0 | 0 | 0 | 0 | 0 | 0 | 0.12352 | 0 | 0 | 0 | 0 | 0 | 0
5979 | 2018-09-07 02:00 | 9 | September | 2 | 250 | 0 | 0 | 0 | 0 | 0 | 1.1661 | 0.23853 | 0.11659 | 1.5212 | 1.1661 | 0 | 0 | 0 | 0 | 0 | 0 | 0 | 0.23853 | 0 | 0 | 0.11659 | 0 | 0 | 0.10493
5980 | 2018-09-07 03:00 | 9 | September | 3 | 250 | 0 | 0 | 0 | 0 | 0 | 1.2058 | 0.23853 | 0.042301 | 1.4866 | 1.2058 | 0 | 0 | 0 | 0 | 0 | 0 | 0 | 0.23853 | 0 | 0 | 0.042301 | 0 | 0 | 0.038071
5981 | 2018-09-07 04:00 | 9 | September | 4 | 250 | 0 | 0 | 0 | 0 | 0 | 1.4212 | 0.47239 | 0.039756 | 1.9333 | 1.4212 | 0 | 0 | 0 | 0 | 0 | 0 | 0 | 0.47239 | 0 | 0 | 0.039756 | 0 | 0 | 0.035781
5982 | 2018-09-07 05:00 | 9 | September | 5 | 250 | 0.14301 | 0.14301 | 0.14301 | 0 | 0 | 2.0747 | 0.70241 | 0 | 2.7772 | 2.2178 | 0 | 0 | 0 | 0 | 0 | 0 | 0 | 0.70241 | 0 | 0 | 0 | 0 | 0 | 0
5983 | 2018-09-07 06:00 | 9 | September | 6 | 250 | 7.7485 | 2.8737 | 4.04 | 0 | 3.7086 | 0 | 0 | 0 | 0 | 2.8737 | 0 | 0 | 0 | 0 | 0 | 0 | 0 | 1.1663 | 0 | 0 | 0 | 0 | 0 | 0
5984 | 2018-09-07 07:00 | 9 | September | 7 | 250 | 12.2338 | 3.1189 | 4.2852 | 0 | 7.9486 | 0 | 0 | 0 | 0 | 3.1189 | 0 | 0 | 0 | 0 | 0 | 0 | 0 | 1.1663 | 0 | 0 | 0 | 0 | 0 | 0
5985 | 2018-09-07 08:00 | 9 | September | 8 | 250 | 15.7961 | 3.1694 | 4.1019 | 0 | 11.6942 | 0 | 0 | 0 | 0 | 3.1694 | 0 | 0 | 0 | 0 | 0 | 0 | 0 | 0.93243 | 0 | 0 | 0 | 0 | 0 | 0
5986 | 2018-09-07 09:00 | 9 | September | 9 | 250 | 19.8133 | 3.07 | 3.8231 | 0 | 15.9902 | 0 | 0 | 0 | 0 | 3.07 | 0 | 0 | 0 | 0 | 0 | 0 | 0 | 0.5874 | 0 | 0 | 0.16574 | 0 | 0 | 0.14917
5987 | 2018-09-07 10:00 | 9 | September | 10 | 250 | 23.0375 | 3.1256 | 3.9962 | 0 | 19.0413 | 0 | 0 | 0 | 0 | 3.1256 | 0 | 0 | 0 | 0 | 0 | 0 | 0 | 0.47239 | 0 | 0 | 0.39821 | 0 | 0 | 0.35839
5988 | 2018-09-07 11:00 | 9 | September | 11 | 250 | 24.5977 | 3.4523 | 4.5506 | 0 | 20.047 | 0 | 0 | 0 | 0 | 3.4523 | 0 | 0 | 0 | 0 | 0 | 0 | 0 | 0.70241 | 0 | 0 | 0.39589 | 0 | 0 | 0.3563
5989 | 2018-09-07 12:00 | 9 | September | 12 | 250 | 24.0776 | 3.3472 | 5.2244 | 0 | 18.8532 | 0 | 0 | 0 | 0 | 3.3472 | 0 | 0 | 0 | 0 | 0 | 0 | 0 | 0.93243 | 0 | 0 | 0.94478 | 0 | 0 | 0.8503
5990 | 2018-09-07 13:00 | 9 | September | 13 | 250 | 22.0235 | 2.9159 | 4.8679 | 0 | 17.1556 | 0 | 0 | 0 | 0 | 2.9159 | 0 | 0 | 0 | 0 | 0 | 0 | 0 | 0.5874 | 0 | 0 | 1.3646 | 0 | 0 | 1.2281
5991 | 2018-09-07 14:00 | 9 | September | 14 | 250 | 18.6953 | 2.648 | 4.1781 | 0 | 14.5172 | 0 | 0 | 0 | 0 | 2.648 | 0 | 0 | 0 | 0 | 0 | 0 | 0 | 0.35355 | 0 | 0 | 1.1765 | 0 | 0 | 1.0589
5992 | 2018-09-07 15:00 | 9 | September | 15 | 250 | 14.769 | 2.5656 | 3.8915 | 0 | 10.8775 | 0 | 0 | 0 | 0 | 2.5656 | 0 | 0 | 0 | 0 | 0 | 0 | 0 | 0.35355 | 0 | 0 | 0.97242 | 0 | 0 | 0.87517
5993 | 2018-09-07 16:00 | 9 | September | 16 | 250 | 11.5058 | 2.7248 | 4.7707 | 0 | 6.735 | 0 | 0 | 0 | 0 | 2.7248 | 0 | 0 | 0 | 0 | 0 | 0 | 0 | 0.5874 | 0 | 0 | 1.4586 | 0 | 0 | 1.3127
5994 | 2018-09-07 17:00 | 9 | September | 17 | 250 | 6.6174 | 3.1303 | 5.4882 | 0 | 1.1292 | 0 | 0 | 0 | 0 | 3.1303 | 0 | 0 | 0 | 0 | 0 | 0 | 0 | 0.70241 | 0 | 0 | 1.6556 | 0 | 0 | 1.49
5995 | 2018-09-07 18:00 | 9 | September | 18 | 250 | 0.026002 | 0.026002 | 0.026002 | 0 | 0 | 3.5778 | 0.70241 | 2.1629 | 6.4431 | 3.6038 | 0 | 0 | 0 | 0 | 0 | 0 | 0 | 0.70241 | 0 | 0 | 2.1629 | 0 | 0 | 1.9466
5996 | 2018-09-07 19:00 | 9 | September | 19 | 250 | 0 | 0 | 0 | 0 | 0 | 3.6332 | 0.5874 | 2.087 | 6.3076 | 3.6332 | 0 | 0 | 0 | 0 | 0 | 0 | 0 | 0.5874 | 0 | 0 | 2.087 | 0 | 0 | 1.8783
5997 | 2018-09-07 20:00 | 9 | September | 20 | 250 | 0 | 0 | 0 | 0 | 0 | 3.4466 | 0.47239 | 1.7154 | 5.6345 | 3.4466 | 0 | 0 | 0 | 0 | 0 | 0 | 0 | 0.47239 | 0 | 0 | 1.7154 | 0 | 0 | 1.5439
5998 | 2018-09-07 21:00 | 9 | September | 21 | 250 | 0 | 0 | 0 | 0 | 0 | 3.1782 | 0.23853 | 1.2558 | 4.6725 | 3.1782 | 0 | 0 | 0 | 0 | 0 | 0 | 0 | 0.23853 | 0 | 0 | 1.2558 | 0 | 0 | 1.1302
5999 | 2018-09-07 22:00 | 9 | September | 22 | 250 | 0 | 0 | 0 | 0 | 0 | 2.5099 | 0.23853 | 0.75773 | 3.5062 | 2.5099 | 0 | 0 | 0 | 0 | 0 | 0 | 0 | 0.23853 | 0 | 0 | 0.75773 | 0 | 0 | 0.68195
6000 | 2018-09-07 23:00 | 9 | September | 23 | 250 | 0 | 0 | 0 | 0 | 0 | 1.7169 | 0.12352 | 0.49733 | 2.3378 | 1.7169 | 0 | 0 | 0 | 0 | 0 | 0 | 0 | 0.12352 | 0 | 0 | 0.49733 | 0 | 0 | 0.4476
6001 | 2018-09-08 | 9 | September | 0 | 251 | 0 | 0 | 0 | 0 | 0 | 1.33 | 0.12352 | 0 | 1.4535 | 1.33 | 0 | 0 | 0 | 0 | 0 | 0 | 0 | 0.12352 | 0 | 0 | 0 | 0 | 0 | 0
6002 | 2018-09-08 01:00 | 9 | September | 1 | 251 | 0 | 0 | 0 | 0 | 0 | 1.2259 | 0.12352 | 0 | 1.3494 | 1.2259 | 0 | 0 | 0 | 0 | 0 | 0 | 0 | 0.12352 | 0 | 0 | 0 | 0 | 0 | 0
6003 | 2018-09-08 02:01 | 9 | September | 2 | 251 | 0 | 0 | 0 | 0 | 0 | 1.1661 | 0.12352 | 0.085531 | 1.3752 | 1.1661 | 0 | 0 | 0 | 0 | 0 | 0 | 0 | 0.12352 | 0 | 0 | 0.085531 | 0 | 0 | 0.076978
6004 | 2018-09-08 03:01 | 9 | September | 3 | 251 | 0 | 0 | 0 | 0 | 0 | 1.2058 | 0.12352 | 0.025909 | 1.3552 | 1.2058 | 0 | 0 | 0 | 0 | 0 | 0 | 0 | 0.12352 | 0 | 0 | 0.025909 | 0 | 0 | 0.023318
6005 | 2018-09-08 04:01 | 9 | September | 4 | 251 | 0 | 0 | 0 | 0 | 0 | 1.4212 | 0.12352 | 0.055915 | 1.6006 | 1.4212 | 0 | 0 | 0 | 0 | 0 | 0 | 0 | 0.12352 | 0 | 0 | 0.055915 | 0 | 0 | 0.050323
6006 | 2018-09-08 05:01 | 9 | September | 5 | 251 | 0.14301 | 0.14301 | 0.14301 | 0 | 0 | 2.0747 | 0.23853 | 0 | 2.3133 | 2.2178 | 0 | 0 | 0 | 0 | 0 | 0 | 0 | 0.23853 | 0 | 0 | 0 | 0 | 0 | 0
6007 | 2018-09-08 06:01 | 9 | September | 6 | 251 | 6.4094 | 2.8737 | 3.3461 | 0 | 3.0634 | 0 | 0 | 0 | 0 | 2.8737 | 0 | 0 | 0 | 0 | 0 | 0 | 0 | 0.47239 | 0 | 0 | 0 | 0 | 0 | 0
6008 | 2018-09-08 07:01 | 9 | September | 7 | 251 | 10.3357 | 3.1189 | 3.8214 | 0 | 6.5143 | 0 | 0 | 0 | 0 | 3.1189 | 0 | 0 | 0 | 0 | 0 | 0 | 0 | 0.70241 | 0 | 0 | 0 | 0 | 0 | 0
6009 | 2018-09-08 08:01 | 9 | September | 8 | 251 | 14.0929 | 3.1694 | 3.8718 | 0 | 10.2211 | 0 | 0 | 0 | 0 | 3.1694 | 0 | 0 | 0 | 0 | 0 | 0 | 0 | 0.70241 | 0 | 0 | 0 | 0 | 0 | 0
6010 | 2018-09-08 09:01 | 9 | September | 9 | 251 | 17.9412 | 3.07 | 3.9305 | 0 | 14.0107 | 0 | 0 | 0 | 0 | 3.07 | 0 | 0 | 0 | 0 | 0 | 0 | 0 | 0.5874 | 0 | 0 | 0.27308 | 0 | 0 | 0.24577
6011 | 2018-09-08 10:01 | 9 | September | 10 | 251 | 20.6974 | 3.1256 | 4.0581 | 0 | 16.6393 | 0 | 0 | 0 | 0 | 3.1256 | 0 | 0 | 0 | 0 | 0 | 0 | 0 | 0.35738 | 0 | 0 | 0.57504 | 0 | 0 | 0.51754
6012 | 2018-09-08 11:01 | 9 | September | 11 | 251 | 21.9065 | 3.4523 | 4.5342 | 0 | 17.3723 | 0 | 0 | 0 | 0 | 3.4523 | 0 | 0 | 0 | 0 | 0 | 0 | 0 | 0.5874 | 0 | 0 | 0.49448 | 0 | 0 | 0.44503
6013 | 2018-09-08 12:01 | 9 | September | 12 | 251 | 21.5685 | 3.3472 | 4.8525 | 0 | 16.7159 | 0 | 0 | 0 | 0 | 3.3472 | 0 | 0 | 0 | 0 | 0 | 0 | 0 | 0.70241 | 0 | 0 | 0.80292 | 0 | 0 | 0.72263
6014 | 2018-09-08 13:01 | 9 | September | 13 | 251 | 19.6703 | 2.9159 | 5.0467 | 0 | 14.6237 | 0 | 0 | 0 | 0 | 2.9159 | 0 | 0 | 0 | 0 | 0 | 0 | 0 | 0.70241 | 0 | 0 | 1.4283 | 0 | 0 | 1.2855
6015 | 2018-09-08 14:01 | 9 | September | 14 | 251 | 16.3291 | 2.648 | 4.2622 | 0 | 12.0669 | 0 | 0 | 0 | 0 | 2.648 | 0 | 0 | 0 | 0 | 0 | 0 | 0 | 0.5874 | 0 | 0 | 1.0268 | 0 | 0 | 0.92416
6016 | 2018-09-08 15:01 | 9 | September | 15 | 251 | 12.4678 | 2.5656 | 3.8848 | 0 | 8.583 | 0 | 0 | 0 | 0 | 2.5656 | 0 | 0 | 0 | 0 | 0 | 0 | 0 | 0.5874 | 0 | 0 | 0.73184 | 0 | 0 | 0.65866
6017 | 2018-09-08 16:01 | 9 | September | 16 | 251 | 8.7496 | 2.7248 | 4.609 | 0 | 4.1405 | 0 | 0 | 0 | 0 | 2.7248 | 0 | 0 | 0 | 0 | 0 | 0 | 0 | 1.0513 | 0 | 0 | 0.83299 | 0 | 0 | 0.74969
6018 | 2018-09-08 17:01 | 9 | September | 17 | 251 | 4.4593 | 3.1303 | 4.4593 | 0 | 0 | 0 | 0 | 0.70855 | 0.70855 | 3.1303 | 0 | 0 | 0 | 0 | 0 | 0 | 0 | 0.81742 | 0 | 0 | 1.2201 | 0 | 0 | 1.0981
6019 | 2018-09-08 18:01 | 9 | September | 18 | 251 | 0 | 0 | 0 | 0 | 0 | 3.6038 | 0.47239 | 1.9034 | 5.9796 | 3.6038 | 0 | 0 | 0 | 0 | 0 | 0 | 0 | 0.47239 | 0 | 0 | 1.9034 | 0 | 0 | 1.7131
6020 | 2018-09-08 19:01 | 9 | September | 19 | 251 | 0 | 0 | 0 | 0 | 0 | 3.6332 | 0.47239 | 1.7545 | 5.86 | 3.6332 | 0 | 0 | 0 | 0 | 0 | 0 | 0 | 0.47239 | 0 | 0 | 1.7545 | 0 | 0 | 1.579
6021 | 2018-09-08 20:01 | 9 | September | 20 | 251 | 0 | 0 | 0 | 0 | 0 | 3.4466 | 0.23853 | 1.2804 | 4.9655 | 3.4466 | 0 | 0 | 0 | 0 | 0 | 0 | 0 | 0.23853 | 0 | 0 | 1.2804 | 0 | 0 | 1.1523
6022 | 2018-09-08 21:01 | 9 | September | 21 | 251 | 0 | 0 | 0 | 0 | 0 | 3.1782 | 0.23853 | 0.99691 | 4.4136 | 3.1782 | 0 | 0 | 0 | 0 | 0 | 0 | 0 | 0.23853 | 0 | 0 | 0.99691 | 0 | 0 | 0.89722
6023 | 2018-09-08 22:01 | 9 | September | 22 | 251 | 0 | 0 | 0 | 0 | 0 | 2.5099 | 0.23853 | 0.5535 | 3.3019 | 2.5099 | 0 | 0 | 0 | 0 | 0 | 0 | 0 | 0.23853 | 0 | 0 | 0.5535 | 0 | 0 | 0.49815
6024 | 2018-09-08 23:01 | 9 | September | 23 | 251 | 0 | 0 | 0 | 0 | 0 | 1.7169 | 0.12352 | 0.49099 | 2.3314 | 1.7169 | 0 | 0 | 0 | 0 | 0 | 0 | 0 | 0.12352 | 0 | 0 | 0.49099 | 0 | 0 | 0.44189
6025 | 2018-09-09 00:01 | 9 | September | 0 | 252 | 0 | 0 | 0 | 0 | 0 | 1.5258 | 0.12352 | 0.59399 | 2.2433 | 1.5258 | 0 | 0 | 0 | 0 | 0 | 0 | 0 | 0.12352 | 0 | 0 | 0.59399 | 0 | 0 | 0.53459
6026 | 2018-09-09 01:01 | 9 | September | 1 | 252 | 0 | 0 | 0 | 0 | 0 | 1.2784 | 0.12352 | 0.39144 | 1.7934 | 1.2784 | 0 | 0 | 0 | 0 | 0 | 0 | 0 | 0.12352 | 0 | 0 | 0.39144 | 0 | 0 | 0.35229
6027 | 2018-09-09 02:01 | 9 | September | 2 | 252 | 0 | 0 | 0 | 0 | 0 | 1.231 | 0.12352 | 0.014074 | 1.3686 | 1.231 | 0 | 0 | 0 | 0 | 0 | 0 | 0 | 0.12352 | 0 | 0 | 0.014074 | 0 | 0 | 0.012667
6028 | 2018-09-09 03:01 | 9 | September | 3 | 252 | 0 | 0 | 0 | 0 | 0 | 1.2408 | 0.12352 | 0.026572 | 1.3909 | 1.2408 | 0 | 0 | 0 | 0 | 0 | 0 | 0 | 0.12352 | 0 | 0 | 0.026572 | 0 | 0 | 0.023914
6029 | 2018-09-09 04:01 | 9 | September | 4 | 252 | 0 | 0 | 0 | 0 | 0 | 1.2645 | 0.12352 | 0.02326 | 1.4113 | 1.2645 | 0 | 0 | 0 | 0 | 0 | 0 | 0 | 0.12352 | 0 | 0 | 0.02326 | 0 | 0 | 0.020934
6030 | 2018-09-09 05:01 | 9 | September | 5 | 252 | 0.11701 | 0.11701 | 0.11701 | 0 | 0 | 1.3959 | 0.12352 | 0 | 1.5194 | 1.5129 | 0 | 0 | 0 | 0 | 0 | 0 | 0 | 0.12352 | 0 | 0 | 0 | 0 | 0 | 0
6031 | 2018-09-09 06:01 | 9 | September | 6 | 252 | 6.7735 | 2.1188 | 2.2423 | 0 | 4.5311 | 0 | 0 | 0 | 0 | 2.1188 | 0 | 0 | 0 | 0 | 0 | 0 | 0 | 0.12352 | 0 | 0 | 0 | 0 | 0 | 0
6032 | 2018-09-09 07:01 | 9 | September | 7 | 252 | 10.9337 | 2.8459 | 3.0844 | 0 | 7.8493 | 0 | 0 | 0 | 0 | 2.8459 | 0 | 0 | 0 | 0 | 0 | 0 | 0 | 0.23853 | 0 | 0 | 0 | 0 | 0 | 0
6033 | 2018-09-09 08:01 | 9 | September | 8 | 252 | 14.613 | 3.4101 | 3.7674 | 0 | 10.8455 | 0 | 0 | 0 | 0 | 3.4101 | 0 | 0 | 0 | 0 | 0 | 0 | 0 | 0.35738 | 0 | 0 | 0 | 0 | 0 | 0
6034 | 2018-09-09 09:01 | 9 | September | 9 | 252 | 18.8903 | 3.5976 | 4.5977 | 0 | 14.2926 | 0 | 0 | 0 | 0 | 3.5976 | 0 | 0 | 0 | 0 | 0 | 0 | 0 | 0.70241 | 0 | 0 | 0.29766 | 0 | 0 | 0.2679
6035 | 2018-09-09 10:01 | 9 | September | 10 | 252 | 21.9195 | 3.7269 | 5.0364 | 0 | 16.883 | 0 | 0 | 0 | 0 | 3.7269 | 0 | 0 | 0 | 0 | 0 | 0 | 0 | 0.70241 | 0 | 0 | 0.60708 | 0 | 0 | 0.54638
6036 | 2018-09-09 11:01 | 9 | September | 11 | 252 | 23.7526 | 3.9537 | 5.3635 | 0 | 18.3891 | 0 | 0 | 0 | 0 | 3.9537 | 0 | 0 | 0 | 0 | 0 | 0 | 0 | 0.93243 | 0 | 0 | 0.47745 | 0 | 0 | 0.4297
6037 | 2018-09-09 12:01 | 9 | September | 12 | 252 | 23.1546 | 3.8269 | 5.2715 | 0 | 17.8831 | 0 | 0 | 0 | 0 | 3.8269 | 0 | 0 | 0 | 0 | 0 | 0 | 0 | 0.93243 | 0 | 0 | 0.51211 | 0 | 0 | 0.4609
6038 | 2018-09-09 13:01 | 9 | September | 13 | 252 | 20.4374 | 3.4394 | 4.9622 | 0 | 15.4751 | 0 | 0 | 0 | 0 | 3.4394 | 0 | 0 | 0 | 0 | 0 | 0 | 0 | 0.81742 | 0 | 0 | 0.70537 | 0 | 0 | 0.63484
6039 | 2018-09-09 14:01 | 9 | September | 14 | 252 | 17.6292 | 3.2581 | 4.5188 | 0 | 13.1104 | 0 | 0 | 0 | 0 | 3.2581 | 0 | 0 | 0 | 0 | 0 | 0 | 0 | 0.5874 | 0 | 0 | 0.6733 | 0 | 0 | 0.60597
6040 | 2018-09-09 15:01 | 9 | September | 15 | 252 | 13.4819 | 3.1849 | 4.3483 | 0 | 9.1336 | 0 | 0 | 0 | 0 | 3.1849 | 0 | 0 | 0 | 0 | 0 | 0 | 0 | 0.47239 | 0 | 0 | 0.691 | 0 | 0 | 0.6219
6041 | 2018-09-09 16:01 | 9 | September | 16 | 252 | 9.9197 | 3.2699 | 4.6745 | 0 | 5.2451 | 0 | 0 | 0 | 0 | 3.2699 | 0 | 0 | 0 | 0 | 0 | 0 | 0 | 0.5874 | 0 | 0 | 0.81723 | 0 | 0 | 0.73551
6042 | 2018-09-09 17:01 | 9 | September | 17 | 252 | 4.7843 | 3.6316 | 4.7843 | 0 | 0 | 0 | 0 | 0.76099 | 0.76099 | 3.6316 | 0 | 0 | 0 | 0 | 0 | 0 | 0 | 0.70241 | 0 | 0 | 1.2113 | 0 | 0 | 1.0901
6043 | 2018-09-09 18:01 | 9 | September | 18 | 252 | 0 | 0 | 0 | 0 | 0 | 3.9176 | 0.70241 | 1.9407 | 6.5607 | 3.9176 | 0 | 0 | 0 | 0 | 0 | 0 | 0 | 0.70241 | 0 | 0 | 1.9407 | 0 | 0 | 1.7466
6044 | 2018-09-09 19:01 | 9 | September | 19 | 252 | 0 | 0 | 0 | 0 | 0 | 3.7635 | 0.47239 | 2.17 | 6.406 | 3.7635 | 0 | 0 | 0 | 0 | 0 | 0 | 0 | 0.47239 | 0 | 0 | 2.17 | 0 | 0 | 1.953
6045 | 2018-09-09 20:01 | 9 | September | 20 | 252 | 0 | 0 | 0 | 0 | 0 | 3.3704 | 0.47239 | 1.905 | 5.7478 | 3.3704 | 0 | 0 | 0 | 0 | 0 | 0 | 0 | 0.47239 | 0 | 0 | 1.905 | 0 | 0 | 1.7145
6046 | 2018-09-09 21:01 | 9 | September | 21 | 252 | 0 | 0 | 0 | 0 | 0 | 3.2627 | 0.23853 | 1.5578 | 5.059 | 3.2627 | 0 | 0 | 0 | 0 | 0 | 0 | 0 | 0.23853 | 0 | 0 | 1.5578 | 0 | 0 | 1.402
6047 | 2018-09-09 22:01 | 9 | September | 22 | 252 | 0 | 0 | 0 | 0 | 0 | 2.7691 | 0.23853 | 0.88022 | 3.8878 | 2.7691 | 0 | 0 | 0 | 0 | 0 | 0 | 0 | 0.23853 | 0 | 0 | 0.88022 | 0 | 0 | 0.7922
6048 | 2018-09-09 23:01 | 9 | September | 23 | 252 | 0 | 0 | 0 | 0 | 0 | 1.9107 | 0.12352 | 0.73599 | 2.7702 | 1.9107 | 0 | 0 | 0 | 0 | 0 | 0 | 0 | 0.12352 | 0 | 0 | 0.73599 | 0 | 0 | 0.66239
6049 | 2018-09-10 00:01 | 9 | September | 0 | 253 | 0 | 0 | 0 | 0 | 0 | 2.0467 | 0.12352 | 0.37687 | 2.5471 | 2.0467 | 0 | 0 | 0 | 0 | 0 | 0 | 0 | 0.12352 | 0 | 0 | 0.37687 | 0 | 0 | 0.33918
6050 | 2018-09-10 01:01 | 9 | September | 1 | 253 | 0 | 0 | 0 | 0 | 0 | 1.5737 | 0.12352 | 0.57442 | 2.2716 | 1.5737 | 0 | 0 | 0 | 0 | 0 | 0 | 0 | 0.12352 | 0 | 0 | 0.57442 | 0 | 0 | 0.51697
6051 | 2018-09-10 02:01 | 9 | September | 2 | 253 | 0 | 0 | 0 | 0 | 0 | 1.3227 | 0.23853 | 0.34995 | 1.9112 | 1.3227 | 0 | 0 | 0 | 0 | 0 | 0 | 0 | 0.23853 | 0 | 0 | 0.34995 | 0 | 0 | 0.31496
6052 | 2018-09-10 03:01 | 9 | September | 3 | 253 | 0 | 0 | 0 | 0 | 0 | 1.2429 | 0.23853 | 0 | 1.4814 | 1.2429 | 0 | 0 | 0 | 0 | 0 | 0 | 0 | 0.23853 | 0 | 0 | 0 | 0 | 0 | 0
6053 | 2018-09-10 04:01 | 9 | September | 4 | 253 | 0 | 0 | 0 | 0 | 0 | 1.23 | 0.47239 | 0 | 1.7024 | 1.23 | 0 | 0 | 0 | 0 | 0 | 0 | 0 | 0.47239 | 0 | 0 | 0 | 0 | 0 | 0
6054 | 2018-09-10 05:01 | 9 | September | 5 | 253 | 0.039003 | 0.039003 | 0.039003 | 0 | 0 | 1.1663 | 0.70241 | 0 | 1.8687 | 1.2053 | 0 | 0 | 0 | 0 | 0 | 0 | 0 | 0.70241 | 0 | 0 | 0 | 0 | 0 | 0
6055 | 2018-09-10 06:01 | 9 | September | 6 | 253 | 0.80605 | 0.80605 | 0.80605 | 0 | 0 | 0.45177 | 1.1663 | 0 | 1.6181 | 1.2578 | 0 | 0 | 0 | 0 | 0 | 0 | 0 | 1.1663 | 0 | 0 | 0 | 0 | 0 | 0
6056 | 2018-09-10 07:01 | 9 | September | 7 | 253 | 2.2101 | 1.6324 | 2.2101 | 0 | 0 | 0 | 0.58856 | 0 | 0.58856 | 1.6324 | 0 | 0 | 0 | 0 | 0 | 0 | 0 | 1.1663 | 0 | 0 | 0 | 0 | 0 | 0
6057 | 2018-09-10 08:01 | 9 | September | 8 | 253 | 3.9393 | 2.5176 | 3.4501 | 0 | 0.4892 | 0 | 0 | 0 | 0 | 2.5176 | 0 | 0 | 0 | 0 | 0 | 0 | 0 | 0.93243 | 0 | 0 | 0 | 0 | 0 | 0
6058 | 2018-09-10 09:01 | 9 | September | 9 | 253 | 5.4994 | 3.5028 | 4.2971 | 0 | 1.2022 | 0 | 0 | 0 | 0 | 3.5028 | 0 | 0 | 0 | 0 | 0 | 0 | 0 | 0.5874 | 0 | 0 | 0.20694 | 0 | 0 | 0.18624
6059 | 2018-09-10 10:01 | 9 | September | 10 | 253 | 6.5134 | 4.0459 | 4.9623 | 0 | 1.5511 | 0 | 0 | 0 | 0 | 4.0459 | 0 | 0 | 0 | 0 | 0 | 0 | 0 | 0.47239 | 0 | 0 | 0.44402 | 0 | 0 | 0.39962
6060 | 2018-09-10 11:01 | 9 | September | 11 | 253 | 8.5676 | 4.4401 | 5.5755 | 0 | 2.9921 | 0 | 0 | 0 | 0 | 4.4401 | 0 | 0 | 0 | 0 | 0 | 0 | 0 | 0.70241 | 0 | 0 | 0.43304 | 0 | 0 | 0.38973
6061 | 2018-09-10 12:01 | 9 | September | 12 | 253 | 7.7615 | 4.5168 | 6.2905 | 0 | 1.471 | 0 | 0 | 0 | 0 | 4.5168 | 0 | 0 | 0 | 0 | 0 | 0 | 0 | 0.93243 | 0 | 0 | 0.84126 | 0 | 0 | 0.75713
6062 | 2018-09-10 13:01 | 9 | September | 13 | 253 | 7.2155 | 3.8145 | 5.5212 | 0 | 1.6943 | 0 | 0 | 0 | 0 | 3.8145 | 0 | 0 | 0 | 0 | 0 | 0 | 0 | 0.5874 | 0 | 0 | 1.1192 | 0 | 0 | 1.0073
6063 | 2018-09-10 14:01 | 9 | September | 14 | 253 | 4.4203 | 3.1694 | 4.4203 | 0 | 0 | 0 | 0 | 0.10173 | 0.10173 | 3.1694 | 0 | 0 | 0 | 0 | 0 | 0 | 0 | 0.35355 | 0 | 0 | 0.99905 | 0 | 0 | 0.89914
6064 | 2018-09-10 15:01 | 9 | September | 15 | 253 | 3.7573 | 2.7634 | 3.7203 | 0 | 0.036998 | 0 | 0 | 0 | 0 | 2.7634 | 0 | 0 | 0 | 0 | 0 | 0 | 0 | 0.35355 | 0 | 0 | 0.6033 | 0 | 0 | 0.54297
6065 | 2018-09-10 16:01 | 9 | September | 16 | 253 | 1.5081 | 1.5081 | 1.5081 | 0 | 0 | 0.92555 | 0.5874 | 1.1803 | 2.6932 | 2.4336 | 0 | 0 | 0 | 0 | 0 | 0 | 0 | 0.5874 | 0 | 0 | 1.1803 | 0 | 0 | 1.0622
6066 | 2018-09-10 17:01 | 9 | September | 17 | 253 | 0.41603 | 0.41603 | 0.41603 | 0 | 0 | 2.0418 | 0.70241 | 2.0695 | 4.8138 | 2.4579 | 0 | 0 | 0 | 0 | 0 | 0 | 0 | 0.70241 | 0 | 0 | 2.0695 | 0 | 0 | 1.8626
6067 | 2018-09-10 18:01 | 9 | September | 18 | 253 | 0 | 0 | 0 | 0 | 0 | 2.8103 | 0.70241 | 2.6644 | 6.1771 | 2.8103 | 0 | 0 | 0 | 0 | 0 | 0 | 0 | 0.70241 | 0 | 0 | 2.6644 | 0 | 0 | 2.398
6068 | 2018-09-10 19:01 | 9 | September | 19 | 253 | 0 | 0 | 0 | 0 | 0 | 3.3333 | 0.5874 | 2.5359 | 6.4566 | 3.3333 | 0 | 0 | 0 | 0 | 0 | 0 | 0 | 0.5874 | 0 | 0 | 2.5359 | 0 | 0 | 2.2823
6069 | 2018-09-10 20:01 | 9 | September | 20 | 253 | 0 | 0 | 0 | 0 | 0 | 3.4858 | 0.47239 | 1.8296 | 5.7878 | 3.4858 | 0 | 0 | 0 | 0 | 0 | 0 | 0 | 0.47239 | 0 | 0 | 1.8296 | 0 | 0 | 1.6467
6070 | 2018-09-10 21:01 | 9 | September | 21 | 253 | 0 | 0 | 0 | 0 | 0 | 3.3019 | 0.23853 | 1.4543 | 4.9947 | 3.3019 | 0 | 0 | 0 | 0 | 0 | 0 | 0 | 0.23853 | 0 | 0 | 1.4543 | 0 | 0 | 1.3089
6071 | 2018-09-10 22:01 | 9 | September | 22 | 253 | 0 | 0 | 0 | 0 | 0 | 3.0896 | 0.23853 | 0.9957 | 4.3238 | 3.0896 | 0 | 0 | 0 | 0 | 0 | 0 | 0 | 0.23853 | 0 | 0 | 0.9957 | 0 | 0 | 0.89613
6072 | 2018-09-10 23:01 | 9 | September | 23 | 253 | 0 | 0 | 0 | 0 | 0 | 1.7169 | 0.12352 | 0.63126 | 2.4717 | 1.7169 | 0 | 0 | 0 | 0 | 0 | 0 | 0 | 0.12352 | 0 | 0 | 0.63126 | 0 | 0 | 0.56813
6073 | 2018-09-11 00:01 | 9 | September | 0 | 254 | 0 | 0 | 0 | 0 | 0 | 1.33 | 0.12352 | 0.34706 | 1.8005 | 1.33 | 0 | 0 | 0 | 0 | 0 | 0 | 0 | 0.12352 | 0 | 0 | 0.34706 | 0 | 0 | 0.31235
6074 | 2018-09-11 01:01 | 9 | September | 1 | 254 | 0 | 0 | 0 | 0 | 0 | 1.2259 | 0.12352 | 0.040439 | 1.3898 | 1.2259 | 0 | 0 | 0 | 0 | 0 | 0 | 0 | 0.12352 | 0 | 0 | 0.040439 | 0 | 0 | 0.036395
6075 | 2018-09-11 02:01 | 9 | September | 2 | 254 | 0 | 0 | 0 | 0 | 0 | 1.1661 | 0.23853 | 0.042189 | 1.4468 | 1.1661 | 0 | 0 | 0 | 0 | 0 | 0 | 0 | 0.23853 | 0 | 0 | 0.042189 | 0 | 0 | 0.03797
6076 | 2018-09-11 03:01 | 9 | September | 3 | 254 | 0 | 0 | 0 | 0 | 0 | 1.2058 | 0.23853 | 0 | 1.4443 | 1.2058 | 0 | 0 | 0 | 0 | 0 | 0 | 0 | 0.23853 | 0 | 0 | 0 | 0 | 0 | 0
6077 | 2018-09-11 04:01 | 9 | September | 4 | 254 | 0 | 0 | 0 | 0 | 0 | 1.4212 | 0.47239 | 0 | 1.8936 | 1.4212 | 0 | 0 | 0 | 0 | 0 | 0 | 0 | 0.47239 | 0 | 0 | 0 | 0 | 0 | 0
6078 | 2018-09-11 05:01 | 9 | September | 5 | 254 | 0.091006 | 0.091006 | 0.091006 | 0 | 0 | 2.1267 | 0.70241 | 0 | 2.8292 | 2.2178 | 0 | 0 | 0 | 0 | 0 | 0 | 0 | 0.70241 | 0 | 0 | 0 | 0 | 0 | 0
6079 | 2018-09-11 06:01 | 9 | September | 6 | 254 | 5.8244 | 2.8737 | 4.04 | 0 | 1.7844 | 0 | 0 | 0 | 0 | 2.8737 | 0 | 0 | 0 | 0 | 0 | 0 | 0 | 1.1663 | 0 | 0 | 0 | 0 | 0 | 0
6080 | 2018-09-11 07:01 | 9 | September | 7 | 254 | 10.6087 | 3.1189 | 4.2852 | 0 | 6.3235 | 0 | 0 | 0 | 0 | 3.1189 | 0 | 0 | 0 | 0 | 0 | 0 | 0 | 1.1663 | 0 | 0 | 0 | 0 | 0 | 0
6081 | 2018-09-11 08:01 | 9 | September | 8 | 254 | 13.6769 | 3.1694 | 4.1019 | 0 | 9.575 | 0 | 0 | 0 | 0 | 3.1694 | 0 | 0 | 0 | 0 | 0 | 0 | 0 | 0.93243 | 0 | 0 | 0 | 0 | 0 | 0
6082 | 2018-09-11 09:01 | 9 | September | 9 | 254 | 17.8372 | 3.07 | 3.8643 | 0 | 13.9729 | 0 | 0 | 0 | 0 | 3.07 | 0 | 0 | 0 | 0 | 0 | 0 | 0 | 0.5874 | 0 | 0 | 0.20694 | 0 | 0 | 0.18624
6083 | 2018-09-11 10:01 | 9 | September | 10 | 254 | 21.5424 | 3.1256 | 4.042 | 0 | 17.5004 | 0 | 0 | 0 | 0 | 3.1256 | 0 | 0 | 0 | 0 | 0 | 0 | 0 | 0.47239 | 0 | 0 | 0.44402 | 0 | 0 | 0.39962
6084 | 2018-09-11 11:01 | 9 | September | 11 | 254 | 20.5284 | 3.4523 | 4.5878 | 0 | 15.9406 | 0 | 0 | 0 | 0 | 3.4523 | 0 | 0 | 0 | 0 | 0 | 0 | 0 | 0.70241 | 0 | 0 | 0.43304 | 0 | 0 | 0.38973
6085 | 2018-09-11 12:01 | 9 | September | 12 | 254 | 20.8794 | 3.3472 | 5.1209 | 0 | 15.7585 | 0 | 0 | 0 | 0 | 3.3472 | 0 | 0 | 0 | 0 | 0 | 0 | 0 | 0.93243 | 0 | 0 | 0.84126 | 0 | 0 | 0.75713
6086 | 2018-09-11 13:01 | 9 | September | 13 | 254 | 18.6303 | 2.9159 | 4.6226 | 0 | 14.0077 | 0 | 0 | 0 | 0 | 2.9159 | 0 | 0 | 0 | 0 | 0 | 0 | 0 | 0.5874 | 0 | 0 | 1.1192 | 0 | 0 | 1.0073
6087 | 2018-09-11 14:01 | 9 | September | 14 | 254 | 14.314 | 2.648 | 4.0006 | 0 | 10.3134 | 0 | 0 | 0 | 0 | 2.648 | 0 | 0 | 0 | 0 | 0 | 0 | 0 | 0.35355 | 0 | 0 | 0.99905 | 0 | 0 | 0.89914
6088 | 2018-09-11 15:01 | 9 | September | 15 | 254 | 10.3357 | 2.5656 | 3.5224 | 0 | 6.8133 | 0 | 0 | 0 | 0 | 2.5656 | 0 | 0 | 0 | 0 | 0 | 0 | 0 | 0.35355 | 0 | 0 | 0.6033 | 0 | 0 | 0.54297
6089 | 2018-09-11 16:01 | 9 | September | 16 | 254 | 6.9555 | 2.7248 | 4.4924 | 0 | 2.463 | 0 | 0 | 0 | 0 | 2.7248 | 0 | 0 | 0 | 0 | 0 | 0 | 0 | 0.5874 | 0 | 0 | 1.1803 | 0 | 0 | 1.0622
6090 | 2018-09-11 17:01 | 9 | September | 17 | 254 | 4.0563 | 3.1303 | 4.0563 | 0 | 0 | 0 | 0 | 1.846 | 1.846 | 3.1303 | 0 | 0 | 0 | 0 | 0 | 0 | 0 | 0.70241 | 0 | 0 | 2.0695 | 0 | 0 | 1.8626
6091 | 2018-09-11 18:01 | 9 | September | 18 | 254 | 0 | 0 | 0 | 0 | 0 | 3.6038 | 0.70241 | 2.6644 | 6.9706 | 3.6038 | 0 | 0 | 0 | 0 | 0 | 0 | 0 | 0.70241 | 0 | 0 | 2.6644 | 0 | 0 | 2.398
6092 | 2018-09-11 19:01 | 9 | September | 19 | 254 | 0 | 0 | 0 | 0 | 0 | 3.6332 | 0.5874 | 2.5359 | 6.7565 | 3.6332 | 0 | 0 | 0 | 0 | 0 | 0 | 0 | 0.5874 | 0 | 0 | 2.5359 | 0 | 0 | 2.2823
6093 | 2018-09-11 20:01 | 9 | September | 20 | 254 | 0 | 0 | 0 | 0 | 0 | 3.4466 | 0.47239 | 1.8296 | 5.7487 | 3.4466 | 0 | 0 | 0 | 0 | 0 | 0 | 0 | 0.47239 | 0 | 0 | 1.8296 | 0 | 0 | 1.6467
6094 | 2018-09-11 21:01 | 9 | September | 21 | 254 | 0 | 0 | 0 | 0 | 0 | 3.1782 | 0.23853 | 1.4543 | 4.871 | 3.1782 | 0 | 0 | 0 | 0 | 0 | 0 | 0 | 0.23853 | 0 | 0 | 1.4543 | 0 | 0 | 1.3089
6095 | 2018-09-11 22:01 | 9 | September | 22 | 254 | 0 | 0 | 0 | 0 | 0 | 2.5099 | 0.23853 | 0.9957 | 3.7441 | 2.5099 | 0 | 0 | 0 | 0 | 0 | 0 | 0 | 0.23853 | 0 | 0 | 0.9957 | 0 | 0 | 0.89613
6096 | 2018-09-11 23:01 | 9 | September | 23 | 254 | 0 | 0 | 0 | 0 | 0 | 1.7169 | 0.12352 | 0.63126 | 2.4717 | 1.7169 | 0 | 0 | 0 | 0 | 0 | 0 | 0 | 0.12352 | 0 | 0 | 0.63126 | 0 | 0 | 0.56813
6097 | 2018-09-12 00:01 | 9 | September | 0 | 255 | 0 | 0 | 0 | 0 | 0 | 1.33 | 0.12352 | 0.34706 | 1.8005 | 1.33 | 0 | 0 | 0 | 0 | 0 | 0 | 0 | 0.12352 | 0 | 0 | 0.34706 | 0 | 0 | 0.31235
6098 | 2018-09-12 01:01 | 9 | September | 1 | 255 | 0 | 0 | 0 | 0 | 0 | 1.2259 | 0.12352 | 0.040439 | 1.3898 | 1.2259 | 0 | 0 | 0 | 0 | 0 | 0 | 0 | 0.12352 | 0 | 0 | 0.040439 | 0 | 0 | 0.036395
6099 | 2018-09-12 02:01 | 9 | September | 2 | 255 | 0 | 0 | 0 | 0 | 0 | 1.1661 | 0.23853 | 0.042189 | 1.4468 | 1.1661 | 0 | 0 | 0 | 0 | 0 | 0 | 0 | 0.23853 | 0 | 0 | 0.042189 | 0 | 0 | 0.03797
6100 | 2018-09-12 03:01 | 9 | September | 3 | 255 | 0 | 0 | 0 | 0 | 0 | 1.2058 | 0.23853 | 0 | 1.4443 | 1.2058 | 0 | 0 | 0 | 0 | 0 | 0 | 0 | 0.23853 | 0 | 0 | 0 | 0 | 0 | 0
6101 | 2018-09-12 04:01 | 9 | September | 4 | 255 | 0 | 0 | 0 | 0 | 0 | 1.4212 | 0.47239 | 0 | 1.8936 | 1.4212 | 0 | 0 | 0 | 0 | 0 | 0 | 0 | 0.47239 | 0 | 0 | 0 | 0 | 0 | 0
6102 | 2018-09-12 05:01 | 9 | September | 5 | 255 | 0.013001 | 0.013001 | 0.013001 | 0 | 0 | 2.2048 | 0.70241 | 0 | 2.9072 | 2.2178 | 0 | 0 | 0 | 0 | 0 | 0 | 0 | 0.70241 | 0 | 0 | 0 | 0 | 0 | 0
6103 | 2018-09-12 06:01 | 9 | September | 6 | 255 | 3.7443 | 2.8737 | 3.7443 | 0 | 0 | 0 | 0.29572 | 0 | 0.29572 | 2.8737 | 0 | 0 | 0 | 0 | 0 | 0 | 0 | 1.1663 | 0 | 0 | 0 | 0 | 0 | 0
6104 | 2018-09-12 07:01 | 9 | September | 7 | 255 | 7.6315 | 3.1189 | 4.2852 | 0 | 3.3463 | 0 | 0 | 0 | 0 | 3.1189 | 0 | 0 | 0 | 0 | 0 | 0 | 0 | 1.1663 | 0 | 0 | 0 | 0 | 0 | 0
6105 | 2018-09-12 08:01 | 9 | September | 8 | 255 | 11.5708 | 3.1694 | 4.1019 | 0 | 7.4689 | 0 | 0 | 0 | 0 | 3.1694 | 0 | 0 | 0 | 0 | 0 | 0 | 0 | 0.93243 | 0 | 0 | 0 | 0 | 0 | 0
6106 | 2018-09-12 09:01 | 9 | September | 9 | 255 | 5.8114 | 3.07 | 3.8643 | 0 | 1.9471 | 0 | 0 | 0 | 0 | 3.07 | 0 | 0 | 0 | 0 | 0 | 0 | 0 | 0.5874 | 0 | 0 | 0.20694 | 0 | 0 | 0.18624
6107 | 2018-09-12 10:01 | 9 | September | 10 | 255 | 3.6792 | 3.1256 | 3.6792 | 0 | 0 | 0 | 0 | 0.3628 | 0.3628 | 3.1256 | 0 | 0 | 0 | 0 | 0 | 0 | 0 | 0.47239 | 0 | 0 | 0.44402 | 0 | 0 | 0.39962
6108 | 2018-09-12 11:01 | 9 | September | 11 | 255 | 13.1439 | 3.4523 | 4.5878 | 0 | 8.5561 | 0 | 0 | 0 | 0 | 3.4523 | 0 | 0 | 0 | 0 | 0 | 0 | 0 | 0.70241 | 0 | 0 | 0.43304 | 0 | 0 | 0.38973
6109 | 2018-09-12 12:01 | 9 | September | 12 | 255 | 16.1471 | 3.3472 | 5.1209 | 0 | 11.0262 | 0 | 0 | 0 | 0 | 3.3472 | 0 | 0 | 0 | 0 | 0 | 0 | 0 | 0.93243 | 0 | 0 | 0.84126 | 0 | 0 | 0.75713
6110 | 2018-09-12 13:01 | 9 | September | 13 | 255 | 11.6488 | 2.9159 | 4.6226 | 0 | 7.0262 | 0 | 0 | 0 | 0 | 2.9159 | 0 | 0 | 0 | 0 | 0 | 0 | 0 | 0.5874 | 0 | 0 | 1.1192 | 0 | 0 | 1.0073
6111 | 2018-09-12 14:01 | 9 | September | 14 | 255 | 11.4148 | 2.648 | 4.0006 | 0 | 7.4142 | 0 | 0 | 0 | 0 | 2.648 | 0 | 0 | 0 | 0 | 0 | 0 | 0 | 0.35355 | 0 | 0 | 0.99905 | 0 | 0 | 0.89914
6112 | 2018-09-12 15:01 | 9 | September | 15 | 255 | 13.6249 | 2.5656 | 3.5224 | 0 | 10.1025 | 0 | 0 | 0 | 0 | 2.5656 | 0 | 0 | 0 | 0 | 0 | 0 | 0 | 0.35355 | 0 | 0 | 0.6033 | 0 | 0 | 0.54297
6113 | 2018-09-12 16:01 | 9 | September | 16 | 255 | 4.6673 | 2.7248 | 4.4924 | 0 | 0.17488 | 0 | 0 | 0 | 0 | 2.7248 | 0 | 0 | 0 | 0 | 0 | 0 | 0 | 0.5874 | 0 | 0 | 1.1803 | 0 | 0 | 1.0622
6114 | 2018-09-12 17:01 | 9 | September | 17 | 255 | 3.7443 | 3.1303 | 3.7443 | 0 | 0 | 0 | 0.088438 | 2.0695 | 2.158 | 3.1303 | 0 | 0 | 0 | 0 | 0 | 0 | 0 | 0.70241 | 0 | 0 | 2.0695 | 0 | 0 | 1.8626
6115 | 2018-09-12 18:01 | 9 | September | 18 | 255 | 0 | 0 | 0 | 0 | 0 | 3.6038 | 0.70241 | 2.6644 | 6.9706 | 3.6038 | 0 | 0 | 0 | 0 | 0 | 0 | 0 | 0.70241 | 0 | 0 | 2.6644 | 0 | 0 | 2.398
6116 | 2018-09-12 19:01 | 9 | September | 19 | 255 | 0 | 0 | 0 | 0 | 0 | 3.6332 | 0.5874 | 2.5359 | 6.7565 | 3.6332 | 0 | 0 | 0 | 0 | 0 | 0 | 0 | 0.5874 | 0 | 0 | 2.5359 | 0 | 0 | 2.2823
6117 | 2018-09-12 20:01 | 9 | September | 20 | 255 | 0 | 0 | 0 | 0 | 0 | 3.4466 | 0.47239 | 1.8296 | 5.7487 | 3.4466 | 0 | 0 | 0 | 0 | 0 | 0 | 0 | 0.47239 | 0 | 0 | 1.8296 | 0 | 0 | 1.6467
6118 | 2018-09-12 21:01 | 9 | September | 21 | 255 | 0 | 0 | 0 | 0 | 0 | 3.1782 | 0.23853 | 1.4543 | 4.871 | 3.1782 | 0 | 0 | 0 | 0 | 0 | 0 | 0 | 0.23853 | 0 | 0 | 1.4543 | 0 | 0 | 1.3089
6119 | 2018-09-12 22:01 | 9 | September | 22 | 255 | 0 | 0 | 0 | 0 | 0 | 2.5099 | 0.23853 | 0.9957 | 3.7441 | 2.5099 | 0 | 0 | 0 | 0 | 0 | 0 | 0 | 0.23853 | 0 | 0 | 0.9957 | 0 | 0 | 0.89613
6120 | 2018-09-12 23:01 | 9 | September | 23 | 255 | 0 | 0 | 0 | 0 | 0 | 1.7169 | 0.12352 | 0.63126 | 2.4717 | 1.7169 | 0 | 0 | 0 | 0 | 0 | 0 | 0 | 0.12352 | 0 | 0 | 0.63126 | 0 | 0 | 0.56813
6121 | 2018-09-13 00:01 | 9 | September | 0 | 256 | 0 | 0 | 0 | 0 | 0 | 1.33 | 0.12352 | 0.34706 | 1.8005 | 1.33 | 0 | 0 | 0 | 0 | 0 | 0 | 0 | 0.12352 | 0 | 0 | 0.34706 | 0 | 0 | 0.31235
6122 | 2018-09-13 01:01 | 9 | September | 1 | 256 | 0 | 0 | 0 | 0 | 0 | 1.2259 | 0.12352 | 0.040439 | 1.3898 | 1.2259 | 0 | 0 | 0 | 0 | 0 | 0 | 0 | 0.12352 | 0 | 0 | 0.040439 | 0 | 0 | 0.036395
6123 | 2018-09-13 02:01 | 9 | September | 2 | 256 | 0 | 0 | 0 | 0 | 0 | 1.1661 | 0.23853 | 0.042189 | 1.4468 | 1.1661 | 0 | 0 | 0 | 0 | 0 | 0 | 0 | 0.23853 | 0 | 0 | 0.042189 | 0 | 0 | 0.03797
6124 | 2018-09-13 03:01 | 9 | September | 3 | 256 | 0 | 0 | 0 | 0 | 0 | 1.2058 | 0.23853 | 0 | 1.4443 | 1.2058 | 0 | 0 | 0 | 0 | 0 | 0 | 0 | 0.23853 | 0 | 0 | 0 | 0 | 0 | 0
6125 | 2018-09-13 04:01 | 9 | September | 4 | 256 | 0 | 0 | 0 | 0 | 0 | 1.4212 | 0.47239 | 0 | 1.8936 | 1.4212 | 0 | 0 | 0 | 0 | 0 | 0 | 0 | 0.47239 | 0 | 0 | 0 | 0 | 0 | 0
6126 | 2018-09-13 05:01 | 9 | September | 5 | 256 | 0.065004 | 0.065004 | 0.065004 | 0 | 0 | 2.1527 | 0.70241 | 0 | 2.8552 | 2.2178 | 0 | 0 | 0 | 0 | 0 | 0 | 0 | 0.70241 | 0 | 0 | 0 | 0 | 0 | 0
6127 | 2018-09-13 06:01 | 9 | September | 6 | 256 | 6.3184 | 2.8737 | 4.04 | 0 | 2.2785 | 0 | 0 | 0 | 0 | 2.8737 | 0 | 0 | 0 | 0 | 0 | 0 | 0 | 1.1663 | 0 | 0 | 0 | 0 | 0 | 0
6128 | 2018-09-13 07:01 | 9 | September | 7 | 256 | 10.3487 | 3.1189 | 4.2852 | 0 | 6.0635 | 0 | 0 | 0 | 0 | 3.1189 | 0 | 0 | 0 | 0 | 0 | 0 | 0 | 1.1663 | 0 | 0 | 0 | 0 | 0 | 0
6129 | 2018-09-13 08:01 | 9 | September | 8 | 256 | 13.8069 | 3.1694 | 4.1019 | 0 | 9.7051 | 0 | 0 | 0 | 0 | 3.1694 | 0 | 0 | 0 | 0 | 0 | 0 | 0 | 0.93243 | 0 | 0 | 0 | 0 | 0 | 0
6130 | 2018-09-13 09:01 | 9 | September | 9 | 256 | 17.3822 | 3.07 | 3.8643 | 0 | 13.5178 | 0 | 0 | 0 | 0 | 3.07 | 0 | 0 | 0 | 0 | 0 | 0 | 0 | 0.5874 | 0 | 0 | 0.20694 | 0 | 0 | 0.18624
6131 | 2018-09-13 10:01 | 9 | September | 10 | 256 | 22.1795 | 3.1256 | 4.042 | 0 | 18.1374 | 0 | 0 | 0 | 0 | 3.1256 | 0 | 0 | 0 | 0 | 0 | 0 | 0 | 0.47239 | 0 | 0 | 0.44402 | 0 | 0 | 0.39962
6132 | 2018-09-13 11:01 | 9 | September | 11 | 256 | 22.9725 | 3.4523 | 4.5878 | 0 | 18.3848 | 0 | 0 | 0 | 0 | 3.4523 | 0 | 0 | 0 | 0 | 0 | 0 | 0 | 0.70241 | 0 | 0 | 0.43304 | 0 | 0 | 0.38973
6133 | 2018-09-13 12:01 | 9 | September | 12 | 256 | 22.4395 | 3.3472 | 5.1209 | 0 | 17.3186 | 0 | 0 | 0 | 0 | 3.3472 | 0 | 0 | 0 | 0 | 0 | 0 | 0 | 0.93243 | 0 | 0 | 0.84126 | 0 | 0 | 0.75713
6134 | 2018-09-13 13:01 | 9 | September | 13 | 256 | 20.1254 | 2.9159 | 4.6226 | 0 | 15.5028 | 0 | 0 | 0 | 0 | 2.9159 | 0 | 0 | 0 | 0 | 0 | 0 | 0 | 0.5874 | 0 | 0 | 1.1192 | 0 | 0 | 1.0073
6135 | 2018-09-13 14:01 | 9 | September | 14 | 256 | 14.652 | 2.648 | 4.0006 | 0 | 10.6514 | 0 | 0 | 0 | 0 | 2.648 | 0 | 0 | 0 | 0 | 0 | 0 | 0 | 0.35355 | 0 | 0 | 0.99905 | 0 | 0 | 0.89914
6136 | 2018-09-13 15:01 | 9 | September | 15 | 256 | 10.1147 | 2.5656 | 3.5224 | 0 | 6.5923 | 0 | 0 | 0 | 0 | 2.5656 | 0 | 0 | 0 | 0 | 0 | 0 | 0 | 0.35355 | 0 | 0 | 0.6033 | 0 | 0 | 0.54297
6137 | 2018-09-13 16:01 | 9 | September | 16 | 256 | 5.5514 | 2.7248 | 4.4924 | 0 | 1.0589 | 0 | 0 | 0 | 0 | 2.7248 | 0 | 0 | 0 | 0 | 0 | 0 | 0 | 0.5874 | 0 | 0 | 1.1803 | 0 | 0 | 1.0622
6138 | 2018-09-13 17:01 | 9 | September | 17 | 256 | 1.5211 | 1.5211 | 1.5211 | 0 | 0 | 1.6092 | 0.70241 | 2.0695 | 4.3811 | 3.1303 | 0 | 0 | 0 | 0 | 0 | 0 | 0 | 0.70241 | 0 | 0 | 2.0695 | 0 | 0 | 1.8626
6139 | 2018-09-13 18:01 | 9 | September | 18 | 256 | 0 | 0 | 0 | 0 | 0 | 3.6038 | 0.70241 | 2.6644 | 6.9706 | 3.6038 | 0 | 0 | 0 | 0 | 0 | 0 | 0 | 0.70241 | 0 | 0 | 2.6644 | 0 | 0 | 2.398
6140 | 2018-09-13 19:01 | 9 | September | 19 | 256 | 0 | 0 | 0 | 0 | 0 | 3.6332 | 0.5874 | 2.5359 | 6.7565 | 3.6332 | 0 | 0 | 0 | 0 | 0 | 0 | 0 | 0.5874 | 0 | 0 | 2.5359 | 0 | 0 | 2.2823
6141 | 2018-09-13 20:01 | 9 | September | 20 | 256 | 0 | 0 | 0 | 0 | 0 | 3.4466 | 0.47239 | 1.8296 | 5.7487 | 3.4466 | 0 | 0 | 0 | 0 | 0 | 0 | 0 | 0.47239 | 0 | 0 | 1.8296 | 0 | 0 | 1.6467
6142 | 2018-09-13 21:01 | 9 | September | 21 | 256 | 0 | 0 | 0 | 0 | 0 | 3.1782 | 0.23853 | 1.4543 | 4.871 | 3.1782 | 0 | 0 | 0 | 0 | 0 | 0 | 0 | 0.23853 | 0 | 0 | 1.4543 | 0 | 0 | 1.3089
6143 | 2018-09-13 22:01 | 9 | September | 22 | 256 | 0 | 0 | 0 | 0 | 0 | 2.5099 | 0.23853 | 0.9957 | 3.7441 | 2.5099 | 0 | 0 | 0 | 0 | 0 | 0 | 0 | 0.23853 | 0 | 0 | 0.9957 | 0 | 0 | 0.89613
6144 | 2018-09-13 23:01 | 9 | September | 23 | 256 | 0 | 0 | 0 | 0 | 0 | 1.7169 | 0.12352 | 0.12317 | 1.9636 | 1.7169 | 0 | 0 | 0 | 0 | 0 | 0 | 0 | 0.12352 | 0 | 0 | 0.12317 | 0 | 0 | 0.11085
6145 | 2018-09-14 00:01 | 9 | September | 0 | 257 | 0 | 0 | 0 | 0 | 0 | 1.33 | 0.12352 | 0.091347 | 1.5448 | 1.33 | 0 | 0 | 0 | 0 | 0 | 0 | 0 | 0.12352 | 0 | 0 | 0.091347 | 0 | 0 | 0.082212
6146 | 2018-09-14 01:01 | 9 | September | 1 | 257 | 0 | 0 | 0 | 0 | 0 | 1.2259 | 0.12352 | 0 | 1.3494 | 1.2259 | 0 | 0 | 0 | 0 | 0 | 0 | 0 | 0.12352 | 0 | 0 | 0 | 0 | 0 | 0
6147 | 2018-09-14 02:01 | 9 | September | 2 | 257 | 0 | 0 | 0 | 0 | 0 | 1.1661 | 0.23853 | 0.11659 | 1.5212 | 1.1661 | 0 | 0 | 0 | 0 | 0 | 0 | 0 | 0.23853 | 0 | 0 | 0.11659 | 0 | 0 | 0.10493
6148 | 2018-09-14 03:01 | 9 | September | 3 | 257 | 0 | 0 | 0 | 0 | 0 | 1.2058 | 0.23853 | 0.042301 | 1.4866 | 1.2058 | 0 | 0 | 0 | 0 | 0 | 0 | 0 | 0.23853 | 0 | 0 | 0.042301 | 0 | 0 | 0.038071
6149 | 2018-09-14 04:01 | 9 | September | 4 | 257 | 0 | 0 | 0 | 0 | 0 | 1.4212 | 0.47239 | 0.039756 | 1.9333 | 1.4212 | 0 | 0 | 0 | 0 | 0 | 0 | 0 | 0.47239 | 0 | 0 | 0.039756 | 0 | 0 | 0.035781
6150 | 2018-09-14 05:01 | 9 | September | 5 | 257 | 0.065004 | 0.065004 | 0.065004 | 0 | 0 | 2.1527 | 0.70241 | 0 | 2.8552 | 2.2178 | 0 | 0 | 0 | 0 | 0 | 0 | 0 | 0.70241 | 0 | 0 | 0 | 0 | 0 | 0
6151 | 2018-09-14 06:01 | 9 | September | 6 | 257 | 4.4203 | 2.8737 | 4.04 | 0 | 0.38033 | 0 | 0 | 0 | 0 | 2.8737 | 0 | 0 | 0 | 0 | 0 | 0 | 0 | 1.1663 | 0 | 0 | 0 | 0 | 0 | 0
6152 | 2018-09-14 07:01 | 9 | September | 7 | 257 | 5.6294 | 3.1189 | 4.2852 | 0 | 1.3441 | 0 | 0 | 0 | 0 | 3.1189 | 0 | 0 | 0 | 0 | 0 | 0 | 0 | 1.1663 | 0 | 0 | 0 | 0 | 0 | 0
6153 | 2018-09-14 08:01 | 9 | September | 8 | 257 | 6.4744 | 3.1694 | 4.1019 | 0 | 2.3726 | 0 | 0 | 0 | 0 | 3.1694 | 0 | 0 | 0 | 0 | 0 | 0 | 0 | 0.93243 | 0 | 0 | 0 | 0 | 0 | 0
6154 | 2018-09-14 09:01 | 9 | September | 9 | 257 | 7.6185 | 3.07 | 3.8231 | 0 | 3.7954 | 0 | 0 | 0 | 0 | 3.07 | 0 | 0 | 0 | 0 | 0 | 0 | 0 | 0.5874 | 0 | 0 | 0.16574 | 0 | 0 | 0.14917
6155 | 2018-09-14 10:01 | 9 | September | 10 | 257 | 12.9619 | 3.1256 | 3.9962 | 0 | 8.9656 | 0 | 0 | 0 | 0 | 3.1256 | 0 | 0 | 0 | 0 | 0 | 0 | 0 | 0.47239 | 0 | 0 | 0.39821 | 0 | 0 | 0.35839
6156 | 2018-09-14 11:01 | 9 | September | 11 | 257 | 17.6162 | 3.4523 | 4.5506 | 0 | 13.0656 | 0 | 0 | 0 | 0 | 3.4523 | 0 | 0 | 0 | 0 | 0 | 0 | 0 | 0.70241 | 0 | 0 | 0.39589 | 0 | 0 | 0.3563
6157 | 2018-09-14 12:01 | 9 | September | 12 | 257 | 21.7245 | 3.3472 | 5.2244 | 0 | 16.5 | 0 | 0 | 0 | 0 | 3.3472 | 0 | 0 | 0 | 0 | 0 | 0 | 0 | 0.93243 | 0 | 0 | 0.94478 | 0 | 0 | 0.8503
6158 | 2018-09-14 13:01 | 9 | September | 13 | 257 | 21.4124 | 2.9159 | 4.8679 | 0 | 16.5445 | 0 | 0 | 0 | 0 | 2.9159 | 0 | 0 | 0 | 0 | 0 | 0 | 0 | 0.5874 | 0 | 0 | 1.3646 | 0 | 0 | 1.2281
6159 | 2018-09-14 14:01 | 9 | September | 14 | 257 | 18.1492 | 2.648 | 4.1781 | 0 | 13.9712 | 0 | 0 | 0 | 0 | 2.648 | 0 | 0 | 0 | 0 | 0 | 0 | 0 | 0.35355 | 0 | 0 | 1.1765 | 0 | 0 | 1.0589
6160 | 2018-09-14 15:01 | 9 | September | 15 | 257 | 16.7061 | 2.5656 | 3.8915 | 0 | 12.8146 | 0 | 0 | 0 | 0 | 2.5656 | 0 | 0 | 0 | 0 | 0 | 0 | 0 | 0.35355 | 0 | 0 | 0.97242 | 0 | 0 | 0.87517
6161 | 2018-09-14 16:01 | 9 | September | 16 | 257 | 12.4678 | 2.7248 | 4.7707 | 0 | 7.6971 | 0 | 0 | 0 | 0 | 2.7248 | 0 | 0 | 0 | 0 | 0 | 0 | 0 | 0.5874 | 0 | 0 | 1.4586 | 0 | 0 | 1.3127
6162 | 2018-09-14 17:01 | 9 | September | 17 | 257 | 6.3444 | 3.1303 | 5.4882 | 0 | 0.85618 | 0 | 0 | 0 | 0 | 3.1303 | 0 | 0 | 0 | 0 | 0 | 0 | 0 | 0.70241 | 0 | 0 | 1.6556 | 0 | 0 | 1.49
6163 | 2018-09-14 18:01 | 9 | September | 18 | 257 | 0 | 0 | 0 | 0 | 0 | 3.6038 | 0.70241 | 2.1629 | 6.4691 | 3.6038 | 0 | 0 | 0 | 0 | 0 | 0 | 0 | 0.70241 | 0 | 0 | 2.1629 | 0 | 0 | 1.9466
6164 | 2018-09-14 19:01 | 9 | September | 19 | 257 | 0 | 0 | 0 | 0 | 0 | 3.6332 | 0.5874 | 2.087 | 6.3076 | 3.6332 | 0 | 0 | 0 | 0 | 0 | 0 | 0 | 0.5874 | 0 | 0 | 2.087 | 0 | 0 | 1.8783
6165 | 2018-09-14 20:01 | 9 | September | 20 | 257 | 0 | 0 | 0 | 0 | 0 | 3.4466 | 0.47239 | 1.7154 | 5.6345 | 3.4466 | 0 | 0 | 0 | 0 | 0 | 0 | 0 | 0.47239 | 0 | 0 | 1.7154 | 0 | 0 | 1.5439
6166 | 2018-09-14 21:01 | 9 | September | 21 | 257 | 0 | 0 | 0 | 0 | 0 | 3.1782 | 0.23853 | 1.2558 | 4.6725 | 3.1782 | 0 | 0 | 0 | 0 | 0 | 0 | 0 | 0.23853 | 0 | 0 | 1.2558 | 0 | 0 | 1.1302
6167 | 2018-09-14 22:01 | 9 | September | 22 | 257 | 0 | 0 | 0 | 0 | 0 | 2.5099 | 0.23853 | 0.75773 | 3.5062 | 2.5099 | 0 | 0 | 0 | 0 | 0 | 0 | 0 | 0.23853 | 0 | 0 | 0.75773 | 0 | 0 | 0.68195
6168 | 2018-09-14 23:01 | 9 | September | 23 | 257 | 0 | 0 | 0 | 0 | 0 | 1.5726 | 0.12352 | 0.49733 | 2.1935 | 1.5726 | 0 | 0 | 0 | 0 | 0 | 0 | 0 | 0.12352 | 0 | 0 | 0.49733 | 0 | 0 | 0.4476
6169 | 2018-09-15 00:01 | 9 | September | 0 | 258 | 0 | 0 | 0 | 0 | 0 | 1.2135 | 0.12352 | 0 | 1.337 | 1.2135 | 0 | 0 | 0 | 0 | 0 | 0 | 0 | 0.12352 | 0 | 0 | 0 | 0 | 0 | 0
6170 | 2018-09-15 01:01 | 9 | September | 1 | 258 | 0 | 0 | 0 | 0 | 0 | 1.1125 | 0.12352 | 0 | 1.236 | 1.1125 | 0 | 0 | 0 | 0 | 0 | 0 | 0 | 0.12352 | 0 | 0 | 0 | 0 | 0 | 0
6171 | 2018-09-15 02:01 | 9 | September | 2 | 258 | 0 | 0 | 0 | 0 | 0 | 1.0883 | 0.12352 | 0.085531 | 1.2974 | 1.0883 | 0 | 0 | 0 | 0 | 0 | 0 | 0 | 0.12352 | 0 | 0 | 0.085531 | 0 | 0 | 0.076978
6172 | 2018-09-15 03:01 | 9 | September | 3 | 258 | 0 | 0 | 0 | 0 | 0 | 1.1079 | 0.12352 | 0.025909 | 1.2573 | 1.1079 | 0 | 0 | 0 | 0 | 0 | 0 | 0 | 0.12352 | 0 | 0 | 0.025909 | 0 | 0 | 0.023318
6173 | 2018-09-15 04:01 | 9 | September | 4 | 258 | 0 | 0 | 0 | 0 | 0 | 1.2846 | 0.12352 | 0.055915 | 1.4641 | 1.2846 | 0 | 0 | 0 | 0 | 0 | 0 | 0 | 0.12352 | 0 | 0 | 0.055915 | 0 | 0 | 0.050323
6174 | 2018-09-15 05:01 | 9 | September | 5 | 258 | 0.039003 | 0.039003 | 0.039003 | 0 | 0 | 2.0762 | 0.23853 | 0 | 2.3147 | 2.1152 | 0 | 0 | 0 | 0 | 0 | 0 | 0 | 0.23853 | 0 | 0 | 0 | 0 | 0 | 0
6175 | 2018-09-15 06:01 | 9 | September | 6 | 258 | 7.2415 | 2.8737 | 3.3461 | 0 | 3.8954 | 0 | 0 | 0 | 0 | 2.8737 | 0 | 0 | 0 | 0 | 0 | 0 | 0 | 0.47239 | 0 | 0 | 0 | 0 | 0 | 0
6176 | 2018-09-15 07:01 | 9 | September | 7 | 258 | 11.3238 | 3.0334 | 3.7358 | 0 | 7.5879 | 0 | 0 | 0 | 0 | 3.0334 | 0 | 0 | 0 | 0 | 0 | 0 | 0 | 0.70241 | 0 | 0 | 0 | 0 | 0 | 0
6177 | 2018-09-15 08:01 | 9 | September | 8 | 258 | 14.821 | 3.002 | 3.7044 | 0 | 11.1166 | 0 | 0 | 0 | 0 | 3.002 | 0 | 0 | 0 | 0 | 0 | 0 | 0 | 0.70241 | 0 | 0 | 0 | 0 | 0 | 0
6178 | 2018-09-15 09:01 | 9 | September | 9 | 258 | 18.6823 | 2.9216 | 3.7821 | 0 | 14.9002 | 0 | 0 | 0 | 0 | 2.9216 | 0 | 0 | 0 | 0 | 0 | 0 | 0 | 0.5874 | 0 | 0 | 0.27308 | 0 | 0 | 0.24577
6179 | 2018-09-15 10:01 | 9 | September | 10 | 258 | 21.8285 | 2.9463 | 3.8788 | 0 | 17.9497 | 0 | 0 | 0 | 0 | 2.9463 | 0 | 0 | 0 | 0 | 0 | 0 | 0 | 0.35738 | 0 | 0 | 0.57504 | 0 | 0 | 0.51754
6180 | 2018-09-15 11:01 | 9 | September | 11 | 258 | 23.1936 | 3.2833 | 4.3652 | 0 | 18.8284 | 0 | 0 | 0 | 0 | 3.2833 | 0 | 0 | 0 | 0 | 0 | 0 | 0 | 0.5874 | 0 | 0 | 0.49448 | 0 | 0 | 0.44503
6181 | 2018-09-15 12:01 | 9 | September | 12 | 258 | 22.7125 | 3.2019 | 4.7072 | 0 | 18.0053 | 0 | 0 | 0 | 0 | 3.2019 | 0 | 0 | 0 | 0 | 0 | 0 | 0 | 0.70241 | 0 | 0 | 0.80292 | 0 | 0 | 0.72263
6182 | 2018-09-15 13:01 | 9 | September | 13 | 258 | 20.6194 | 2.8129 | 4.9436 | 0 | 15.6758 | 0 | 0 | 0 | 0 | 2.8129 | 0 | 0 | 0 | 0 | 0 | 0 | 0 | 0.70241 | 0 | 0 | 1.4283 | 0 | 0 | 1.2855
6183 | 2018-09-15 14:01 | 9 | September | 14 | 258 | 17.2912 | 2.5372 | 4.1515 | 0 | 13.1397 | 0 | 0 | 0 | 0 | 2.5372 | 0 | 0 | 0 | 0 | 0 | 0 | 0 | 0.5874 | 0 | 0 | 1.0268 | 0 | 0 | 0.92416
6184 | 2018-09-15 15:01 | 9 | September | 15 | 258 | 13.5339 | 2.3878 | 3.707 | 0 | 9.8269 | 0 | 0 | 0 | 0 | 2.3878 | 0 | 0 | 0 | 0 | 0 | 0 | 0 | 0.5874 | 0 | 0 | 0.73184 | 0 | 0 | 0.65866
6185 | 2018-09-15 16:01 | 9 | September | 16 | 258 | 9.9977 | 2.5975 | 4.4818 | 0 | 5.5159 | 0 | 0 | 0 | 0 | 2.5975 | 0 | 0 | 0 | 0 | 0 | 0 | 0 | 1.0513 | 0 | 0 | 0.83299 | 0 | 0 | 0.74969
6186 | 2018-09-15 17:01 | 9 | September | 17 | 258 | 3.8743 | 3.1854 | 3.8743 | 0 | 0 | 0 | 0.12857 | 1.2201 | 1.3487 | 3.1854 | 0 | 0 | 0 | 0 | 0 | 0 | 0 | 0.81742 | 0 | 0 | 1.2201 | 0 | 0 | 1.0981
6187 | 2018-09-15 18:01 | 9 | September | 18 | 258 | 0 | 0 | 0 | 0 | 0 | 3.7434 | 0.47239 | 1.9034 | 6.1193 | 3.7434 | 0 | 0 | 0 | 0 | 0 | 0 | 0 | 0.47239 | 0 | 0 | 1.9034 | 0 | 0 | 1.7131
6188 | 2018-09-15 19:01 | 9 | September | 19 | 258 | 0 | 0 | 0 | 0 | 0 | 3.6636 | 0.47239 | 1.7545 | 5.8904 | 3.6636 | 0 | 0 | 0 | 0 | 0 | 0 | 0 | 0.47239 | 0 | 0 | 1.7545 | 0 | 0 | 1.579
6189 | 2018-09-15 20:01 | 9 | September | 20 | 258 | 0 | 0 | 0 | 0 | 0 | 3.4142 | 0.23853 | 1.2804 | 4.9331 | 3.4142 | 0 | 0 | 0 | 0 | 0 | 0 | 0 | 0.23853 | 0 | 0 | 1.2804 | 0 | 0 | 1.1523
6190 | 2018-09-15 21:01 | 9 | September | 21 | 258 | 0 | 0 | 0 | 0 | 0 | 2.9968 | 0.23853 | 0.99691 | 4.2323 | 2.9968 | 0 | 0 | 0 | 0 | 0 | 0 | 0 | 0.23853 | 0 | 0 | 0.99691 | 0 | 0 | 0.89722
6191 | 2018-09-15 22:01 | 9 | September | 22 | 258 | 0 | 0 | 0 | 0 | 0 | 2.2662 | 0.23853 | 0.5535 | 3.0582 | 2.2662 | 0 | 0 | 0 | 0 | 0 | 0 | 0 | 0.23853 | 0 | 0 | 0.5535 | 0 | 0 | 0.49815
6192 | 2018-09-15 23:01 | 9 | September | 23 | 258 | 0 | 0 | 0 | 0 | 0 | 1.5726 | 0.12352 | 0.49099 | 2.1872 | 1.5726 | 0 | 0 | 0 | 0 | 0 | 0 | 0 | 0.12352 | 0 | 0 | 0.49099 | 0 | 0 | 0.44189
6193 | 2018-09-16 00:01 | 9 | September | 0 | 259 | 0 | 0 | 0 | 0 | 0 | 1.2135 | 0.12352 | 0.59399 | 1.931 | 1.2135 | 0 | 0 | 0 | 0 | 0 | 0 | 0 | 0.12352 | 0 | 0 | 0.59399 | 0 | 0 | 0.53459
6194 | 2018-09-16 01:01 | 9 | September | 1 | 259 | 0 | 0 | 0 | 0 | 0 | 1.1125 | 0.12352 | 0.39144 | 1.6275 | 1.1125 | 0 | 0 | 0 | 0 | 0 | 0 | 0 | 0.12352 | 0 | 0 | 0.39144 | 0 | 0 | 0.35229
6195 | 2018-09-16 02:01 | 9 | September | 2 | 259 | 0 | 0 | 0 | 0 | 0 | 1.0883 | 0.12352 | 0.014074 | 1.2259 | 1.0883 | 0 | 0 | 0 | 0 | 0 | 0 | 0 | 0.12352 | 0 | 0 | 0.014074 | 0 | 0 | 0.012667
6196 | 2018-09-16 03:01 | 9 | September | 3 | 259 | 0 | 0 | 0 | 0 | 0 | 1.1079 | 0.12352 | 0.026572 | 1.258 | 1.1079 | 0 | 0 | 0 | 0 | 0 | 0 | 0 | 0.12352 | 0 | 0 | 0.026572 | 0 | 0 | 0.023914
6197 | 2018-09-16 04:01 | 9 | September | 4 | 259 | 0 | 0 | 0 | 0 | 0 | 1.2846 | 0.12352 | 0.02326 | 1.4314 | 1.2846 | 0 | 0 | 0 | 0 | 0 | 0 | 0 | 0.12352 | 0 | 0 | 0.02326 | 0 | 0 | 0.020934
6198 | 2018-09-16 05:01 | 9 | September | 5 | 259 | 0.026002 | 0.026002 | 0.026002 | 0 | 0 | 2.0892 | 0.12352 | 0 | 2.2127 | 2.1152 | 0 | 0 | 0 | 0 | 0 | 0 | 0 | 0.12352 | 0 | 0 | 0 | 0 | 0 | 0
6199 | 2018-09-16 06:01 | 9 | September | 6 | 259 | 3.3022 | 2.8737 | 2.9972 | 0 | 0.30502 | 0 | 0 | 0 | 0 | 2.8737 | 0 | 0 | 0 | 0 | 0 | 0 | 0 | 0.12352 | 0 | 0 | 0 | 0 | 0 | 0
6200 | 2018-09-16 07:01 | 9 | September | 7 | 259 | 4.4203 | 3.0334 | 3.2719 | 0 | 1.1484 | 0 | 0 | 0 | 0 | 3.0334 | 0 | 0 | 0 | 0 | 0 | 0 | 0 | 0.23853 | 0 | 0 | 0 | 0 | 0 | 0
6201 | 2018-09-16 08:01 | 9 | September | 8 | 259 | 3.9653 | 3.002 | 3.3594 | 0 | 0.60591 | 0 | 0 | 0 | 0 | 3.002 | 0 | 0 | 0 | 0 | 0 | 0 | 0 | 0.35738 | 0 | 0 | 0 | 0 | 0 | 0
6202 | 2018-09-16 09:01 | 9 | September | 9 | 259 | 2.4832 | 2.4832 | 2.4832 | 0 | 0 | 0.43843 | 0.70241 | 0.29766 | 1.4385 | 2.9216 | 0 | 0 | 0 | 0 | 0 | 0 | 0 | 0.70241 | 0 | 0 | 0.29766 | 0 | 0 | 0.2679
6203 | 2018-09-16 10:01 | 9 | September | 10 | 259 | 3.4842 | 2.9463 | 3.4842 | 0 | 0 | 0 | 0.16451 | 0.60708 | 0.77159 | 2.9463 | 0 | 0 | 0 | 0 | 0 | 0 | 0 | 0.70241 | 0 | 0 | 0.60708 | 0 | 0 | 0.54638
6204 | 2018-09-16 11:01 | 9 | September | 11 | 259 | 8.2426 | 3.2833 | 4.6932 | 0 | 3.5494 | 0 | 0 | 0 | 0 | 3.2833 | 0 | 0 | 0 | 0 | 0 | 0 | 0 | 0.93243 | 0 | 0 | 0.47745 | 0 | 0 | 0.4297
6205 | 2018-09-16 12:01 | 9 | September | 12 | 259 | 8.6976 | 3.2019 | 4.6464 | 0 | 4.0511 | 0 | 0 | 0 | 0 | 3.2019 | 0 | 0 | 0 | 0 | 0 | 0 | 0 | 0.93243 | 0 | 0 | 0.51211 | 0 | 0 | 0.4609
6206 | 2018-09-16 13:01 | 9 | September | 13 | 259 | 8.2686 | 2.8129 | 4.3357 | 0 | 3.9329 | 0 | 0 | 0 | 0 | 2.8129 | 0 | 0 | 0 | 0 | 0 | 0 | 0 | 0.81742 | 0 | 0 | 0.70537 | 0 | 0 | 0.63484
6207 | 2018-09-16 14:01 | 9 | September | 14 | 259 | 4.4593 | 2.5372 | 3.7979 | 0 | 0.66139 | 0 | 0 | 0 | 0 | 2.5372 | 0 | 0 | 0 | 0 | 0 | 0 | 0 | 0.5874 | 0 | 0 | 0.6733 | 0 | 0 | 0.60597
6208 | 2018-09-16 15:01 | 9 | September | 15 | 259 | 4.7843 | 2.3878 | 3.5512 | 0 | 1.2331 | 0 | 0 | 0 | 0 | 2.3878 | 0 | 0 | 0 | 0 | 0 | 0 | 0 | 0.47239 | 0 | 0 | 0.691 | 0 | 0 | 0.6219
6209 | 2018-09-16 16:01 | 9 | September | 16 | 259 | 2.2882 | 2.2882 | 2.2882 | 0 | 0 | 0.30935 | 0.5874 | 0.81723 | 1.714 | 2.5975 | 0 | 0 | 0 | 0 | 0 | 0 | 0 | 0.5874 | 0 | 0 | 0.81723 | 0 | 0 | 0.73551
6210 | 2018-09-16 17:01 | 9 | September | 17 | 259 | 0.19501 | 0.19501 | 0.19501 | 0 | 0 | 2.9904 | 0.70241 | 1.2113 | 4.9041 | 3.1854 | 0 | 0 | 0 | 0 | 0 | 0 | 0 | 0.70241 | 0 | 0 | 1.2113 | 0 | 0 | 1.0901
6211 | 2018-09-16 18:01 | 9 | September | 18 | 259 | 0 | 0 | 0 | 0 | 0 | 3.7434 | 0.70241 | 1.9407 | 6.3865 | 3.7434 | 0 | 0 | 0 | 0 | 0 | 0 | 0 | 0.70241 | 0 | 0 | 1.9407 | 0 | 0 | 1.7466
6212 | 2018-09-16 19:01 | 9 | September | 19 | 259 | 0 | 0 | 0 | 0 | 0 | 3.6636 | 0.47239 | 2.17 | 6.306 | 3.6636 | 0 | 0 | 0 | 0 | 0 | 0 | 0 | 0.47239 | 0 | 0 | 2.17 | 0 | 0 | 1.953
6213 | 2018-09-16 20:01 | 9 | September | 20 | 259 | 0 | 0 | 0 | 0 | 0 | 3.4142 | 0.47239 | 1.905 | 5.7916 | 3.4142 | 0 | 0 | 0 | 0 | 0 | 0 | 0 | 0.47239 | 0 | 0 | 1.905 | 0 | 0 | 1.7145
6214 | 2018-09-16 21:01 | 9 | September | 21 | 259 | 0 | 0 | 0 | 0 | 0 | 2.9968 | 0.23853 | 1.5578 | 4.7932 | 2.9968 | 0 | 0 | 0 | 0 | 0 | 0 | 0 | 0.23853 | 0 | 0 | 1.5578 | 0 | 0 | 1.402
6215 | 2018-09-16 22:01 | 9 | September | 22 | 259 | 0 | 0 | 0 | 0 | 0 | 2.2662 | 0.23853 | 0.88022 | 3.3849 | 2.2662 | 0 | 0 | 0 | 0 | 0 | 0 | 0 | 0.23853 | 0 | 0 | 0.88022 | 0 | 0 | 0.7922
6216 | 2018-09-16 23:01 | 9 | September | 23 | 259 | 0 | 0 | 0 | 0 | 0 | 1.5726 | 0.12352 | 0.73599 | 2.4322 | 1.5726 | 0 | 0 | 0 | 0 | 0 | 0 | 0 | 0.12352 | 0 | 0 | 0.73599 | 0 | 0 | 0.66239
6217 | 2018-09-17 00:01 | 9 | September | 0 | 260 | 0 | 0 | 0 | 0 | 0 | 1.2135 | 0.12352 | 0.37687 | 1.7139 | 1.2135 | 0 | 0 | 0 | 0 | 0 | 0 | 0 | 0.12352 | 0 | 0 | 0.37687 | 0 | 0 | 0.33918
6218 | 2018-09-17 01:01 | 9 | September | 1 | 260 | 0 | 0 | 0 | 0 | 0 | 1.1125 | 0.12352 | 0.57442 | 1.8105 | 1.1125 | 0 | 0 | 0 | 0 | 0 | 0 | 0 | 0.12352 | 0 | 0 | 0.57442 | 0 | 0 | 0.51697
6219 | 2018-09-17 02:01 | 9 | September | 2 | 260 | 0 | 0 | 0 | 0 | 0 | 1.0883 | 0.23853 | 0.34995 | 1.6768 | 1.0883 | 0 | 0 | 0 | 0 | 0 | 0 | 0 | 0.23853 | 0 | 0 | 0.34995 | 0 | 0 | 0.31496
6220 | 2018-09-17 03:01 | 9 | September | 3 | 260 | 0 | 0 | 0 | 0 | 0 | 1.1079 | 0.23853 | 0 | 1.3464 | 1.1079 | 0 | 0 | 0 | 0 | 0 | 0 | 0 | 0.23853 | 0 | 0 | 0 | 0 | 0 | 0
6221 | 2018-09-17 04:01 | 9 | September | 4 | 260 | 0 | 0 | 0 | 0 | 0 | 1.2846 | 0.47239 | 0 | 1.757 | 1.2846 | 0 | 0 | 0 | 0 | 0 | 0 | 0 | 0.47239 | 0 | 0 | 0 | 0 | 0 | 0
6222 | 2018-09-17 05:01 | 9 | September | 5 | 260 | 0.026002 | 0.026002 | 0.026002 | 0 | 0 | 2.0892 | 0.70241 | 0 | 2.7916 | 2.1152 | 0 | 0 | 0 | 0 | 0 | 0 | 0 | 0.70241 | 0 | 0 | 0 | 0 | 0 | 0
6223 | 2018-09-17 06:01 | 9 | September | 6 | 260 | 0.59804 | 0.59804 | 0.59804 | 0 | 0 | 2.2756 | 1.1663 | 0 | 3.4419 | 2.8737 | 0 | 0 | 0 | 0 | 0 | 0 | 0 | 1.1663 | 0 | 0 | 0 | 0 | 0 | 0
6224 | 2018-09-17 07:01 | 9 | September | 7 | 260 | 1.4431 | 1.4431 | 1.4431 | 0 | 0 | 1.5903 | 1.1663 | 0 | 2.7566 | 3.0334 | 0 | 0 | 0 | 0 | 0 | 0 | 0 | 1.1663 | 0 | 0 | 0 | 0 | 0 | 0
6225 | 2018-09-17 08:01 | 9 | September | 8 | 260 | 2.2231 | 2.2231 | 2.2231 | 0 | 0 | 0.77883 | 0.93243 | 0 | 1.7113 | 3.002 | 0 | 0 | 0 | 0 | 0 | 0 | 0 | 0.93243 | 0 | 0 | 0 | 0 | 0 | 0
6226 | 2018-09-17 09:01 | 9 | September | 9 | 260 | 2.7952 | 2.7952 | 2.7952 | 0 | 0 | 0.12641 | 0.5874 | 0.20694 | 0.92075 | 2.9216 | 0 | 0 | 0 | 0 | 0 | 0 | 0 | 0.5874 | 0 | 0 | 0.20694 | 0 | 0 | 0.18624
6227 | 2018-09-17 10:01 | 9 | September | 10 | 260 | 3.0682 | 2.9463 | 3.0682 | 0 | 0 | 0 | 0.35051 | 0.44402 | 0.79453 | 2.9463 | 0 | 0 | 0 | 0 | 0 | 0 | 0 | 0.47239 | 0 | 0 | 0.44402 | 0 | 0 | 0.39962
6228 | 2018-09-17 11:01 | 9 | September | 11 | 260 | 3.3022 | 3.2833 | 3.3022 | 0 | 0 | 0 | 0.6835 | 0.43304 | 1.1165 | 3.2833 | 0 | 0 | 0 | 0 | 0 | 0 | 0 | 0.70241 | 0 | 0 | 0.43304 | 0 | 0 | 0.38973
6229 | 2018-09-17 12:01 | 9 | September | 12 | 260 | 3.0682 | 3.0682 | 3.0682 | 0 | 0 | 0.13369 | 0.93243 | 0.84126 | 1.9074 | 3.2019 | 0 | 0 | 0 | 0 | 0 | 0 | 0 | 0.93243 | 0 | 0 | 0.84126 | 0 | 0 | 0.75713
6230 | 2018-09-17 13:01 | 9 | September | 13 | 260 | 2.8602 | 2.8129 | 2.8602 | 0 | 0 | 0 | 0.54009 | 1.1192 | 1.6593 | 2.8129 | 0 | 0 | 0 | 0 | 0 | 0 | 0 | 0.5874 | 0 | 0 | 1.1192 | 0 | 0 | 1.0073
6231 | 2018-09-17 14:01 | 9 | September | 14 | 260 | 2.3272 | 2.3272 | 2.3272 | 0 | 0 | 0.21006 | 0.35355 | 0.99905 | 1.5626 | 2.5372 | 0 | 0 | 0 | 0 | 0 | 0 | 0 | 0.35355 | 0 | 0 | 0.99905 | 0 | 0 | 0.89914
6232 | 2018-09-17 15:01 | 9 | September | 15 | 260 | 1.5081 | 1.5081 | 1.5081 | 0 | 0 | 0.87969 | 0.35355 | 0.6033 | 1.8365 | 2.3878 | 0 | 0 | 0 | 0 | 0 | 0 | 0 | 0.35355 | 0 | 0 | 0.6033 | 0 | 0 | 0.54297
6233 | 2018-09-17 16:01 | 9 | September | 16 | 260 | 0.75405 | 0.75405 | 0.75405 | 0 | 0 | 1.8434 | 0.5874 | 1.1803 | 3.6111 | 2.5975 | 0 | 0 | 0 | 0 | 0 | 0 | 0 | 0.5874 | 0 | 0 | 1.1803 | 0 | 0 | 1.0622
6234 | 2018-09-17 17:01 | 9 | September | 17 | 260 | 0.11701 | 0.11701 | 0.11701 | 0 | 0 | 3.0684 | 0.70241 | 2.0695 | 5.8404 | 3.1854 | 0 | 0 | 0 | 0 | 0 | 0 | 0 | 0.70241 | 0 | 0 | 2.0695 | 0 | 0 | 1.8626
6235 | 2018-09-17 18:01 | 9 | September | 18 | 260 | 0 | 0 | 0 | 0 | 0 | 3.7434 | 0.70241 | 2.6644 | 7.1102 | 3.7434 | 0 | 0 | 0 | 0 | 0 | 0 | 0 | 0.70241 | 0 | 0 | 2.6644 | 0 | 0 | 2.398
6236 | 2018-09-17 19:01 | 9 | September | 19 | 260 | 0 | 0 | 0 | 0 | 0 | 3.6636 | 0.5874 | 2.5359 | 6.7869 | 3.6636 | 0 | 0 | 0 | 0 | 0 | 0 | 0 | 0.5874 | 0 | 0 | 2.5359 | 0 | 0 | 2.2823
6237 | 2018-09-17 20:01 | 9 | September | 20 | 260 | 0 | 0 | 0 | 0 | 0 | 3.4142 | 0.47239 | 1.8296 | 5.7162 | 3.4142 | 0 | 0 | 0 | 0 | 0 | 0 | 0 | 0.47239 | 0 | 0 | 1.8296 | 0 | 0 | 1.6467
6238 | 2018-09-17 21:01 | 9 | September | 21 | 260 | 0 | 0 | 0 | 0 | 0 | 2.9968 | 0.23853 | 1.4543 | 4.6897 | 2.9968 | 0 | 0 | 0 | 0 | 0 | 0 | 0 | 0.23853 | 0 | 0 | 1.4543 | 0 | 0 | 1.3089
6239 | 2018-09-17 22:01 | 9 | September | 22 | 260 | 0 | 0 | 0 | 0 | 0 | 2.2662 | 0.23853 | 0.9957 | 3.5004 | 2.2662 | 0 | 0 | 0 | 0 | 0 | 0 | 0 | 0.23853 | 0 | 0 | 0.9957 | 0 | 0 | 0.89613
6240 | 2018-09-17 23:01 | 9 | September | 23 | 260 | 0 | 0 | 0 | 0 | 0 | 1.5726 | 0.12352 | 0.63126 | 2.3274 | 1.5726 | 0 | 0 | 0 | 0 | 0 | 0 | 0 | 0.12352 | 0 | 0 | 0.63126 | 0 | 0 | 0.56813
6241 | 2018-09-18 00:01 | 9 | September | 0 | 261 | 0 | 0 | 0 | 0 | 0 | 1.2135 | 0.12352 | 0.34706 | 1.6841 | 1.2135 | 0 | 0 | 0 | 0 | 0 | 0 | 0 | 0.12352 | 0 | 0 | 0.34706 | 0 | 0 | 0.31235
6242 | 2018-09-18 01:01 | 9 | September | 1 | 261 | 0 | 0 | 0 | 0 | 0 | 1.1125 | 0.12352 | 0.040439 | 1.2765 | 1.1125 | 0 | 0 | 0 | 0 | 0 | 0 | 0 | 0.12352 | 0 | 0 | 0.040439 | 0 | 0 | 0.036395
6243 | 2018-09-18 02:01 | 9 | September | 2 | 261 | 0 | 0 | 0 | 0 | 0 | 1.0883 | 0.23853 | 0.042189 | 1.369 | 1.0883 | 0 | 0 | 0 | 0 | 0 | 0 | 0 | 0.23853 | 0 | 0 | 0.042189 | 0 | 0 | 0.03797
6244 | 2018-09-18 03:01 | 9 | September | 3 | 261 | 0 | 0 | 0 | 0 | 0 | 1.1079 | 0.23853 | 0 | 1.3464 | 1.1079 | 0 | 0 | 0 | 0 | 0 | 0 | 0 | 0.23853 | 0 | 0 | 0 | 0 | 0 | 0
6245 | 2018-09-18 04:01 | 9 | September | 4 | 261 | 0 | 0 | 0 | 0 | 0 | 1.2846 | 0.47239 | 0 | 1.757 | 1.2846 | 0 | 0 | 0 | 0 | 0 | 0 | 0 | 0.47239 | 0 | 0 | 0 | 0 | 0 | 0
6246 | 2018-09-18 05:01 | 9 | September | 5 | 261 | 0.039003 | 0.039003 | 0.039003 | 0 | 0 | 2.0762 | 0.70241 | 0 | 2.7786 | 2.1152 | 0 | 0 | 0 | 0 | 0 | 0 | 0 | 0.70241 | 0 | 0 | 0 | 0 | 0 | 0
6247 | 2018-09-18 06:01 | 9 | September | 6 | 261 | 7.5925 | 2.8737 | 4.04 | 0 | 3.5525 | 0 | 0 | 0 | 0 | 2.8737 | 0 | 0 | 0 | 0 | 0 | 0 | 0 | 1.1663 | 0 | 0 | 0 | 0 | 0 | 0
6248 | 2018-09-18 07:01 | 9 | September | 7 | 261 | 12.2338 | 3.0334 | 4.1997 | 0 | 8.0341 | 0 | 0 | 0 | 0 | 3.0334 | 0 | 0 | 0 | 0 | 0 | 0 | 0 | 1.1663 | 0 | 0 | 0 | 0 | 0 | 0
6249 | 2018-09-18 08:01 | 9 | September | 8 | 261 | 15.7311 | 3.002 | 3.9344 | 0 | 11.7966 | 0 | 0 | 0 | 0 | 3.002 | 0 | 0 | 0 | 0 | 0 | 0 | 0 | 0.93243 | 0 | 0 | 0 | 0 | 0 | 0
6250 | 2018-09-18 09:01 | 9 | September | 9 | 261 | 19.7223 | 2.9216 | 3.7159 | 0 | 16.0064 | 0 | 0 | 0 | 0 | 2.9216 | 0 | 0 | 0 | 0 | 0 | 0 | 0 | 0.5874 | 0 | 0 | 0.20694 | 0 | 0 | 0.18624
6251 | 2018-09-18 10:01 | 9 | September | 10 | 261 | 22.6995 | 2.9463 | 3.8627 | 0 | 18.8368 | 0 | 0 | 0 | 0 | 2.9463 | 0 | 0 | 0 | 0 | 0 | 0 | 0 | 0.47239 | 0 | 0 | 0.44402 | 0 | 0 | 0.39962
6252 | 2018-09-18 11:01 | 9 | September | 11 | 261 | 24.0776 | 3.2833 | 4.4188 | 0 | 19.6589 | 0 | 0 | 0 | 0 | 3.2833 | 0 | 0 | 0 | 0 | 0 | 0 | 0 | 0.70241 | 0 | 0 | 0.43304 | 0 | 0 | 0.38973
6253 | 2018-09-18 12:01 | 9 | September | 12 | 261 | 23.7136 | 3.2019 | 4.9756 | 0 | 18.738 | 0 | 0 | 0 | 0 | 3.2019 | 0 | 0 | 0 | 0 | 0 | 0 | 0 | 0.93243 | 0 | 0 | 0.84126 | 0 | 0 | 0.75713
6254 | 2018-09-18 13:01 | 9 | September | 13 | 261 | 21.4254 | 2.8129 | 4.5195 | 0 | 16.9059 | 0 | 0 | 0 | 0 | 2.8129 | 0 | 0 | 0 | 0 | 0 | 0 | 0 | 0.5874 | 0 | 0 | 1.1192 | 0 | 0 | 1.0073
6255 | 2018-09-18 14:01 | 9 | September | 14 | 261 | 17.7332 | 2.5372 | 3.8898 | 0 | 13.8434 | 0 | 0 | 0 | 0 | 2.5372 | 0 | 0 | 0 | 0 | 0 | 0 | 0 | 0.35355 | 0 | 0 | 0.99905 | 0 | 0 | 0.89914
6256 | 2018-09-18 15:01 | 9 | September | 15 | 261 | 14.0799 | 2.3878 | 3.3446 | 0 | 10.7353 | 0 | 0 | 0 | 0 | 2.3878 | 0 | 0 | 0 | 0 | 0 | 0 | 0 | 0.35355 | 0 | 0 | 0.6033 | 0 | 0 | 0.54297
6257 | 2018-09-18 16:01 | 9 | September | 16 | 261 | 10.2967 | 2.5975 | 4.3652 | 0 | 5.9315 | 0 | 0 | 0 | 0 | 2.5975 | 0 | 0 | 0 | 0 | 0 | 0 | 0 | 0.5874 | 0 | 0 | 1.1803 | 0 | 0 | 1.0622
6258 | 2018-09-18 17:01 | 9 | September | 17 | 261 | 0.50703 | 0.50703 | 0.50703 | 0 | 0 | 2.6784 | 0.70241 | 2.0695 | 5.4503 | 3.1854 | 0 | 0 | 0 | 0 | 0 | 0 | 0 | 0.70241 | 0 | 0 | 2.0695 | 0 | 0 | 1.8626
6259 | 2018-09-18 18:01 | 9 | September | 18 | 261 | 0 | 0 | 0 | 0 | 0 | 3.7434 | 0.70241 | 2.6644 | 7.1102 | 3.7434 | 0 | 0 | 0 | 0 | 0 | 0 | 0 | 0.70241 | 0 | 0 | 2.6644 | 0 | 0 | 2.398
6260 | 2018-09-18 19:01 | 9 | September | 19 | 261 | 0 | 0 | 0 | 0 | 0 | 3.6636 | 0.5874 | 2.5359 | 6.7869 | 3.6636 | 0 | 0 | 0 | 0 | 0 | 0 | 0 | 0.5874 | 0 | 0 | 2.5359 | 0 | 0 | 2.2823
6261 | 2018-09-18 20:01 | 9 | September | 20 | 261 | 0 | 0 | 0 | 0 | 0 | 3.4142 | 0.47239 | 1.8296 | 5.7162 | 3.4142 | 0 | 0 | 0 | 0 | 0 | 0 | 0 | 0.47239 | 0 | 0 | 1.8296 | 0 | 0 | 1.6467
6262 | 2018-09-18 21:01 | 9 | September | 21 | 261 | 0 | 0 | 0 | 0 | 0 | 2.9968 | 0.23853 | 1.4543 | 4.6897 | 2.9968 | 0 | 0 | 0 | 0 | 0 | 0 | 0 | 0.23853 | 0 | 0 | 1.4543 | 0 | 0 | 1.3089
6263 | 2018-09-18 22:01 | 9 | September | 22 | 261 | 0 | 0 | 0 | 0 | 0 | 2.2662 | 0.23853 | 0.9957 | 3.5004 | 2.2662 | 0 | 0 | 0 | 0 | 0 | 0 | 0 | 0.23853 | 0 | 0 | 0.9957 | 0 | 0 | 0.89613
6264 | 2018-09-18 23:01 | 9 | September | 23 | 261 | 0 | 0 | 0 | 0 | 0 | 1.5726 | 0.12352 | 0.63126 | 2.3274 | 1.5726 | 0 | 0 | 0 | 0 | 0 | 0 | 0 | 0.12352 | 0 | 0 | 0.63126 | 0 | 0 | 0.56813
6265 | 2018-09-19 00:01 | 9 | September | 0 | 262 | 0 | 0 | 0 | 0 | 0 | 1.2135 | 0.12352 | 0.34706 | 1.6841 | 1.2135 | 0 | 0 | 0 | 0 | 0 | 0 | 0 | 0.12352 | 0 | 0 | 0.34706 | 0 | 0 | 0.31235
6266 | 2018-09-19 01:01 | 9 | September | 1 | 262 | 0 | 0 | 0 | 0 | 0 | 1.1125 | 0.12352 | 0.040439 | 1.2765 | 1.1125 | 0 | 0 | 0 | 0 | 0 | 0 | 0 | 0.12352 | 0 | 0 | 0.040439 | 0 | 0 | 0.036395
6267 | 2018-09-19 02:01 | 9 | September | 2 | 262 | 0 | 0 | 0 | 0 | 0 | 1.0883 | 0.23853 | 0.042189 | 1.369 | 1.0883 | 0 | 0 | 0 | 0 | 0 | 0 | 0 | 0.23853 | 0 | 0 | 0.042189 | 0 | 0 | 0.03797
6268 | 2018-09-19 03:01 | 9 | September | 3 | 262 | 0 | 0 | 0 | 0 | 0 | 1.1079 | 0.23853 | 0 | 1.3464 | 1.1079 | 0 | 0 | 0 | 0 | 0 | 0 | 0 | 0.23853 | 0 | 0 | 0 | 0 | 0 | 0
6269 | 2018-09-19 04:01 | 9 | September | 4 | 262 | 0 | 0 | 0 | 0 | 0 | 1.2846 | 0.47239 | 0 | 1.757 | 1.2846 | 0 | 0 | 0 | 0 | 0 | 0 | 0 | 0.47239 | 0 | 0 | 0 | 0 | 0 | 0
6270 | 2018-09-19 05:01 | 9 | September | 5 | 262 | 0.026002 | 0.026002 | 0.026002 | 0 | 0 | 2.0892 | 0.70241 | 0 | 2.7916 | 2.1152 | 0 | 0 | 0 | 0 | 0 | 0 | 0 | 0.70241 | 0 | 0 | 0 | 0 | 0 | 0
6271 | 2018-09-19 06:01 | 9 | September | 6 | 262 | 8.1125 | 2.8737 | 4.04 | 0 | 4.0726 | 0 | 0 | 0 | 0 | 2.8737 | 0 | 0 | 0 | 0 | 0 | 0 | 0 | 1.1663 | 0 | 0 | 0 | 0 | 0 | 0
6272 | 2018-09-19 07:01 | 9 | September | 7 | 262 | 12.7149 | 3.0334 | 4.1997 | 0 | 8.5152 | 0 | 0 | 0 | 0 | 3.0334 | 0 | 0 | 0 | 0 | 0 | 0 | 0 | 1.1663 | 0 | 0 | 0 | 0 | 0 | 0
6273 | 2018-09-19 08:01 | 9 | September | 8 | 262 | 16.1471 | 3.002 | 3.9344 | 0 | 12.2127 | 0 | 0 | 0 | 0 | 3.002 | 0 | 0 | 0 | 0 | 0 | 0 | 0 | 0.93243 | 0 | 0 | 0 | 0 | 0 | 0
6274 | 2018-09-19 09:01 | 9 | September | 9 | 262 | 19.9563 | 2.9216 | 3.7159 | 0 | 16.2404 | 0 | 0 | 0 | 0 | 2.9216 | 0 | 0 | 0 | 0 | 0 | 0 | 0 | 0.5874 | 0 | 0 | 0.20694 | 0 | 0 | 0.18624
6275 | 2018-09-19 10:01 | 9 | September | 10 | 262 | 23.0375 | 2.9463 | 3.8627 | 0 | 19.1748 | 0 | 0 | 0 | 0 | 2.9463 | 0 | 0 | 0 | 0 | 0 | 0 | 0 | 0.47239 | 0 | 0 | 0.44402 | 0 | 0 | 0.39962
6276 | 2018-09-19 11:01 | 9 | September | 11 | 262 | 24.3116 | 3.2833 | 4.4188 | 0 | 19.8929 | 0 | 0 | 0 | 0 | 3.2833 | 0 | 0 | 0 | 0 | 0 | 0 | 0 | 0.70241 | 0 | 0 | 0.43304 | 0 | 0 | 0.38973
6277 | 2018-09-19 12:01 | 9 | September | 12 | 262 | 23.7396 | 3.2019 | 4.9756 | 0 | 18.764 | 0 | 0 | 0 | 0 | 3.2019 | 0 | 0 | 0 | 0 | 0 | 0 | 0 | 0.93243 | 0 | 0 | 0.84126 | 0 | 0 | 0.75713
6278 | 2018-09-19 13:01 | 9 | September | 13 | 262 | 21.3604 | 2.8129 | 4.5195 | 0 | 16.8409 | 0 | 0 | 0 | 0 | 2.8129 | 0 | 0 | 0 | 0 | 0 | 0 | 0 | 0.5874 | 0 | 0 | 1.1192 | 0 | 0 | 1.0073
6279 | 2018-09-19 14:01 | 9 | September | 14 | 262 | 17.7592 | 2.5372 | 3.8898 | 0 | 13.8694 | 0 | 0 | 0 | 0 | 2.5372 | 0 | 0 | 0 | 0 | 0 | 0 | 0 | 0.35355 | 0 | 0 | 0.99905 | 0 | 0 | 0.89914
6280 | 2018-09-19 15:01 | 9 | September | 15 | 262 | 14.1059 | 2.3878 | 3.3446 | 0 | 10.7613 | 0 | 0 | 0 | 0 | 2.3878 | 0 | 0 | 0 | 0 | 0 | 0 | 0 | 0.35355 | 0 | 0 | 0.6033 | 0 | 0 | 0.54297
6281 | 2018-09-19 16:01 | 9 | September | 16 | 262 | 10.4917 | 2.5975 | 4.3652 | 0 | 6.1265 | 0 | 0 | 0 | 0 | 2.5975 | 0 | 0 | 0 | 0 | 0 | 0 | 0 | 0.5874 | 0 | 0 | 1.1803 | 0 | 0 | 1.0622
6282 | 2018-09-19 17:01 | 9 | September | 17 | 262 | 0.41603 | 0.41603 | 0.41603 | 0 | 0 | 2.7694 | 0.70241 | 2.0695 | 5.5413 | 3.1854 | 0 | 0 | 0 | 0 | 0 | 0 | 0 | 0.70241 | 0 | 0 | 2.0695 | 0 | 0 | 1.8626
6283 | 2018-09-19 18:01 | 9 | September | 18 | 262 | 0 | 0 | 0 | 0 | 0 | 3.7434 | 0.70241 | 2.6644 | 7.1102 | 3.7434 | 0 | 0 | 0 | 0 | 0 | 0 | 0 | 0.70241 | 0 | 0 | 2.6644 | 0 | 0 | 2.398
6284 | 2018-09-19 19:01 | 9 | September | 19 | 262 | 0 | 0 | 0 | 0 | 0 | 3.6636 | 0.5874 | 2.5359 | 6.7869 | 3.6636 | 0 | 0 | 0 | 0 | 0 | 0 | 0 | 0.5874 | 0 | 0 | 2.5359 | 0 | 0 | 2.2823
6285 | 2018-09-19 20:01 | 9 | September | 20 | 262 | 0 | 0 | 0 | 0 | 0 | 3.4142 | 0.47239 | 1.8296 | 5.7162 | 3.4142 | 0 | 0 | 0 | 0 | 0 | 0 | 0 | 0.47239 | 0 | 0 | 1.8296 | 0 | 0 | 1.6467
6286 | 2018-09-19 21:01 | 9 | September | 21 | 262 | 0 | 0 | 0 | 0 | 0 | 2.9968 | 0.23853 | 1.4543 | 4.6897 | 2.9968 | 0 | 0 | 0 | 0 | 0 | 0 | 0 | 0.23853 | 0 | 0 | 1.4543 | 0 | 0 | 1.3089
6287 | 2018-09-19 22:01 | 9 | September | 22 | 262 | 0 | 0 | 0 | 0 | 0 | 2.2662 | 0.23853 | 0.9957 | 3.5004 | 2.2662 | 0 | 0 | 0 | 0 | 0 | 0 | 0 | 0.23853 | 0 | 0 | 0.9957 | 0 | 0 | 0.89613
6288 | 2018-09-19 23:01 | 9 | September | 23 | 262 | 0 | 0 | 0 | 0 | 0 | 1.5726 | 0.12352 | 0.63126 | 2.3274 | 1.5726 | 0 | 0 | 0 | 0 | 0 | 0 | 0 | 0.12352 | 0 | 0 | 0.63126 | 0 | 0 | 0.56813
6289 | 2018-09-20 00:01 | 9 | September | 0 | 263 | 0 | 0 | 0 | 0 | 0 | 1.3604 | 0.12352 | 0.34706 | 1.8309 | 1.3604 | 0 | 0 | 0 | 0 | 0 | 0 | 0 | 0.12352 | 0 | 0 | 0.34706 | 0 | 0 | 0.31235
6290 | 2018-09-20 01:01 | 9 | September | 1 | 263 | 0 | 0 | 0 | 0 | 0 | 1.1574 | 0.12352 | 0.040439 | 1.3213 | 1.1574 | 0 | 0 | 0 | 0 | 0 | 0 | 0 | 0.12352 | 0 | 0 | 0.040439 | 0 | 0 | 0.036395
6291 | 2018-09-20 02:01 | 9 | September | 2 | 263 | 0 | 0 | 0 | 0 | 0 | 1.1022 | 0.23853 | 0.042189 | 1.3829 | 1.1022 | 0 | 0 | 0 | 0 | 0 | 0 | 0 | 0.23853 | 0 | 0 | 0.042189 | 0 | 0 | 0.03797
6292 | 2018-09-20 03:01 | 9 | September | 3 | 263 | 0 | 0 | 0 | 0 | 0 | 1.0893 | 0.23853 | 0 | 1.3279 | 1.0893 | 0 | 0 | 0 | 0 | 0 | 0 | 0 | 0.23853 | 0 | 0 | 0 | 0 | 0 | 0
6293 | 2018-09-20 04:01 | 9 | September | 4 | 263 | 0 | 0 | 0 | 0 | 0 | 1.1306 | 0.47239 | 0 | 1.6029 | 1.1306 | 0 | 0 | 0 | 0 | 0 | 0 | 0 | 0.47239 | 0 | 0 | 0 | 0 | 0 | 0
6294 | 2018-09-20 05:01 | 9 | September | 5 | 263 | 0.026002 | 0.026002 | 0.026002 | 0 | 0 | 1.3812 | 0.70241 | 0 | 2.0837 | 1.4073 | 0 | 0 | 0 | 0 | 0 | 0 | 0 | 0.70241 | 0 | 0 | 0 | 0 | 0 | 0
6295 | 2018-09-20 06:01 | 9 | September | 6 | 263 | 8.4636 | 2.1219 | 3.2882 | 0 | 5.1754 | 0 | 0 | 0 | 0 | 2.1219 | 0 | 0 | 0 | 0 | 0 | 0 | 0 | 1.1663 | 0 | 0 | 0 | 0 | 0 | 0
6296 | 2018-09-20 07:01 | 9 | September | 7 | 263 | 13.0919 | 2.8726 | 4.0389 | 0 | 9.0529 | 0 | 0 | 0 | 0 | 2.8726 | 0 | 0 | 0 | 0 | 0 | 0 | 0 | 1.1663 | 0 | 0 | 0 | 0 | 0 | 0
6297 | 2018-09-20 08:01 | 9 | September | 8 | 263 | 16.7711 | 3.2993 | 4.2317 | 0 | 12.5394 | 0 | 0 | 0 | 0 | 3.2993 | 0 | 0 | 0 | 0 | 0 | 0 | 0 | 0.93243 | 0 | 0 | 0 | 0 | 0 | 0
6298 | 2018-09-20 09:01 | 9 | September | 9 | 263 | 20.6454 | 3.5652 | 4.3595 | 0 | 16.2859 | 0 | 0 | 0 | 0 | 3.5652 | 0 | 0 | 0 | 0 | 0 | 0 | 0 | 0.5874 | 0 | 0 | 0.20694 | 0 | 0 | 0.18624
6299 | 2018-09-20 10:01 | 9 | September | 10 | 263 | 23.8696 | 3.7414 | 4.6578 | 0 | 19.2118 | 0 | 0 | 0 | 0 | 3.7414 | 0 | 0 | 0 | 0 | 0 | 0 | 0 | 0.47239 | 0 | 0 | 0.44402 | 0 | 0 | 0.39962
6300 | 2018-09-20 11:01 | 9 | September | 11 | 263 | 25.2997 | 3.9382 | 5.0737 | 0 | 20.2261 | 0 | 0 | 0 | 0 | 3.9382 | 0 | 0 | 0 | 0 | 0 | 0 | 0 | 0.70241 | 0 | 0 | 0.43304 | 0 | 0 | 0.38973
6301 | 2018-09-20 12:01 | 9 | September | 12 | 263 | 24.7667 | 3.8573 | 5.631 | 0 | 19.1357 | 0 | 0 | 0 | 0 | 3.8573 | 0 | 0 | 0 | 0 | 0 | 0 | 0 | 0.93243 | 0 | 0 | 0.84126 | 0 | 0 | 0.75713
6302 | 2018-09-20 13:01 | 9 | September | 13 | 263 | 22.4395 | 3.5239 | 5.2306 | 0 | 17.2089 | 0 | 0 | 0 | 0 | 3.5239 | 0 | 0 | 0 | 0 | 0 | 0 | 0 | 0.5874 | 0 | 0 | 1.1192 | 0 | 0 | 1.0073
6303 | 2018-09-20 14:01 | 9 | September | 14 | 263 | 18.6693 | 3.2642 | 4.6168 | 0 | 14.0524 | 0 | 0 | 0 | 0 | 3.2642 | 0 | 0 | 0 | 0 | 0 | 0 | 0 | 0.35355 | 0 | 0 | 0.99905 | 0 | 0 | 0.89914
6304 | 2018-09-20 15:01 | 9 | September | 15 | 263 | 14.938 | 3.2199 | 4.1768 | 0 | 10.7612 | 0 | 0 | 0 | 0 | 3.2199 | 0 | 0 | 0 | 0 | 0 | 0 | 0 | 0.35355 | 0 | 0 | 0.6033 | 0 | 0 | 0.54297
6305 | 2018-09-20 16:01 | 9 | September | 16 | 263 | 11.1417 | 3.4848 | 5.2524 | 0 | 5.8893 | 0 | 0 | 0 | 0 | 3.4848 | 0 | 0 | 0 | 0 | 0 | 0 | 0 | 0.5874 | 0 | 0 | 1.1803 | 0 | 0 | 1.0622
6306 | 2018-09-20 17:01 | 9 | September | 17 | 263 | 0.36402 | 0.36402 | 0.36402 | 0 | 0 | 3.6133 | 0.70241 | 2.0695 | 6.3853 | 3.9774 | 0 | 0 | 0 | 0 | 0 | 0 | 0 | 0.70241 | 0 | 0 | 2.0695 | 0 | 0 | 1.8626
6307 | 2018-09-20 18:01 | 9 | September | 18 | 263 | 0 | 0 | 0 | 0 | 0 | 4.2819 | 0.70241 | 2.6644 | 7.6487 | 4.2819 | 0 | 0 | 0 | 0 | 0 | 0 | 0 | 0.70241 | 0 | 0 | 2.6644 | 0 | 0 | 2.398
6308 | 2018-09-20 19:01 | 9 | September | 19 | 263 | 0 | 0 | 0 | 0 | 0 | 3.9176 | 0.5874 | 2.5359 | 7.0409 | 3.9176 | 0 | 0 | 0 | 0 | 0 | 0 | 0 | 0.5874 | 0 | 0 | 2.5359 | 0 | 0 | 2.2823
6309 | 2018-09-20 20:01 | 9 | September | 20 | 263 | 0 | 0 | 0 | 0 | 0 | 3.2364 | 0.47239 | 1.8296 | 5.5384 | 3.2364 | 0 | 0 | 0 | 0 | 0 | 0 | 0 | 0.47239 | 0 | 0 | 1.8296 | 0 | 0 | 1.6467
6310 | 2018-09-20 21:01 | 9 | September | 21 | 263 | 0 | 0 | 0 | 0 | 0 | 3.0561 | 0.23853 | 1.4543 | 4.7489 | 3.0561 | 0 | 0 | 0 | 0 | 0 | 0 | 0 | 0.23853 | 0 | 0 | 1.4543 | 0 | 0 | 1.3089
6311 | 2018-09-20 22:01 | 9 | September | 22 | 263 | 0 | 0 | 0 | 0 | 0 | 2.6011 | 0.23853 | 0.9957 | 3.8353 | 2.6011 | 0 | 0 | 0 | 0 | 0 | 0 | 0 | 0.23853 | 0 | 0 | 0.9957 | 0 | 0 | 0.89613
6312 | 2018-09-20 23:01 | 9 | September | 23 | 263 | 0 | 0 | 0 | 0 | 0 | 1.7076 | 0.12352 | 0.12317 | 1.9543 | 1.7076 | 0 | 0 | 0 | 0 | 0 | 0 | 0 | 0.12352 | 0 | 0 | 0.12317 | 0 | 0 | 0.11085
6313 | 2018-09-21 00:01 | 9 | September | 0 | 264 | 0 | 0 | 0 | 0 | 0 | 1.9369 | 0.12352 | 0.091347 | 2.1518 | 1.9369 | 0 | 0 | 0 | 0 | 0 | 0 | 0 | 0.12352 | 0 | 0 | 0.091347 | 0 | 0 | 0.082212
6314 | 2018-09-21 01:01 | 9 | September | 1 | 264 | 0 | 0 | 0 | 0 | 0 | 1.482 | 0.12352 | 0 | 1.6055 | 1.482 | 0 | 0 | 0 | 0 | 0 | 0 | 0 | 0.12352 | 0 | 0 | 0 | 0 | 0 | 0
6315 | 2018-09-21 02:01 | 9 | September | 2 | 264 | 0 | 0 | 0 | 0 | 0 | 1.2073 | 0.23853 | 0.11659 | 1.5625 | 1.2073 | 0 | 0 | 0 | 0 | 0 | 0 | 0 | 0.23853 | 0 | 0 | 0.11659 | 0 | 0 | 0.10493
6316 | 2018-09-21 03:01 | 9 | September | 3 | 264 | 0 | 0 | 0 | 0 | 0 | 1.1125 | 0.23853 | 0.042301 | 1.3934 | 1.1125 | 0 | 0 | 0 | 0 | 0 | 0 | 0 | 0.23853 | 0 | 0 | 0.042301 | 0 | 0 | 0.038071
6317 | 2018-09-21 04:01 | 9 | September | 4 | 264 | 0 | 0 | 0 | 0 | 0 | 1.0899 | 0.47239 | 0.039756 | 1.602 | 1.0899 | 0 | 0 | 0 | 0 | 0 | 0 | 0 | 0.47239 | 0 | 0 | 0.039756 | 0 | 0 | 0.035781
6318 | 2018-09-21 05:01 | 9 | September | 5 | 264 | 0.026002 | 0.026002 | 0.026002 | 0 | 0 | 1.0659 | 0.70241 | 0 | 1.7683 | 1.0919 | 0 | 0 | 0 | 0 | 0 | 0 | 0 | 0.70241 | 0 | 0 | 0 | 0 | 0 | 0
6319 | 2018-09-21 06:01 | 9 | September | 6 | 264 | 7.5015 | 1.1424 | 2.3087 | 0 | 5.1928 | 0 | 0 | 0 | 0 | 1.1424 | 0 | 0 | 0 | 0 | 0 | 0 | 0 | 1.1663 | 0 | 0 | 0 | 0 | 0 | 0
6320 | 2018-09-21 07:01 | 9 | September | 7 | 264 | 12.0258 | 1.551 | 2.7173 | 0 | 9.3085 | 0 | 0 | 0 | 0 | 1.551 | 0 | 0 | 0 | 0 | 0 | 0 | 0 | 1.1663 | 0 | 0 | 0 | 0 | 0 | 0
6321 | 2018-09-21 08:01 | 9 | September | 8 | 264 | 15.38 | 2.4924 | 3.4248 | 0 | 11.9552 | 0 | 0 | 0 | 0 | 2.4924 | 0 | 0 | 0 | 0 | 0 | 0 | 0 | 0.93243 | 0 | 0 | 0 | 0 | 0 | 0
6322 | 2018-09-21 09:01 | 9 | September | 9 | 264 | 19.1373 | 3.4879 | 4.241 | 0 | 14.8963 | 0 | 0 | 0 | 0 | 3.4879 | 0 | 0 | 0 | 0 | 0 | 0 | 0 | 0.5874 | 0 | 0 | 0.16574 | 0 | 0 | 0.14917
6323 | 2018-09-21 10:01 | 9 | September | 10 | 264 | 22.0625 | 4.0145 | 4.8851 | 0 | 17.1774 | 0 | 0 | 0 | 0 | 4.0145 | 0 | 0 | 0 | 0 | 0 | 0 | 0 | 0.47239 | 0 | 0 | 0.39821 | 0 | 0 | 0.35839
6324 | 2018-09-21 11:01 | 9 | September | 11 | 264 | 23.2846 | 4.4287 | 5.527 | 0 | 17.7575 | 0 | 0 | 0 | 0 | 4.4287 | 0 | 0 | 0 | 0 | 0 | 0 | 0 | 0.70241 | 0 | 0 | 0.39589 | 0 | 0 | 0.3563
6325 | 2018-09-21 12:01 | 9 | September | 12 | 264 | 22.8685 | 4.4828 | 6.36 | 0 | 16.5085 | 0 | 0 | 0 | 0 | 4.4828 | 0 | 0 | 0 | 0 | 0 | 0 | 0 | 0.93243 | 0 | 0 | 0.94478 | 0 | 0 | 0.8503
6326 | 2018-09-21 13:01 | 9 | September | 13 | 264 | 20.5674 | 3.6754 | 5.6274 | 0 | 14.94 | 0 | 0 | 0 | 0 | 3.6754 | 0 | 0 | 0 | 0 | 0 | 0 | 0 | 0.5874 | 0 | 0 | 1.3646 | 0 | 0 | 1.2281
6327 | 2018-09-21 14:01 | 9 | September | 14 | 264 | 17.1352 | 3.0082 | 4.5382 | 0 | 12.5969 | 0 | 0 | 0 | 0 | 3.0082 | 0 | 0 | 0 | 0 | 0 | 0 | 0 | 0.35355 | 0 | 0 | 1.1765 | 0 | 0 | 1.0589
6328 | 2018-09-21 15:01 | 9 | September | 15 | 264 | 13.7939 | 2.6944 | 4.0203 | 0 | 9.7736 | 0 | 0 | 0 | 0 | 2.6944 | 0 | 0 | 0 | 0 | 0 | 0 | 0 | 0.35355 | 0 | 0 | 0.97242 | 0 | 0 | 0.87517
6329 | 2018-09-21 16:01 | 9 | September | 16 | 264 | 10.2057 | 2.4115 | 4.4575 | 0 | 5.7482 | 0 | 0 | 0 | 0 | 2.4115 | 0 | 0 | 0 | 0 | 0 | 0 | 0 | 0.5874 | 0 | 0 | 1.4586 | 0 | 0 | 1.3127
6330 | 2018-09-21 17:01 | 9 | September | 17 | 264 | 0.32502 | 0.32502 | 0.32502 | 0 | 0 | 2.1782 | 0.70241 | 1.6556 | 4.5362 | 2.5032 | 0 | 0 | 0 | 0 | 0 | 0 | 0 | 0.70241 | 0 | 0 | 1.6556 | 0 | 0 | 1.49
6331 | 2018-09-21 18:01 | 9 | September | 18 | 264 | 0 | 0 | 0 | 0 | 0 | 3.035 | 0.70241 | 2.1629 | 5.9002 | 3.035 | 0 | 0 | 0 | 0 | 0 | 0 | 0 | 0.70241 | 0 | 0 | 2.1629 | 0 | 0 | 1.9466
6332 | 2018-09-21 19:01 | 9 | September | 19 | 264 | 0 | 0 | 0 | 0 | 0 | 3.5167 | 0.5874 | 2.087 | 6.1911 | 3.5167 | 0 | 0 | 0 | 0 | 0 | 0 | 0 | 0.5874 | 0 | 0 | 2.087 | 0 | 0 | 1.8783
6333 | 2018-09-21 20:01 | 9 | September | 20 | 264 | 0 | 0 | 0 | 0 | 0 | 3.3895 | 0.47239 | 1.7154 | 5.5773 | 3.3895 | 0 | 0 | 0 | 0 | 0 | 0 | 0 | 0.47239 | 0 | 0 | 1.7154 | 0 | 0 | 1.5439
6334 | 2018-09-21 21:01 | 9 | September | 21 | 264 | 0 | 0 | 0 | 0 | 0 | 3.1663 | 0.23853 | 1.2558 | 4.6606 | 3.1663 | 0 | 0 | 0 | 0 | 0 | 0 | 0 | 0.23853 | 0 | 0 | 1.2558 | 0 | 0 | 1.1302
6335 | 2018-09-21 22:01 | 9 | September | 22 | 264 | 0 | 0 | 0 | 0 | 0 | 2.8304 | 0.23853 | 0.75773 | 3.8267 | 2.8304 | 0 | 0 | 0 | 0 | 0 | 0 | 0 | 0.23853 | 0 | 0 | 0.75773 | 0 | 0 | 0.68195
6336 | 2018-09-21 23:01 | 9 | September | 23 | 264 | 0 | 0 | 0 | 0 | 0 | 1.5726 | 0.12352 | 0.49733 | 2.1935 | 1.5726 | 0 | 0 | 0 | 0 | 0 | 0 | 0 | 0.12352 | 0 | 0 | 0.49733 | 0 | 0 | 0.4476
6337 | 2018-09-22 00:01 | 9 | September | 0 | 265 | 0 | 0 | 0 | 0 | 0 | 1.2135 | 0.12352 | 0 | 1.337 | 1.2135 | 0 | 0 | 0 | 0 | 0 | 0 | 0 | 0.12352 | 0 | 0 | 0 | 0 | 0 | 0
6338 | 2018-09-22 01:01 | 9 | September | 1 | 265 | 0 | 0 | 0 | 0 | 0 | 1.1125 | 0.12352 | 0 | 1.236 | 1.1125 | 0 | 0 | 0 | 0 | 0 | 0 | 0 | 0.12352 | 0 | 0 | 0 | 0 | 0 | 0
6339 | 2018-09-22 02:01 | 9 | September | 2 | 265 | 0 | 0 | 0 | 0 | 0 | 1.0883 | 0.12352 | 0.085531 | 1.2974 | 1.0883 | 0 | 0 | 0 | 0 | 0 | 0 | 0 | 0.12352 | 0 | 0 | 0.085531 | 0 | 0 | 0.076978
6340 | 2018-09-22 03:01 | 9 | September | 3 | 265 | 0 | 0 | 0 | 0 | 0 | 1.1079 | 0.12352 | 0.025909 | 1.2573 | 1.1079 | 0 | 0 | 0 | 0 | 0 | 0 | 0 | 0.12352 | 0 | 0 | 0.025909 | 0 | 0 | 0.023318
6341 | 2018-09-22 04:01 | 9 | September | 4 | 265 | 0 | 0 | 0 | 0 | 0 | 1.2846 | 0.12352 | 0.055915 | 1.4641 | 1.2846 | 0 | 0 | 0 | 0 | 0 | 0 | 0 | 0.12352 | 0 | 0 | 0.055915 | 0 | 0 | 0.050323
6342 | 2018-09-22 05:01 | 9 | September | 5 | 265 | 0.026002 | 0.026002 | 0.026002 | 0 | 0 | 2.0892 | 0.23853 | 0 | 2.3277 | 2.1152 | 0 | 0 | 0 | 0 | 0 | 0 | 0 | 0.23853 | 0 | 0 | 0 | 0 | 0 | 0
6343 | 2018-09-22 06:01 | 9 | September | 6 | 265 | 8.4246 | 2.8737 | 3.3461 | 0 | 5.0785 | 0 | 0 | 0 | 0 | 2.8737 | 0 | 0 | 0 | 0 | 0 | 0 | 0 | 0.47239 | 0 | 0 | 0 | 0 | 0 | 0
6344 | 2018-09-22 07:01 | 9 | September | 7 | 265 | 13.1569 | 3.0334 | 3.7358 | 0 | 9.4211 | 0 | 0 | 0 | 0 | 3.0334 | 0 | 0 | 0 | 0 | 0 | 0 | 0 | 0.70241 | 0 | 0 | 0 | 0 | 0 | 0
6345 | 2018-09-22 08:01 | 9 | September | 8 | 265 | 16.8621 | 3.002 | 3.7044 | 0 | 13.1577 | 0 | 0 | 0 | 0 | 3.002 | 0 | 0 | 0 | 0 | 0 | 0 | 0 | 0.70241 | 0 | 0 | 0 | 0 | 0 | 0
6346 | 2018-09-22 09:01 | 9 | September | 9 | 265 | 20.7624 | 2.9216 | 3.7821 | 0 | 16.9803 | 0 | 0 | 0 | 0 | 2.9216 | 0 | 0 | 0 | 0 | 0 | 0 | 0 | 0.5874 | 0 | 0 | 0.27308 | 0 | 0 | 0.24577
6347 | 2018-09-22 10:01 | 9 | September | 10 | 265 | 23.9606 | 2.9463 | 3.8788 | 0 | 20.0819 | 0 | 0 | 0 | 0 | 2.9463 | 0 | 0 | 0 | 0 | 0 | 0 | 0 | 0.35738 | 0 | 0 | 0.57504 | 0 | 0 | 0.51754
6348 | 2018-09-22 11:01 | 9 | September | 11 | 265 | 25.2477 | 3.2833 | 4.3652 | 0 | 20.8825 | 0 | 0 | 0 | 0 | 3.2833 | 0 | 0 | 0 | 0 | 0 | 0 | 0 | 0.5874 | 0 | 0 | 0.49448 | 0 | 0 | 0.44503
6349 | 2018-09-22 12:01 | 9 | September | 12 | 265 | 24.5066 | 3.2019 | 4.7072 | 0 | 19.7994 | 0 | 0 | 0 | 0 | 3.2019 | 0 | 0 | 0 | 0 | 0 | 0 | 0 | 0.70241 | 0 | 0 | 0.80292 | 0 | 0 | 0.72263
6350 | 2018-09-22 13:01 | 9 | September | 13 | 265 | 21.9585 | 2.8129 | 4.9436 | 0 | 17.0149 | 0 | 0 | 0 | 0 | 2.8129 | 0 | 0 | 0 | 0 | 0 | 0 | 0 | 0.70241 | 0 | 0 | 1.4283 | 0 | 0 | 1.2855
6351 | 2018-09-22 14:01 | 9 | September | 14 | 265 | 18.0582 | 2.5372 | 4.1515 | 0 | 13.9068 | 0 | 0 | 0 | 0 | 2.5372 | 0 | 0 | 0 | 0 | 0 | 0 | 0 | 0.5874 | 0 | 0 | 1.0268 | 0 | 0 | 0.92416
6352 | 2018-09-22 15:01 | 9 | September | 15 | 265 | 14.262 | 2.3878 | 3.707 | 0 | 10.5549 | 0 | 0 | 0 | 0 | 2.3878 | 0 | 0 | 0 | 0 | 0 | 0 | 0 | 0.5874 | 0 | 0 | 0.73184 | 0 | 0 | 0.65866
6353 | 2018-09-22 16:01 | 9 | September | 16 | 265 | 10.3487 | 2.5975 | 4.4818 | 0 | 5.8669 | 0 | 0 | 0 | 0 | 2.5975 | 0 | 0 | 0 | 0 | 0 | 0 | 0 | 1.0513 | 0 | 0 | 0.83299 | 0 | 0 | 0.74969
6354 | 2018-09-22 17:01 | 9 | September | 17 | 265 | 0.24702 | 0.24702 | 0.24702 | 0 | 0 | 2.9384 | 0.81742 | 1.2201 | 4.976 | 3.1854 | 0 | 0 | 0 | 0 | 0 | 0 | 0 | 0.81742 | 0 | 0 | 1.2201 | 0 | 0 | 1.0981
6355 | 2018-09-22 18:01 | 9 | September | 18 | 265 | 0 | 0 | 0 | 0 | 0 | 3.7434 | 0.47239 | 1.9034 | 6.1193 | 3.7434 | 0 | 0 | 0 | 0 | 0 | 0 | 0 | 0.47239 | 0 | 0 | 1.9034 | 0 | 0 | 1.7131
6356 | 2018-09-22 19:01 | 9 | September | 19 | 265 | 0 | 0 | 0 | 0 | 0 | 3.6636 | 0.47239 | 1.7545 | 5.8904 | 3.6636 | 0 | 0 | 0 | 0 | 0 | 0 | 0 | 0.47239 | 0 | 0 | 1.7545 | 0 | 0 | 1.579
6357 | 2018-09-22 20:01 | 9 | September | 20 | 265 | 0 | 0 | 0 | 0 | 0 | 3.4142 | 0.23853 | 1.2804 | 4.9331 | 3.4142 | 0 | 0 | 0 | 0 | 0 | 0 | 0 | 0.23853 | 0 | 0 | 1.2804 | 0 | 0 | 1.1523
6358 | 2018-09-22 21:01 | 9 | September | 21 | 265 | 0 | 0 | 0 | 0 | 0 | 2.9968 | 0.23853 | 0.99691 | 4.2323 | 2.9968 | 0 | 0 | 0 | 0 | 0 | 0 | 0 | 0.23853 | 0 | 0 | 0.99691 | 0 | 0 | 0.89722
6359 | 2018-09-22 22:01 | 9 | September | 22 | 265 | 0 | 0 | 0 | 0 | 0 | 2.2662 | 0.23853 | 0.5535 | 3.0582 | 2.2662 | 0 | 0 | 0 | 0 | 0 | 0 | 0 | 0.23853 | 0 | 0 | 0.5535 | 0 | 0 | 0.49815
6360 | 2018-09-22 23:01 | 9 | September | 23 | 265 | 0 | 0 | 0 | 0 | 0 | 1.5726 | 0.12352 | 0.49099 | 2.1872 | 1.5726 | 0 | 0 | 0 | 0 | 0 | 0 | 0 | 0.12352 | 0 | 0 | 0.49099 | 0 | 0 | 0.44189
6361 | 2018-09-23 00:01 | 9 | September | 0 | 266 | 0 | 0 | 0 | 0 | 0 | 1.2135 | 0.12352 | 0.59399 | 1.931 | 1.2135 | 0 | 0 | 0 | 0 | 0 | 0 | 0 | 0.12352 | 0 | 0 | 0.59399 | 0 | 0 | 0.53459
6362 | 2018-09-23 01:01 | 9 | September | 1 | 266 | 0 | 0 | 0 | 0 | 0 | 1.1125 | 0.12352 | 0.39144 | 1.6275 | 1.1125 | 0 | 0 | 0 | 0 | 0 | 0 | 0 | 0.12352 | 0 | 0 | 0.39144 | 0 | 0 | 0.35229
6363 | 2018-09-23 02:01 | 9 | September | 2 | 266 | 0 | 0 | 0 | 0 | 0 | 1.0883 | 0.12352 | 0.014074 | 1.2259 | 1.0883 | 0 | 0 | 0 | 0 | 0 | 0 | 0 | 0.12352 | 0 | 0 | 0.014074 | 0 | 0 | 0.012667
6364 | 2018-09-23 03:01 | 9 | September | 3 | 266 | 0 | 0 | 0 | 0 | 0 | 1.1079 | 0.12352 | 0.026572 | 1.258 | 1.1079 | 0 | 0 | 0 | 0 | 0 | 0 | 0 | 0.12352 | 0 | 0 | 0.026572 | 0 | 0 | 0.023914
6365 | 2018-09-23 04:01 | 9 | September | 4 | 266 | 0 | 0 | 0 | 0 | 0 | 1.2846 | 0.12352 | 0.02326 | 1.4314 | 1.2846 | 0 | 0 | 0 | 0 | 0 | 0 | 0 | 0.12352 | 0 | 0 | 0.02326 | 0 | 0 | 0.020934
6366 | 2018-09-23 05:01 | 9 | September | 5 | 266 | 0.026002 | 0.026002 | 0.026002 | 0 | 0 | 2.0892 | 0.12352 | 0 | 2.2127 | 2.1152 | 0 | 0 | 0 | 0 | 0 | 0 | 0 | 0.12352 | 0 | 0 | 0 | 0 | 0 | 0
6367 | 2018-09-23 06:01 | 9 | September | 6 | 266 | 2.4312 | 2.4312 | 2.4312 | 0 | 0 | 0.44251 | 0.12352 | 0 | 0.56604 | 2.8737 | 0 | 0 | 0 | 0 | 0 | 0 | 0 | 0.12352 | 0 | 0 | 0 | 0 | 0 | 0
6368 | 2018-09-23 07:01 | 9 | September | 7 | 266 | 5.6684 | 3.0334 | 3.2719 | 0 | 2.3964 | 0 | 0 | 0 | 0 | 3.0334 | 0 | 0 | 0 | 0 | 0 | 0 | 0 | 0.23853 | 0 | 0 | 0 | 0 | 0 | 0
6369 | 2018-09-23 08:01 | 9 | September | 8 | 266 | 7.5015 | 3.002 | 3.3594 | 0 | 4.1421 | 0 | 0 | 0 | 0 | 3.002 | 0 | 0 | 0 | 0 | 0 | 0 | 0 | 0.35738 | 0 | 0 | 0 | 0 | 0 | 0
6370 | 2018-09-23 09:01 | 9 | September | 9 | 266 | 9.6336 | 2.9216 | 3.9217 | 0 | 5.712 | 0 | 0 | 0 | 0 | 2.9216 | 0 | 0 | 0 | 0 | 0 | 0 | 0 | 0.70241 | 0 | 0 | 0.29766 | 0 | 0 | 0.2679
6371 | 2018-09-23 10:01 | 9 | September | 10 | 266 | 11.1027 | 2.9463 | 4.2558 | 0 | 6.8469 | 0 | 0 | 0 | 0 | 2.9463 | 0 | 0 | 0 | 0 | 0 | 0 | 0 | 0.70241 | 0 | 0 | 0.60708 | 0 | 0 | 0.54638
6372 | 2018-09-23 11:01 | 9 | September | 11 | 266 | 12.0258 | 3.2833 | 4.6932 | 0 | 7.3326 | 0 | 0 | 0 | 0 | 3.2833 | 0 | 0 | 0 | 0 | 0 | 0 | 0 | 0.93243 | 0 | 0 | 0.47745 | 0 | 0 | 0.4297
6373 | 2018-09-23 12:01 | 9 | September | 12 | 266 | 10.3357 | 3.2019 | 4.6464 | 0 | 5.6892 | 0 | 0 | 0 | 0 | 3.2019 | 0 | 0 | 0 | 0 | 0 | 0 | 0 | 0.93243 | 0 | 0 | 0.51211 | 0 | 0 | 0.4609
6374 | 2018-09-23 13:01 | 9 | September | 13 | 266 | 9.2566 | 2.8129 | 4.3357 | 0 | 4.9209 | 0 | 0 | 0 | 0 | 2.8129 | 0 | 0 | 0 | 0 | 0 | 0 | 0 | 0.81742 | 0 | 0 | 0.70537 | 0 | 0 | 0.63484
6375 | 2018-09-23 14:01 | 9 | September | 14 | 266 | 7.3455 | 2.5372 | 3.7979 | 0 | 3.5476 | 0 | 0 | 0 | 0 | 2.5372 | 0 | 0 | 0 | 0 | 0 | 0 | 0 | 0.5874 | 0 | 0 | 0.6733 | 0 | 0 | 0.60597
6376 | 2018-09-23 15:01 | 9 | September | 15 | 266 | 4.5373 | 2.3878 | 3.5512 | 0 | 0.98612 | 0 | 0 | 0 | 0 | 2.3878 | 0 | 0 | 0 | 0 | 0 | 0 | 0 | 0.47239 | 0 | 0 | 0.691 | 0 | 0 | 0.6219
6377 | 2018-09-23 16:01 | 9 | September | 16 | 266 | 2.1191 | 2.1191 | 2.1191 | 0 | 0 | 0.47836 | 0.5874 | 0.81723 | 1.883 | 2.5975 | 0 | 0 | 0 | 0 | 0 | 0 | 0 | 0.5874 | 0 | 0 | 0.81723 | 0 | 0 | 0.73551
6378 | 2018-09-23 17:01 | 9 | September | 17 | 266 | 0.065004 | 0.065004 | 0.065004 | 0 | 0 | 3.1204 | 0.70241 | 1.2113 | 5.0341 | 3.1854 | 0 | 0 | 0 | 0 | 0 | 0 | 0 | 0.70241 | 0 | 0 | 1.2113 | 0 | 0 | 1.0901
6379 | 2018-09-23 18:01 | 9 | September | 18 | 266 | 0 | 0 | 0 | 0 | 0 | 3.7434 | 0.70241 | 1.9407 | 6.3865 | 3.7434 | 0 | 0 | 0 | 0 | 0 | 0 | 0 | 0.70241 | 0 | 0 | 1.9407 | 0 | 0 | 1.7466
6380 | 2018-09-23 19:01 | 9 | September | 19 | 266 | 0 | 0 | 0 | 0 | 0 | 3.6636 | 0.47239 | 2.17 | 6.306 | 3.6636 | 0 | 0 | 0 | 0 | 0 | 0 | 0 | 0.47239 | 0 | 0 | 2.17 | 0 | 0 | 1.953
6381 | 2018-09-23 20:01 | 9 | September | 20 | 266 | 0 | 0 | 0 | 0 | 0 | 3.4142 | 0.47239 | 1.905 | 5.7916 | 3.4142 | 0 | 0 | 0 | 0 | 0 | 0 | 0 | 0.47239 | 0 | 0 | 1.905 | 0 | 0 | 1.7145
6382 | 2018-09-23 21:01 | 9 | September | 21 | 266 | 0 | 0 | 0 | 0 | 0 | 2.9968 | 0.23853 | 1.5578 | 4.7932 | 2.9968 | 0 | 0 | 0 | 0 | 0 | 0 | 0 | 0.23853 | 0 | 0 | 1.5578 | 0 | 0 | 1.402
6383 | 2018-09-23 22:01 | 9 | September | 22 | 266 | 0 | 0 | 0 | 0 | 0 | 2.2662 | 0.23853 | 0.88022 | 3.3849 | 2.2662 | 0 | 0 | 0 | 0 | 0 | 0 | 0 | 0.23853 | 0 | 0 | 0.88022 | 0 | 0 | 0.7922
6384 | 2018-09-23 23:01 | 9 | September | 23 | 266 | 0 | 0 | 0 | 0 | 0 | 1.5726 | 0.12352 | 0.73599 | 2.4322 | 1.5726 | 0 | 0 | 0 | 0 | 0 | 0 | 0 | 0.12352 | 0 | 0 | 0.73599 | 0 | 0 | 0.66239
6385 | 2018-09-24 00:01 | 9 | September | 0 | 267 | 0 | 0 | 0 | 0 | 0 | 1.2135 | 0.12352 | 0.37687 | 1.7139 | 1.2135 | 0 | 0 | 0 | 0 | 0 | 0 | 0 | 0.12352 | 0 | 0 | 0.37687 | 0 | 0 | 0.33918
6386 | 2018-09-24 01:01 | 9 | September | 1 | 267 | 0 | 0 | 0 | 0 | 0 | 1.1125 | 0.12352 | 0.57442 | 1.8105 | 1.1125 | 0 | 0 | 0 | 0 | 0 | 0 | 0 | 0.12352 | 0 | 0 | 0.57442 | 0 | 0 | 0.51697
6387 | 2018-09-24 02:01 | 9 | September | 2 | 267 | 0 | 0 | 0 | 0 | 0 | 1.0883 | 0.23853 | 0.34995 | 1.6768 | 1.0883 | 0 | 0 | 0 | 0 | 0 | 0 | 0 | 0.23853 | 0 | 0 | 0.34995 | 0 | 0 | 0.31496
6388 | 2018-09-24 03:01 | 9 | September | 3 | 267 | 0 | 0 | 0 | 0 | 0 | 1.1079 | 0.23853 | 0 | 1.3464 | 1.1079 | 0 | 0 | 0 | 0 | 0 | 0 | 0 | 0.23853 | 0 | 0 | 0 | 0 | 0 | 0
6389 | 2018-09-24 04:01 | 9 | September | 4 | 267 | 0 | 0 | 0 | 0 | 0 | 1.2846 | 0.47239 | 0 | 1.757 | 1.2846 | 0 | 0 | 0 | 0 | 0 | 0 | 0 | 0.47239 | 0 | 0 | 0 | 0 | 0 | 0
6390 | 2018-09-24 05:01 | 9 | September | 5 | 267 | 0.026002 | 0.026002 | 0.026002 | 0 | 0 | 2.0892 | 0.70241 | 0 | 2.7916 | 2.1152 | 0 | 0 | 0 | 0 | 0 | 0 | 0 | 0.70241 | 0 | 0 | 0 | 0 | 0 | 0
6391 | 2018-09-24 06:01 | 9 | September | 6 | 267 | 7.3975 | 2.8737 | 4.04 | 0 | 3.3575 | 0 | 0 | 0 | 0 | 2.8737 | 0 | 0 | 0 | 0 | 0 | 0 | 0 | 1.1663 | 0 | 0 | 0 | 0 | 0 | 0
6392 | 2018-09-24 07:01 | 9 | September | 7 | 267 | 9.9977 | 3.0334 | 4.1997 | 0 | 5.798 | 0 | 0 | 0 | 0 | 3.0334 | 0 | 0 | 0 | 0 | 0 | 0 | 0 | 1.1663 | 0 | 0 | 0 | 0 | 0 | 0
6393 | 2018-09-24 08:01 | 9 | September | 8 | 267 | 7.5665 | 3.002 | 3.9344 | 0 | 3.6321 | 0 | 0 | 0 | 0 | 3.002 | 0 | 0 | 0 | 0 | 0 | 0 | 0 | 0.93243 | 0 | 0 | 0 | 0 | 0 | 0
6394 | 2018-09-24 09:01 | 9 | September | 9 | 267 | 12.3248 | 2.9216 | 3.7159 | 0 | 8.6089 | 0 | 0 | 0 | 0 | 2.9216 | 0 | 0 | 0 | 0 | 0 | 0 | 0 | 0.5874 | 0 | 0 | 0.20694 | 0 | 0 | 0.18624
6395 | 2018-09-24 10:01 | 9 | September | 10 | 267 | 14.47 | 2.9463 | 3.8627 | 0 | 10.6072 | 0 | 0 | 0 | 0 | 2.9463 | 0 | 0 | 0 | 0 | 0 | 0 | 0 | 0.47239 | 0 | 0 | 0.44402 | 0 | 0 | 0.39962
6396 | 2018-09-24 11:01 | 9 | September | 11 | 267 | 12.2988 | 3.2833 | 4.4188 | 0 | 7.8801 | 0 | 0 | 0 | 0 | 3.2833 | 0 | 0 | 0 | 0 | 0 | 0 | 0 | 0.70241 | 0 | 0 | 0.43304 | 0 | 0 | 0.38973
6397 | 2018-09-24 12:01 | 9 | September | 12 | 267 | 12.0258 | 3.2019 | 4.9756 | 0 | 7.0502 | 0 | 0 | 0 | 0 | 3.2019 | 0 | 0 | 0 | 0 | 0 | 0 | 0 | 0.93243 | 0 | 0 | 0.84126 | 0 | 0 | 0.75713
6398 | 2018-09-24 13:01 | 9 | September | 13 | 267 | 17.2522 | 2.8129 | 4.5195 | 0 | 12.7326 | 0 | 0 | 0 | 0 | 2.8129 | 0 | 0 | 0 | 0 | 0 | 0 | 0 | 0.5874 | 0 | 0 | 1.1192 | 0 | 0 | 1.0073
6399 | 2018-09-24 14:01 | 9 | September | 14 | 267 | 11.1027 | 2.5372 | 3.8898 | 0 | 7.2129 | 0 | 0 | 0 | 0 | 2.5372 | 0 | 0 | 0 | 0 | 0 | 0 | 0 | 0.35355 | 0 | 0 | 0.99905 | 0 | 0 | 0.89914
6400 | 2018-09-24 15:01 | 9 | September | 15 | 267 | 10.7777 | 2.3878 | 3.3446 | 0 | 7.4331 | 0 | 0 | 0 | 0 | 2.3878 | 0 | 0 | 0 | 0 | 0 | 0 | 0 | 0.35355 | 0 | 0 | 0.6033 | 0 | 0 | 0.54297
6401 | 2018-09-24 16:01 | 9 | September | 16 | 267 | 7.0595 | 2.5975 | 4.3652 | 0 | 2.6943 | 0 | 0 | 0 | 0 | 2.5975 | 0 | 0 | 0 | 0 | 0 | 0 | 0 | 0.5874 | 0 | 0 | 1.1803 | 0 | 0 | 1.0622
6402 | 2018-09-24 17:01 | 9 | September | 17 | 267 | 0.11701 | 0.11701 | 0.11701 | 0 | 0 | 3.0684 | 0.70241 | 2.0695 | 5.8404 | 3.1854 | 0 | 0 | 0 | 0 | 0 | 0 | 0 | 0.70241 | 0 | 0 | 2.0695 | 0 | 0 | 1.8626
6403 | 2018-09-24 18:01 | 9 | September | 18 | 267 | 0 | 0 | 0 | 0 | 0 | 3.7434 | 0.70241 | 2.6644 | 7.1102 | 3.7434 | 0 | 0 | 0 | 0 | 0 | 0 | 0 | 0.70241 | 0 | 0 | 2.6644 | 0 | 0 | 2.398
6404 | 2018-09-24 19:01 | 9 | September | 19 | 267 | 0 | 0 | 0 | 0 | 0 | 3.6636 | 0.5874 | 2.5359 | 6.7869 | 3.6636 | 0 | 0 | 0 | 0 | 0 | 0 | 0 | 0.5874 | 0 | 0 | 2.5359 | 0 | 0 | 2.2823
6405 | 2018-09-24 20:01 | 9 | September | 20 | 267 | 0 | 0 | 0 | 0 | 0 | 3.4142 | 0.47239 | 1.8296 | 5.7162 | 3.4142 | 0 | 0 | 0 | 0 | 0 | 0 | 0 | 0.47239 | 0 | 0 | 1.8296 | 0 | 0 | 1.6467
6406 | 2018-09-24 21:01 | 9 | September | 21 | 267 | 0 | 0 | 0 | 0 | 0 | 2.9968 | 0.23853 | 1.4543 | 4.6897 | 2.9968 | 0 | 0 | 0 | 0 | 0 | 0 | 0 | 0.23853 | 0 | 0 | 1.4543 | 0 | 0 | 1.3089
6407 | 2018-09-24 22:01 | 9 | September | 22 | 267 | 0 | 0 | 0 | 0 | 0 | 2.2662 | 0.23853 | 0.9957 | 3.5004 | 2.2662 | 0 | 0 | 0 | 0 | 0 | 0 | 0 | 0.23853 | 0 | 0 | 0.9957 | 0 | 0 | 0.89613
6408 | 2018-09-24 23:01 | 9 | September | 23 | 267 | 0 | 0 | 0 | 0 | 0 | 1.5726 | 0.12352 | 0.63126 | 2.3274 | 1.5726 | 0 | 0 | 0 | 0 | 0 | 0 | 0 | 0.12352 | 0 | 0 | 0.63126 | 0 | 0 | 0.56813
6409 | 2018-09-25 00:01 | 9 | September | 0 | 268 | 0 | 0 | 0 | 0 | 0 | 1.2135 | 0.12352 | 0.34706 | 1.6841 | 1.2135 | 0 | 0 | 0 | 0 | 0 | 0 | 0 | 0.12352 | 0 | 0 | 0.34706 | 0 | 0 | 0.31235
6410 | 2018-09-25 01:01 | 9 | September | 1 | 268 | 0 | 0 | 0 | 0 | 0 | 1.1125 | 0.12352 | 0.040439 | 1.2765 | 1.1125 | 0 | 0 | 0 | 0 | 0 | 0 | 0 | 0.12352 | 0 | 0 | 0.040439 | 0 | 0 | 0.036395
6411 | 2018-09-25 02:01 | 9 | September | 2 | 268 | 0 | 0 | 0 | 0 | 0 | 1.0883 | 0.23853 | 0.042189 | 1.369 | 1.0883 | 0 | 0 | 0 | 0 | 0 | 0 | 0 | 0.23853 | 0 | 0 | 0.042189 | 0 | 0 | 0.03797
6412 | 2018-09-25 03:01 | 9 | September | 3 | 268 | 0 | 0 | 0 | 0 | 0 | 1.1079 | 0.23853 | 0 | 1.3464 | 1.1079 | 0 | 0 | 0 | 0 | 0 | 0 | 0 | 0.23853 | 0 | 0 | 0 | 0 | 0 | 0
6413 | 2018-09-25 04:01 | 9 | September | 4 | 268 | 0 | 0 | 0 | 0 | 0 | 1.2846 | 0.47239 | 0 | 1.757 | 1.2846 | 0 | 0 | 0 | 0 | 0 | 0 | 0 | 0.47239 | 0 | 0 | 0 | 0 | 0 | 0
6414 | 2018-09-25 05:01 | 9 | September | 5 | 268 | 0 | 0 | 0 | 0 | 0 | 2.1152 | 0.70241 | 0 | 2.8176 | 2.1152 | 0 | 0 | 0 | 0 | 0 | 0 | 0 | 0.70241 | 0 | 0 | 0 | 0 | 0 | 0
6415 | 2018-09-25 06:01 | 9 | September | 6 | 268 | 0.80605 | 0.80605 | 0.80605 | 0 | 0 | 2.0676 | 1.1663 | 0 | 3.2339 | 2.8737 | 0 | 0 | 0 | 0 | 0 | 0 | 0 | 1.1663 | 0 | 0 | 0 | 0 | 0 | 0
6416 | 2018-09-25 07:01 | 9 | September | 7 | 268 | 2.8342 | 2.8342 | 2.8342 | 0 | 0 | 0.19922 | 1.1663 | 0 | 1.3655 | 3.0334 | 0 | 0 | 0 | 0 | 0 | 0 | 0 | 1.1663 | 0 | 0 | 0 | 0 | 0 | 0
6417 | 2018-09-25 08:01 | 9 | September | 8 | 268 | 6.8515 | 3.002 | 3.9344 | 0 | 2.917 | 0 | 0 | 0 | 0 | 3.002 | 0 | 0 | 0 | 0 | 0 | 0 | 0 | 0.93243 | 0 | 0 | 0 | 0 | 0 | 0
6418 | 2018-09-25 09:01 | 9 | September | 9 | 268 | 6.6434 | 2.9216 | 3.7159 | 0 | 2.9275 | 0 | 0 | 0 | 0 | 2.9216 | 0 | 0 | 0 | 0 | 0 | 0 | 0 | 0.5874 | 0 | 0 | 0.20694 | 0 | 0 | 0.18624
6419 | 2018-09-25 10:01 | 9 | September | 10 | 268 | 11.8308 | 2.9463 | 3.8627 | 0 | 7.9681 | 0 | 0 | 0 | 0 | 2.9463 | 0 | 0 | 0 | 0 | 0 | 0 | 0 | 0.47239 | 0 | 0 | 0.44402 | 0 | 0 | 0.39962
6420 | 2018-09-25 11:01 | 9 | September | 11 | 268 | 12.5848 | 3.2833 | 4.4188 | 0 | 8.1661 | 0 | 0 | 0 | 0 | 3.2833 | 0 | 0 | 0 | 0 | 0 | 0 | 0 | 0.70241 | 0 | 0 | 0.43304 | 0 | 0 | 0.38973
6421 | 2018-09-25 12:01 | 9 | September | 12 | 268 | 12.4808 | 3.2019 | 4.9756 | 0 | 7.5052 | 0 | 0 | 0 | 0 | 3.2019 | 0 | 0 | 0 | 0 | 0 | 0 | 0 | 0.93243 | 0 | 0 | 0.84126 | 0 | 0 | 0.75713
6422 | 2018-09-25 13:01 | 9 | September | 13 | 268 | 12.3118 | 2.8129 | 4.5195 | 0 | 7.7923 | 0 | 0 | 0 | 0 | 2.8129 | 0 | 0 | 0 | 0 | 0 | 0 | 0 | 0.5874 | 0 | 0 | 1.1192 | 0 | 0 | 1.0073
6423 | 2018-09-25 14:01 | 9 | September | 14 | 268 | 10.9207 | 2.5372 | 3.8898 | 0 | 7.0309 | 0 | 0 | 0 | 0 | 2.5372 | 0 | 0 | 0 | 0 | 0 | 0 | 0 | 0.35355 | 0 | 0 | 0.99905 | 0 | 0 | 0.89914
6424 | 2018-09-25 15:01 | 9 | September | 15 | 268 | 9.9717 | 2.3878 | 3.3446 | 0 | 6.627 | 0 | 0 | 0 | 0 | 2.3878 | 0 | 0 | 0 | 0 | 0 | 0 | 0 | 0.35355 | 0 | 0 | 0.6033 | 0 | 0 | 0.54297
6425 | 2018-09-25 16:01 | 9 | September | 16 | 268 | 8.8276 | 2.5975 | 4.3652 | 0 | 4.4624 | 0 | 0 | 0 | 0 | 2.5975 | 0 | 0 | 0 | 0 | 0 | 0 | 0 | 0.5874 | 0 | 0 | 1.1803 | 0 | 0 | 1.0622
6426 | 2018-09-25 17:01 | 9 | September | 17 | 268 | 0.28602 | 0.28602 | 0.28602 | 0 | 0 | 2.8994 | 0.70241 | 2.0695 | 5.6713 | 3.1854 | 0 | 0 | 0 | 0 | 0 | 0 | 0 | 0.70241 | 0 | 0 | 2.0695 | 0 | 0 | 1.8626
6427 | 2018-09-25 18:01 | 9 | September | 18 | 268 | 0 | 0 | 0 | 0 | 0 | 3.7434 | 0.70241 | 2.6644 | 7.1102 | 3.7434 | 0 | 0 | 0 | 0 | 0 | 0 | 0 | 0.70241 | 0 | 0 | 2.6644 | 0 | 0 | 2.398
6428 | 2018-09-25 19:01 | 9 | September | 19 | 268 | 0 | 0 | 0 | 0 | 0 | 3.6636 | 0.5874 | 2.5359 | 6.7869 | 3.6636 | 0 | 0 | 0 | 0 | 0 | 0 | 0 | 0.5874 | 0 | 0 | 2.5359 | 0 | 0 | 2.2823
6429 | 2018-09-25 20:01 | 9 | September | 20 | 268 | 0 | 0 | 0 | 0 | 0 | 3.4142 | 0.47239 | 1.8296 | 5.7162 | 3.4142 | 0 | 0 | 0 | 0 | 0 | 0 | 0 | 0.47239 | 0 | 0 | 1.8296 | 0 | 0 | 1.6467
6430 | 2018-09-25 21:01 | 9 | September | 21 | 268 | 0 | 0 | 0 | 0 | 0 | 2.9968 | 0.23853 | 1.4543 | 4.6897 | 2.9968 | 0 | 0 | 0 | 0 | 0 | 0 | 0 | 0.23853 | 0 | 0 | 1.4543 | 0 | 0 | 1.3089
6431 | 2018-09-25 22:01 | 9 | September | 22 | 268 | 0 | 0 | 0 | 0 | 0 | 2.2662 | 0.23853 | 0.9957 | 3.5004 | 2.2662 | 0 | 0 | 0 | 0 | 0 | 0 | 0 | 0.23853 | 0 | 0 | 0.9957 | 0 | 0 | 0.89613
6432 | 2018-09-25 23:01 | 9 | September | 23 | 268 | 0 | 0 | 0 | 0 | 0 | 1.5726 | 0.12352 | 0.63126 | 2.3274 | 1.5726 | 0 | 0 | 0 | 0 | 0 | 0 | 0 | 0.12352 | 0 | 0 | 0.63126 | 0 | 0 | 0.56813
6433 | 2018-09-26 00:01 | 9 | September | 0 | 269 | 0 | 0 | 0 | 0 | 0 | 1.2135 | 0.12352 | 0.34706 | 1.6841 | 1.2135 | 0 | 0 | 0 | 0 | 0 | 0 | 0 | 0.12352 | 0 | 0 | 0.34706 | 0 | 0 | 0.31235
6434 | 2018-09-26 01:01 | 9 | September | 1 | 269 | 0 | 0 | 0 | 0 | 0 | 1.1125 | 0.12352 | 0.040439 | 1.2765 | 1.1125 | 0 | 0 | 0 | 0 | 0 | 0 | 0 | 0.12352 | 0 | 0 | 0.040439 | 0 | 0 | 0.036395
6435 | 2018-09-26 02:01 | 9 | September | 2 | 269 | 0 | 0 | 0 | 0 | 0 | 1.0883 | 0.23853 | 0.042189 | 1.369 | 1.0883 | 0 | 0 | 0 | 0 | 0 | 0 | 0 | 0.23853 | 0 | 0 | 0.042189 | 0 | 0 | 0.03797
6436 | 2018-09-26 03:01 | 9 | September | 3 | 269 | 0 | 0 | 0 | 0 | 0 | 1.1079 | 0.23853 | 0 | 1.3464 | 1.1079 | 0 | 0 | 0 | 0 | 0 | 0 | 0 | 0.23853 | 0 | 0 | 0 | 0 | 0 | 0
6437 | 2018-09-26 04:01 | 9 | September | 4 | 269 | 0 | 0 | 0 | 0 | 0 | 1.2846 | 0.47239 | 0 | 1.757 | 1.2846 | 0 | 0 | 0 | 0 | 0 | 0 | 0 | 0.47239 | 0 | 0 | 0 | 0 | 0 | 0
6438 | 2018-09-26 05:01 | 9 | September | 5 | 269 | 0 | 0 | 0 | 0 | 0 | 2.1152 | 0.70241 | 0 | 2.8176 | 2.1152 | 0 | 0 | 0 | 0 | 0 | 0 | 0 | 0.70241 | 0 | 0 | 0 | 0 | 0 | 0
6439 | 2018-09-26 06:01 | 9 | September | 6 | 269 | 6.9945 | 2.8737 | 4.04 | 0 | 2.9545 | 0 | 0 | 0 | 0 | 2.8737 | 0 | 0 | 0 | 0 | 0 | 0 | 0 | 1.1663 | 0 | 0 | 0 | 0 | 0 | 0
6440 | 2018-09-26 07:01 | 9 | September | 7 | 269 | 11.7398 | 3.0334 | 4.1997 | 0 | 7.5401 | 0 | 0 | 0 | 0 | 3.0334 | 0 | 0 | 0 | 0 | 0 | 0 | 0 | 1.1663 | 0 | 0 | 0 | 0 | 0 | 0
6441 | 2018-09-26 08:01 | 9 | September | 8 | 269 | 15.068 | 3.002 | 3.9344 | 0 | 11.1336 | 0 | 0 | 0 | 0 | 3.002 | 0 | 0 | 0 | 0 | 0 | 0 | 0 | 0.93243 | 0 | 0 | 0 | 0 | 0 | 0
6442 | 2018-09-26 09:01 | 9 | September | 9 | 269 | 18.4742 | 2.9216 | 3.7159 | 0 | 14.7583 | 0 | 0 | 0 | 0 | 2.9216 | 0 | 0 | 0 | 0 | 0 | 0 | 0 | 0.5874 | 0 | 0 | 0.20694 | 0 | 0 | 0.18624
6443 | 2018-09-26 10:01 | 9 | September | 10 | 269 | 21.3994 | 2.9463 | 3.8627 | 0 | 17.5367 | 0 | 0 | 0 | 0 | 2.9463 | 0 | 0 | 0 | 0 | 0 | 0 | 0 | 0.47239 | 0 | 0 | 0.44402 | 0 | 0 | 0.39962
6444 | 2018-09-26 11:01 | 9 | September | 11 | 269 | 22.5955 | 3.2833 | 4.4188 | 0 | 18.1768 | 0 | 0 | 0 | 0 | 3.2833 | 0 | 0 | 0 | 0 | 0 | 0 | 0 | 0.70241 | 0 | 0 | 0.43304 | 0 | 0 | 0.38973
6445 | 2018-09-26 12:01 | 9 | September | 12 | 269 | 21.9845 | 3.2019 | 4.9756 | 0 | 17.0089 | 0 | 0 | 0 | 0 | 3.2019 | 0 | 0 | 0 | 0 | 0 | 0 | 0 | 0.93243 | 0 | 0 | 0.84126 | 0 | 0 | 0.75713
6446 | 2018-09-26 13:01 | 9 | September | 13 | 269 | 19.6963 | 2.8129 | 4.5195 | 0 | 15.1768 | 0 | 0 | 0 | 0 | 2.8129 | 0 | 0 | 0 | 0 | 0 | 0 | 0 | 0.5874 | 0 | 0 | 1.1192 | 0 | 0 | 1.0073
6447 | 2018-09-26 14:01 | 9 | September | 14 | 269 | 16.4591 | 2.5372 | 3.8898 | 0 | 12.5693 | 0 | 0 | 0 | 0 | 2.5372 | 0 | 0 | 0 | 0 | 0 | 0 | 0 | 0.35355 | 0 | 0 | 0.99905 | 0 | 0 | 0.89914
6448 | 2018-09-26 15:01 | 9 | September | 15 | 269 | 13.2089 | 2.3878 | 3.3446 | 0 | 9.8643 | 0 | 0 | 0 | 0 | 2.3878 | 0 | 0 | 0 | 0 | 0 | 0 | 0 | 0.35355 | 0 | 0 | 0.6033 | 0 | 0 | 0.54297
6449 | 2018-09-26 16:01 | 9 | September | 16 | 269 | 9.5296 | 2.5975 | 4.3652 | 0 | 5.1645 | 0 | 0 | 0 | 0 | 2.5975 | 0 | 0 | 0 | 0 | 0 | 0 | 0 | 0.5874 | 0 | 0 | 1.1803 | 0 | 0 | 1.0622
6450 | 2018-09-26 17:01 | 9 | September | 17 | 269 | 0.14301 | 0.14301 | 0.14301 | 0 | 0 | 3.0424 | 0.70241 | 2.0695 | 5.8144 | 3.1854 | 0 | 0 | 0 | 0 | 0 | 0 | 0 | 0.70241 | 0 | 0 | 2.0695 | 0 | 0 | 1.8626
6451 | 2018-09-26 18:01 | 9 | September | 18 | 269 | 0 | 0 | 0 | 0 | 0 | 3.7434 | 0.70241 | 2.6644 | 7.1102 | 3.7434 | 0 | 0 | 0 | 0 | 0 | 0 | 0 | 0.70241 | 0 | 0 | 2.6644 | 0 | 0 | 2.398
6452 | 2018-09-26 19:01 | 9 | September | 19 | 269 | 0 | 0 | 0 | 0 | 0 | 3.6636 | 0.5874 | 2.5359 | 6.7869 | 3.6636 | 0 | 0 | 0 | 0 | 0 | 0 | 0 | 0.5874 | 0 | 0 | 2.5359 | 0 | 0 | 2.2823
6453 | 2018-09-26 20:01 | 9 | September | 20 | 269 | 0 | 0 | 0 | 0 | 0 | 3.4142 | 0.47239 | 1.8296 | 5.7162 | 3.4142 | 0 | 0 | 0 | 0 | 0 | 0 | 0 | 0.47239 | 0 | 0 | 1.8296 | 0 | 0 | 1.6467
6454 | 2018-09-26 21:01 | 9 | September | 21 | 269 | 0 | 0 | 0 | 0 | 0 | 2.9968 | 0.23853 | 1.4543 | 4.6897 | 2.9968 | 0 | 0 | 0 | 0 | 0 | 0 | 0 | 0.23853 | 0 | 0 | 1.4543 | 0 | 0 | 1.3089
6455 | 2018-09-26 22:01 | 9 | September | 22 | 269 | 0 | 0 | 0 | 0 | 0 | 2.2662 | 0.23853 | 0.9957 | 3.5004 | 2.2662 | 0 | 0 | 0 | 0 | 0 | 0 | 0 | 0.23853 | 0 | 0 | 0.9957 | 0 | 0 | 0.89613
6456 | 2018-09-26 23:01 | 9 | September | 23 | 269 | 0 | 0 | 0 | 0 | 0 | 1.5726 | 0.12352 | 0.63126 | 2.3274 | 1.5726 | 0 | 0 | 0 | 0 | 0 | 0 | 0 | 0.12352 | 0 | 0 | 0.63126 | 0 | 0 | 0.56813
6457 | 2018-09-27 00:01 | 9 | September | 0 | 270 | 0 | 0 | 0 | 0 | 0 | 1.3604 | 0.12352 | 0.34706 | 1.8309 | 1.3604 | 0 | 0 | 0 | 0 | 0 | 0 | 0 | 0.12352 | 0 | 0 | 0.34706 | 0 | 0 | 0.31235
6458 | 2018-09-27 01:01 | 9 | September | 1 | 270 | 0 | 0 | 0 | 0 | 0 | 1.1574 | 0.12352 | 0.040439 | 1.3213 | 1.1574 | 0 | 0 | 0 | 0 | 0 | 0 | 0 | 0.12352 | 0 | 0 | 0.040439 | 0 | 0 | 0.036395
6459 | 2018-09-27 02:01 | 9 | September | 2 | 270 | 0 | 0 | 0 | 0 | 0 | 1.1022 | 0.23853 | 0.042189 | 1.3829 | 1.1022 | 0 | 0 | 0 | 0 | 0 | 0 | 0 | 0.23853 | 0 | 0 | 0.042189 | 0 | 0 | 0.03797
6460 | 2018-09-27 03:01 | 9 | September | 3 | 270 | 0 | 0 | 0 | 0 | 0 | 1.0893 | 0.23853 | 0 | 1.3279 | 1.0893 | 0 | 0 | 0 | 0 | 0 | 0 | 0 | 0.23853 | 0 | 0 | 0 | 0 | 0 | 0
6461 | 2018-09-27 04:01 | 9 | September | 4 | 270 | 0 | 0 | 0 | 0 | 0 | 1.1306 | 0.47239 | 0 | 1.6029 | 1.1306 | 0 | 0 | 0 | 0 | 0 | 0 | 0 | 0.47239 | 0 | 0 | 0 | 0 | 0 | 0
6462 | 2018-09-27 05:01 | 9 | September | 5 | 270 | 0 | 0 | 0 | 0 | 0 | 1.4073 | 0.70241 | 0 | 2.1097 | 1.4073 | 0 | 0 | 0 | 0 | 0 | 0 | 0 | 0.70241 | 0 | 0 | 0 | 0 | 0 | 0
6463 | 2018-09-27 06:01 | 9 | September | 6 | 270 | 0.36402 | 0.36402 | 0.36402 | 0 | 0 | 1.7579 | 1.1663 | 0 | 2.9242 | 2.1219 | 0 | 0 | 0 | 0 | 0 | 0 | 0 | 1.1663 | 0 | 0 | 0 | 0 | 0 | 0
6464 | 2018-09-27 07:01 | 9 | September | 7 | 270 | 0.96206 | 0.96206 | 0.96206 | 0 | 0 | 1.9106 | 1.1663 | 0 | 3.0769 | 2.8726 | 0 | 0 | 0 | 0 | 0 | 0 | 0 | 1.1663 | 0 | 0 | 0 | 0 | 0 | 0
6465 | 2018-09-27 08:01 | 9 | September | 8 | 270 | 1.5081 | 1.5081 | 1.5081 | 0 | 0 | 1.7912 | 0.93243 | 0 | 2.7236 | 3.2993 | 0 | 0 | 0 | 0 | 0 | 0 | 0 | 0.93243 | 0 | 0 | 0 | 0 | 0 | 0
6466 | 2018-09-27 09:01 | 9 | September | 9 | 270 | 2.0541 | 2.0541 | 2.0541 | 0 | 0 | 1.511 | 0.5874 | 0.20694 | 2.3054 | 3.5652 | 0 | 0 | 0 | 0 | 0 | 0 | 0 | 0.5874 | 0 | 0 | 0.20694 | 0 | 0 | 0.18624
6467 | 2018-09-27 10:01 | 9 | September | 10 | 270 | 2.3142 | 2.3142 | 2.3142 | 0 | 0 | 1.4272 | 0.47239 | 0.44402 | 2.3436 | 3.7414 | 0 | 0 | 0 | 0 | 0 | 0 | 0 | 0.47239 | 0 | 0 | 0.44402 | 0 | 0 | 0.39962
6468 | 2018-09-27 11:01 | 9 | September | 11 | 270 | 1.7291 | 1.7291 | 1.7291 | 0 | 0 | 2.2091 | 0.70241 | 0.43304 | 3.3445 | 3.9382 | 0 | 0 | 0 | 0 | 0 | 0 | 0 | 0.70241 | 0 | 0 | 0.43304 | 0 | 0 | 0.38973
6469 | 2018-09-27 12:01 | 9 | September | 12 | 270 | 3.3152 | 3.3152 | 3.3152 | 0 | 0 | 0.54208 | 0.93243 | 0.84126 | 2.3158 | 3.8573 | 0 | 0 | 0 | 0 | 0 | 0 | 0 | 0.93243 | 0 | 0 | 0.84126 | 0 | 0 | 0.75713
6470 | 2018-09-27 13:01 | 9 | September | 13 | 270 | 18.7083 | 3.5239 | 5.2306 | 0 | 13.4777 | 0 | 0 | 0 | 0 | 3.5239 | 0 | 0 | 0 | 0 | 0 | 0 | 0 | 0.5874 | 0 | 0 | 1.1192 | 0 | 0 | 1.0073
6471 | 2018-09-27 14:01 | 9 | September | 14 | 270 | 15.302 | 3.2642 | 4.6168 | 0 | 10.6852 | 0 | 0 | 0 | 0 | 3.2642 | 0 | 0 | 0 | 0 | 0 | 0 | 0 | 0.35355 | 0 | 0 | 0.99905 | 0 | 0 | 0.89914
6472 | 2018-09-27 15:01 | 9 | September | 15 | 270 | 11.8828 | 3.2199 | 4.1768 | 0 | 7.706 | 0 | 0 | 0 | 0 | 3.2199 | 0 | 0 | 0 | 0 | 0 | 0 | 0 | 0.35355 | 0 | 0 | 0.6033 | 0 | 0 | 0.54297
6473 | 2018-09-27 16:01 | 9 | September | 16 | 270 | 8.2686 | 3.4848 | 5.2524 | 0 | 3.0161 | 0 | 0 | 0 | 0 | 3.4848 | 0 | 0 | 0 | 0 | 0 | 0 | 0 | 0.5874 | 0 | 0 | 1.1803 | 0 | 0 | 1.0622
6474 | 2018-09-27 17:01 | 9 | September | 17 | 270 | 0.11701 | 0.11701 | 0.11701 | 0 | 0 | 3.8604 | 0.70241 | 2.0695 | 6.6323 | 3.9774 | 0 | 0 | 0 | 0 | 0 | 0 | 0 | 0.70241 | 0 | 0 | 2.0695 | 0 | 0 | 1.8626
6475 | 2018-09-27 18:01 | 9 | September | 18 | 270 | 0 | 0 | 0 | 0 | 0 | 4.2819 | 0.70241 | 2.6644 | 7.6487 | 4.2819 | 0 | 0 | 0 | 0 | 0 | 0 | 0 | 0.70241 | 0 | 0 | 2.6644 | 0 | 0 | 2.398
6476 | 2018-09-27 19:01 | 9 | September | 19 | 270 | 0 | 0 | 0 | 0 | 0 | 3.9176 | 0.5874 | 2.5359 | 7.0409 | 3.9176 | 0 | 0 | 0 | 0 | 0 | 0 | 0 | 0.5874 | 0 | 0 | 2.5359 | 0 | 0 | 2.2823
6477 | 2018-09-27 20:01 | 9 | September | 20 | 270 | 0 | 0 | 0 | 0 | 0 | 3.2364 | 0.47239 | 1.8296 | 5.5384 | 3.2364 | 0 | 0 | 0 | 0 | 0 | 0 | 0 | 0.47239 | 0 | 0 | 1.8296 | 0 | 0 | 1.6467
6478 | 2018-09-27 21:01 | 9 | September | 21 | 270 | 0 | 0 | 0 | 0 | 0 | 3.0561 | 0.23853 | 1.4543 | 4.7489 | 3.0561 | 0 | 0 | 0 | 0 | 0 | 0 | 0 | 0.23853 | 0 | 0 | 1.4543 | 0 | 0 | 1.3089
6479 | 2018-09-27 22:01 | 9 | September | 22 | 270 | 0 | 0 | 0 | 0 | 0 | 2.6011 | 0.23853 | 0.9957 | 3.8353 | 2.6011 | 0 | 0 | 0 | 0 | 0 | 0 | 0 | 0.23853 | 0 | 0 | 0.9957 | 0 | 0 | 0.89613
6480 | 2018-09-27 23:01 | 9 | September | 23 | 270 | 0 | 0 | 0 | 0 | 0 | 1.7076 | 0.12352 | 0.12317 | 1.9543 | 1.7076 | 0 | 0 | 0 | 0 | 0 | 0 | 0 | 0.12352 | 0 | 0 | 0.12317 | 0 | 0 | 0.11085
6481 | 2018-09-28 00:01 | 9 | September | 0 | 271 | 0 | 0 | 0 | 0 | 0 | 1.9369 | 0.12352 | 0.091347 | 2.1518 | 1.9369 | 0 | 0 | 0 | 0 | 0 | 0 | 0 | 0.12352 | 0 | 0 | 0.091347 | 0 | 0 | 0.082212
6482 | 2018-09-28 01:01 | 9 | September | 1 | 271 | 0 | 0 | 0 | 0 | 0 | 1.482 | 0.12352 | 0 | 1.6055 | 1.482 | 0 | 0 | 0 | 0 | 0 | 0 | 0 | 0.12352 | 0 | 0 | 0 | 0 | 0 | 0
6483 | 2018-09-28 02:01 | 9 | September | 2 | 271 | 0 | 0 | 0 | 0 | 0 | 1.2073 | 0.23853 | 0.11659 | 1.5625 | 1.2073 | 0 | 0 | 0 | 0 | 0 | 0 | 0 | 0.23853 | 0 | 0 | 0.11659 | 0 | 0 | 0.10493
6484 | 2018-09-28 03:01 | 9 | September | 3 | 271 | 0 | 0 | 0 | 0 | 0 | 1.1125 | 0.23853 | 0.042301 | 1.3934 | 1.1125 | 0 | 0 | 0 | 0 | 0 | 0 | 0 | 0.23853 | 0 | 0 | 0.042301 | 0 | 0 | 0.038071
6485 | 2018-09-28 04:01 | 9 | September | 4 | 271 | 0 | 0 | 0 | 0 | 0 | 1.0899 | 0.47239 | 0.039756 | 1.602 | 1.0899 | 0 | 0 | 0 | 0 | 0 | 0 | 0 | 0.47239 | 0 | 0 | 0.039756 | 0 | 0 | 0.035781
6486 | 2018-09-28 05:01 | 9 | September | 5 | 271 | 0.026002 | 0.026002 | 0.026002 | 0 | 0 | 1.0659 | 0.70241 | 0 | 1.7683 | 1.0919 | 0 | 0 | 0 | 0 | 0 | 0 | 0 | 0.70241 | 0 | 0 | 0 | 0 | 0 | 0
6487 | 2018-09-28 06:01 | 9 | September | 6 | 271 | 3.6922 | 1.1424 | 2.3087 | 0 | 1.3835 | 0 | 0 | 0 | 0 | 1.1424 | 0 | 0 | 0 | 0 | 0 | 0 | 0 | 1.1663 | 0 | 0 | 0 | 0 | 0 | 0
6488 | 2018-09-28 07:01 | 9 | September | 7 | 271 | 8.3336 | 1.551 | 2.7173 | 0 | 5.6163 | 0 | 0 | 0 | 0 | 1.551 | 0 | 0 | 0 | 0 | 0 | 0 | 0 | 1.1663 | 0 | 0 | 0 | 0 | 0 | 0
6489 | 2018-09-28 08:01 | 9 | September | 8 | 271 | 6.5784 | 2.4924 | 3.4248 | 0 | 3.1536 | 0 | 0 | 0 | 0 | 2.4924 | 0 | 0 | 0 | 0 | 0 | 0 | 0 | 0.93243 | 0 | 0 | 0 | 0 | 0 | 0
6490 | 2018-09-28 09:01 | 9 | September | 9 | 271 | 6.1624 | 3.4879 | 4.241 | 0 | 1.9214 | 0 | 0 | 0 | 0 | 3.4879 | 0 | 0 | 0 | 0 | 0 | 0 | 0 | 0.5874 | 0 | 0 | 0.16574 | 0 | 0 | 0.14917
6491 | 2018-09-28 10:01 | 9 | September | 10 | 271 | 18.4482 | 4.0145 | 4.8851 | 0 | 13.5632 | 0 | 0 | 0 | 0 | 4.0145 | 0 | 0 | 0 | 0 | 0 | 0 | 0 | 0.47239 | 0 | 0 | 0.39821 | 0 | 0 | 0.35839
6492 | 2018-09-28 11:01 | 9 | September | 11 | 271 | 25.5987 | 4.4287 | 5.527 | 0 | 20.0717 | 0 | 0 | 0 | 0 | 4.4287 | 0 | 0 | 0 | 0 | 0 | 0 | 0 | 0.70241 | 0 | 0 | 0.39589 | 0 | 0 | 0.3563
6493 | 2018-09-28 12:01 | 9 | September | 12 | 271 | 11.5838 | 4.4828 | 6.36 | 0 | 5.2237 | 0 | 0 | 0 | 0 | 4.4828 | 0 | 0 | 0 | 0 | 0 | 0 | 0 | 0.93243 | 0 | 0 | 0.94478 | 0 | 0 | 0.8503
6494 | 2018-09-28 13:01 | 9 | September | 13 | 271 | 3.5622 | 3.5622 | 3.5622 | 0 | 0 | 0.11318 | 0.5874 | 1.3646 | 2.0651 | 3.6754 | 0 | 0 | 0 | 0 | 0 | 0 | 0 | 0.5874 | 0 | 0 | 1.3646 | 0 | 0 | 1.2281
6495 | 2018-09-28 14:01 | 9 | September | 14 | 271 | 2.7562 | 2.7562 | 2.7562 | 0 | 0 | 0.25198 | 0.35355 | 1.1765 | 1.782 | 3.0082 | 0 | 0 | 0 | 0 | 0 | 0 | 0 | 0.35355 | 0 | 0 | 1.1765 | 0 | 0 | 1.0589
6496 | 2018-09-28 15:01 | 9 | September | 15 | 271 | 2.3662 | 2.3662 | 2.3662 | 0 | 0 | 0.32821 | 0.35355 | 0.97242 | 1.6542 | 2.6944 | 0 | 0 | 0 | 0 | 0 | 0 | 0 | 0.35355 | 0 | 0 | 0.97242 | 0 | 0 | 0.87517
6497 | 2018-09-28 16:01 | 9 | September | 16 | 271 | 2.0671 | 2.0671 | 2.0671 | 0 | 0 | 0.34435 | 0.5874 | 1.4586 | 2.3903 | 2.4115 | 0 | 0 | 0 | 0 | 0 | 0 | 0 | 0.5874 | 0 | 0 | 1.4586 | 0 | 0 | 1.3127
6498 | 2018-09-28 17:01 | 9 | September | 17 | 271 | 0.11701 | 0.11701 | 0.11701 | 0 | 0 | 2.3862 | 0.70241 | 1.6556 | 4.7442 | 2.5032 | 0 | 0 | 0 | 0 | 0 | 0 | 0 | 0.70241 | 0 | 0 | 1.6556 | 0 | 0 | 1.49
6499 | 2018-09-28 18:01 | 9 | September | 18 | 271 | 0 | 0 | 0 | 0 | 0 | 3.035 | 0.70241 | 2.1629 | 5.9002 | 3.035 | 0 | 0 | 0 | 0 | 0 | 0 | 0 | 0.70241 | 0 | 0 | 2.1629 | 0 | 0 | 1.9466
6500 | 2018-09-28 19:01 | 9 | September | 19 | 271 | 0 | 0 | 0 | 0 | 0 | 3.5167 | 0.5874 | 2.087 | 6.1911 | 3.5167 | 0 | 0 | 0 | 0 | 0 | 0 | 0 | 0.5874 | 0 | 0 | 2.087 | 0 | 0 | 1.8783
6501 | 2018-09-28 20:01 | 9 | September | 20 | 271 | 0 | 0 | 0 | 0 | 0 | 3.3895 | 0.47239 | 1.7154 | 5.5773 | 3.3895 | 0 | 0 | 0 | 0 | 0 | 0 | 0 | 0.47239 | 0 | 0 | 1.7154 | 0 | 0 | 1.5439
6502 | 2018-09-28 21:01 | 9 | September | 21 | 271 | 0 | 0 | 0 | 0 | 0 | 3.1663 | 0.23853 | 1.2558 | 4.6606 | 3.1663 | 0 | 0 | 0 | 0 | 0 | 0 | 0 | 0.23853 | 0 | 0 | 1.2558 | 0 | 0 | 1.1302
6503 | 2018-09-28 22:01 | 9 | September | 22 | 271 | 0 | 0 | 0 | 0 | 0 | 2.8304 | 0.23853 | 0.75773 | 3.8267 | 2.8304 | 0 | 0 | 0 | 0 | 0 | 0 | 0 | 0.23853 | 0 | 0 | 0.75773 | 0 | 0 | 0.68195
6504 | 2018-09-28 23:01 | 9 | September | 23 | 271 | 0 | 0 | 0 | 0 | 0 | 1.5726 | 0.12352 | 0.49733 | 2.1935 | 1.5726 | 0 | 0 | 0 | 0 | 0 | 0 | 0 | 0.12352 | 0 | 0 | 0.49733 | 0 | 0 | 0.4476
6505 | 2018-09-29 00:01 | 9 | September | 0 | 272 | 0 | 0 | 0 | 0 | 0 | 1.2135 | 0.12352 | 0 | 1.337 | 1.2135 | 0 | 0 | 0 | 0 | 0 | 0 | 0 | 0.12352 | 0 | 0 | 0 | 0 | 0 | 0
6506 | 2018-09-29 01:01 | 9 | September | 1 | 272 | 0 | 0 | 0 | 0 | 0 | 1.1125 | 0.12352 | 0 | 1.236 | 1.1125 | 0 | 0 | 0 | 0 | 0 | 0 | 0 | 0.12352 | 0 | 0 | 0 | 0 | 0 | 0
6507 | 2018-09-29 02:01 | 9 | September | 2 | 272 | 0 | 0 | 0 | 0 | 0 | 1.0883 | 0.12352 | 0.085531 | 1.2974 | 1.0883 | 0 | 0 | 0 | 0 | 0 | 0 | 0 | 0.12352 | 0 | 0 | 0.085531 | 0 | 0 | 0.076978
6508 | 2018-09-29 03:01 | 9 | September | 3 | 272 | 0 | 0 | 0 | 0 | 0 | 1.1079 | 0.12352 | 0.025909 | 1.2573 | 1.1079 | 0 | 0 | 0 | 0 | 0 | 0 | 0 | 0.12352 | 0 | 0 | 0.025909 | 0 | 0 | 0.023318
6509 | 2018-09-29 04:01 | 9 | September | 4 | 272 | 0 | 0 | 0 | 0 | 0 | 1.2846 | 0.12352 | 0.055915 | 1.4641 | 1.2846 | 0 | 0 | 0 | 0 | 0 | 0 | 0 | 0.12352 | 0 | 0 | 0.055915 | 0 | 0 | 0.050323
6510 | 2018-09-29 05:01 | 9 | September | 5 | 272 | 0 | 0 | 0 | 0 | 0 | 2.1152 | 0.23853 | 0 | 2.3538 | 2.1152 | 0 | 0 | 0 | 0 | 0 | 0 | 0 | 0.23853 | 0 | 0 | 0 | 0 | 0 | 0
6511 | 2018-09-29 06:01 | 9 | September | 6 | 272 | 2.7172 | 2.7172 | 2.7172 | 0 | 0 | 0.1565 | 0.47239 | 0 | 0.62889 | 2.8737 | 0 | 0 | 0 | 0 | 0 | 0 | 0 | 0.47239 | 0 | 0 | 0 | 0 | 0 | 0
6512 | 2018-09-29 07:01 | 9 | September | 7 | 272 | 5.2003 | 3.0334 | 3.7358 | 0 | 1.4645 | 0 | 0 | 0 | 0 | 3.0334 | 0 | 0 | 0 | 0 | 0 | 0 | 0 | 0.70241 | 0 | 0 | 0 | 0 | 0 | 0
6513 | 2018-09-29 08:01 | 9 | September | 8 | 272 | 9.2566 | 3.002 | 3.7044 | 0 | 5.5522 | 0 | 0 | 0 | 0 | 3.002 | 0 | 0 | 0 | 0 | 0 | 0 | 0 | 0.70241 | 0 | 0 | 0 | 0 | 0 | 0
6514 | 2018-09-29 09:01 | 9 | September | 9 | 272 | 10.3617 | 2.9216 | 3.7821 | 0 | 6.5796 | 0 | 0 | 0 | 0 | 2.9216 | 0 | 0 | 0 | 0 | 0 | 0 | 0 | 0.5874 | 0 | 0 | 0.27308 | 0 | 0 | 0.24577
6515 | 2018-09-29 10:01 | 9 | September | 10 | 272 | 11.4148 | 2.9463 | 3.8788 | 0 | 7.536 | 0 | 0 | 0 | 0 | 2.9463 | 0 | 0 | 0 | 0 | 0 | 0 | 0 | 0.35738 | 0 | 0 | 0.57504 | 0 | 0 | 0.51754
6516 | 2018-09-29 11:01 | 9 | September | 11 | 272 | 11.5188 | 3.2833 | 4.3652 | 0 | 7.1536 | 0 | 0 | 0 | 0 | 3.2833 | 0 | 0 | 0 | 0 | 0 | 0 | 0 | 0.5874 | 0 | 0 | 0.49448 | 0 | 0 | 0.44503
6517 | 2018-09-29 12:01 | 9 | September | 12 | 272 | 11.5838 | 3.2019 | 4.7072 | 0 | 6.8765 | 0 | 0 | 0 | 0 | 3.2019 | 0 | 0 | 0 | 0 | 0 | 0 | 0 | 0.70241 | 0 | 0 | 0.80292 | 0 | 0 | 0.72263
6518 | 2018-09-29 13:01 | 9 | September | 13 | 272 | 8.9836 | 2.8129 | 4.9436 | 0 | 4.04 | 0 | 0 | 0 | 0 | 2.8129 | 0 | 0 | 0 | 0 | 0 | 0 | 0 | 0.70241 | 0 | 0 | 1.4283 | 0 | 0 | 1.2855
6519 | 2018-09-29 14:01 | 9 | September | 14 | 272 | 8.1255 | 2.5372 | 4.1515 | 0 | 3.9741 | 0 | 0 | 0 | 0 | 2.5372 | 0 | 0 | 0 | 0 | 0 | 0 | 0 | 0.5874 | 0 | 0 | 1.0268 | 0 | 0 | 0.92416
6520 | 2018-09-29 15:01 | 9 | September | 15 | 272 | 5.8504 | 2.3878 | 3.707 | 0 | 2.1434 | 0 | 0 | 0 | 0 | 2.3878 | 0 | 0 | 0 | 0 | 0 | 0 | 0 | 0.5874 | 0 | 0 | 0.73184 | 0 | 0 | 0.65866
6521 | 2018-09-29 16:01 | 9 | September | 16 | 272 | 2.8082 | 2.5975 | 2.8082 | 0 | 0 | 0 | 0.84059 | 0.83299 | 1.6736 | 2.5975 | 0 | 0 | 0 | 0 | 0 | 0 | 0 | 1.0513 | 0 | 0 | 0.83299 | 0 | 0 | 0.74969
6522 | 2018-09-29 17:01 | 9 | September | 17 | 272 | 0.039003 | 0.039003 | 0.039003 | 0 | 0 | 3.1464 | 0.81742 | 1.2201 | 5.184 | 3.1854 | 0 | 0 | 0 | 0 | 0 | 0 | 0 | 0.81742 | 0 | 0 | 1.2201 | 0 | 0 | 1.0981
6523 | 2018-09-29 18:01 | 9 | September | 18 | 272 | 0 | 0 | 0 | 0 | 0 | 3.7434 | 0.47239 | 1.9034 | 6.1193 | 3.7434 | 0 | 0 | 0 | 0 | 0 | 0 | 0 | 0.47239 | 0 | 0 | 1.9034 | 0 | 0 | 1.7131
6524 | 2018-09-29 19:01 | 9 | September | 19 | 272 | 0 | 0 | 0 | 0 | 0 | 3.6636 | 0.47239 | 1.7545 | 5.8904 | 3.6636 | 0 | 0 | 0 | 0 | 0 | 0 | 0 | 0.47239 | 0 | 0 | 1.7545 | 0 | 0 | 1.579
6525 | 2018-09-29 20:01 | 9 | September | 20 | 272 | 0 | 0 | 0 | 0 | 0 | 3.4142 | 0.23853 | 1.2804 | 4.9331 | 3.4142 | 0 | 0 | 0 | 0 | 0 | 0 | 0 | 0.23853 | 0 | 0 | 1.2804 | 0 | 0 | 1.1523
6526 | 2018-09-29 21:01 | 9 | September | 21 | 272 | 0 | 0 | 0 | 0 | 0 | 2.9968 | 0.23853 | 0.99691 | 4.2323 | 2.9968 | 0 | 0 | 0 | 0 | 0 | 0 | 0 | 0.23853 | 0 | 0 | 0.99691 | 0 | 0 | 0.89722
6527 | 2018-09-29 22:01 | 9 | September | 22 | 272 | 0 | 0 | 0 | 0 | 0 | 2.2662 | 0.23853 | 0.5535 | 3.0582 | 2.2662 | 0 | 0 | 0 | 0 | 0 | 0 | 0 | 0.23853 | 0 | 0 | 0.5535 | 0 | 0 | 0.49815
6528 | 2018-09-29 23:01 | 9 | September | 23 | 272 | 0 | 0 | 0 | 0 | 0 | 1.5726 | 0.12352 | 0.49099 | 2.1872 | 1.5726 | 0 | 0 | 0 | 0 | 0 | 0 | 0 | 0.12352 | 0 | 0 | 0.49099 | 0 | 0 | 0.44189
6529 | 2018-09-30 00:01 | 9 | September | 0 | 273 | 0 | 0 | 0 | 0 | 0 | 1.2135 | 0.12352 | 0.59399 | 1.931 | 1.2135 | 0 | 0 | 0 | 0 | 0 | 0 | 0 | 0.12352 | 0 | 0 | 0.59399 | 0 | 0 | 0.53459
6530 | 2018-09-30 01:01 | 9 | September | 1 | 273 | 0 | 0 | 0 | 0 | 0 | 1.1125 | 0.12352 | 0.39144 | 1.6275 | 1.1125 | 0 | 0 | 0 | 0 | 0 | 0 | 0 | 0.12352 | 0 | 0 | 0.39144 | 0 | 0 | 0.35229
6531 | 2018-09-30 02:01 | 9 | September | 2 | 273 | 0 | 0 | 0 | 0 | 0 | 1.0883 | 0.12352 | 0.014074 | 1.2259 | 1.0883 | 0 | 0 | 0 | 0 | 0 | 0 | 0 | 0.12352 | 0 | 0 | 0.014074 | 0 | 0 | 0.012667
6532 | 2018-09-30 03:01 | 9 | September | 3 | 273 | 0 | 0 | 0 | 0 | 0 | 1.1079 | 0.12352 | 0.026572 | 1.258 | 1.1079 | 0 | 0 | 0 | 0 | 0 | 0 | 0 | 0.12352 | 0 | 0 | 0.026572 | 0 | 0 | 0.023914
6533 | 2018-09-30 04:01 | 9 | September | 4 | 273 | 0 | 0 | 0 | 0 | 0 | 1.2846 | 0.12352 | 0.02326 | 1.4314 | 1.2846 | 0 | 0 | 0 | 0 | 0 | 0 | 0 | 0.12352 | 0 | 0 | 0.02326 | 0 | 0 | 0.020934
6534 | 2018-09-30 05:01 | 9 | September | 5 | 273 | 0 | 0 | 0 | 0 | 0 | 2.1152 | 0.12352 | 0 | 2.2387 | 2.1152 | 0 | 0 | 0 | 0 | 0 | 0 | 0 | 0.12352 | 0 | 0 | 0 | 0 | 0 | 0
6535 | 2018-09-30 06:01 | 9 | September | 6 | 273 | 3.2892 | 2.8737 | 2.9972 | 0 | 0.29202 | 0 | 0 | 0 | 0 | 2.8737 | 0 | 0 | 0 | 0 | 0 | 0 | 0 | 0.12352 | 0 | 0 | 0 | 0 | 0 | 0
6536 | 2018-09-30 07:01 | 9 | September | 7 | 273 | 6.4354 | 3.0334 | 3.2719 | 0 | 3.1635 | 0 | 0 | 0 | 0 | 3.0334 | 0 | 0 | 0 | 0 | 0 | 0 | 0 | 0.23853 | 0 | 0 | 0 | 0 | 0 | 0
6537 | 2018-09-30 08:01 | 9 | September | 8 | 273 | 8.2946 | 3.002 | 3.3594 | 0 | 4.9352 | 0 | 0 | 0 | 0 | 3.002 | 0 | 0 | 0 | 0 | 0 | 0 | 0 | 0.35738 | 0 | 0 | 0 | 0 | 0 | 0
6538 | 2018-09-30 09:01 | 9 | September | 9 | 273 | 10.8817 | 2.9216 | 3.9217 | 0 | 6.9601 | 0 | 0 | 0 | 0 | 2.9216 | 0 | 0 | 0 | 0 | 0 | 0 | 0 | 0.70241 | 0 | 0 | 0.29766 | 0 | 0 | 0.2679
6539 | 2018-09-30 10:01 | 9 | September | 10 | 273 | 14.1189 | 2.9463 | 4.2558 | 0 | 9.8631 | 0 | 0 | 0 | 0 | 2.9463 | 0 | 0 | 0 | 0 | 0 | 0 | 0 | 0.70241 | 0 | 0 | 0.60708 | 0 | 0 | 0.54638
6540 | 2018-09-30 11:01 | 9 | September | 11 | 273 | 13.8199 | 3.2833 | 4.6932 | 0 | 9.1267 | 0 | 0 | 0 | 0 | 3.2833 | 0 | 0 | 0 | 0 | 0 | 0 | 0 | 0.93243 | 0 | 0 | 0.47745 | 0 | 0 | 0.4297
6541 | 2018-09-30 12:01 | 9 | September | 12 | 273 | 14.184 | 3.2019 | 4.6464 | 0 | 9.5375 | 0 | 0 | 0 | 0 | 3.2019 | 0 | 0 | 0 | 0 | 0 | 0 | 0 | 0.93243 | 0 | 0 | 0.51211 | 0 | 0 | 0.4609
6542 | 2018-09-30 13:01 | 9 | September | 13 | 273 | 11.0247 | 2.8129 | 4.3357 | 0 | 6.6891 | 0 | 0 | 0 | 0 | 2.8129 | 0 | 0 | 0 | 0 | 0 | 0 | 0 | 0.81742 | 0 | 0 | 0.70537 | 0 | 0 | 0.63484
6543 | 2018-09-30 14:01 | 9 | September | 14 | 273 | 7.8785 | 2.5372 | 3.7979 | 0 | 4.0806 | 0 | 0 | 0 | 0 | 2.5372 | 0 | 0 | 0 | 0 | 0 | 0 | 0 | 0.5874 | 0 | 0 | 0.6733 | 0 | 0 | 0.60597
6544 | 2018-09-30 15:01 | 9 | September | 15 | 273 | 4.7323 | 2.3878 | 3.5512 | 0 | 1.1811 | 0 | 0 | 0 | 0 | 2.3878 | 0 | 0 | 0 | 0 | 0 | 0 | 0 | 0.47239 | 0 | 0 | 0.691 | 0 | 0 | 0.6219
6545 | 2018-09-30 16:01 | 9 | September | 16 | 273 | 2.5352 | 2.5352 | 2.5352 | 0 | 0 | 0.062329 | 0.5874 | 0.81723 | 1.467 | 2.5975 | 0 | 0 | 0 | 0 | 0 | 0 | 0 | 0.5874 | 0 | 0 | 0.81723 | 0 | 0 | 0.73551
6546 | 2018-09-30 17:01 | 9 | September | 17 | 273 | 0.026002 | 0.026002 | 0.026002 | 0 | 0 | 3.1594 | 0.70241 | 1.2113 | 5.0731 | 3.1854 | 0 | 0 | 0 | 0 | 0 | 0 | 0 | 0.70241 | 0 | 0 | 1.2113 | 0 | 0 | 1.0901
6547 | 2018-09-30 18:01 | 9 | September | 18 | 273 | 0 | 0 | 0 | 0 | 0 | 3.7434 | 0.70241 | 1.9407 | 6.3865 | 3.7434 | 0 | 0 | 0 | 0 | 0 | 0 | 0 | 0.70241 | 0 | 0 | 1.9407 | 0 | 0 | 1.7466
6548 | 2018-09-30 19:01 | 9 | September | 19 | 273 | 0 | 0 | 0 | 0 | 0 | 3.6636 | 0.47239 | 2.17 | 6.306 | 3.6636 | 0 | 0 | 0 | 0 | 0 | 0 | 0 | 0.47239 | 0 | 0 | 2.17 | 0 | 0 | 1.953
6549 | 2018-09-30 20:01 | 9 | September | 20 | 273 | 0 | 0 | 0 | 0 | 0 | 3.4142 | 0.47239 | 1.905 | 5.7916 | 3.4142 | 0 | 0 | 0 | 0 | 0 | 0 | 0 | 0.47239 | 0 | 0 | 1.905 | 0 | 0 | 1.7145
6550 | 2018-09-30 21:01 | 9 | September | 21 | 273 | 0 | 0 | 0 | 0 | 0 | 2.9968 | 0.23853 | 1.5578 | 4.7932 | 2.9968 | 0 | 0 | 0 | 0 | 0 | 0 | 0 | 0.23853 | 0 | 0 | 1.5578 | 0 | 0 | 1.402
6551 | 2018-09-30 22:01 | 9 | September | 22 | 273 | 0 | 0 | 0 | 0 | 0 | 2.2662 | 0.23853 | 0.88022 | 3.3849 | 2.2662 | 0 | 0 | 0 | 0 | 0 | 0 | 0 | 0.23853 | 0 | 0 | 0.88022 | 0 | 0 | 0.7922
6552 | 2018-09-30 23:01 | 9 | September | 23 | 273 | 0 | 0 | 0 | 0 | 0 | 1.5726 | 0.12352 | 0.73599 | 2.4322 | 1.5726 | 0 | 0 | 0 | 0 | 0 | 0 | 0 | 0.12352 | 0 | 0 | 0.73599 | 0 | 0 | 0.66239
6553 | 2018-10-01 00:01 | 10 | Oktober | 0 | 274 | 0 | 0 | 0 | 0 | 0 | 1.2135 | 0.12352 | 0.37687 | 1.7139 | 1.2135 | 0 | 0 | 0 | 0 | 0 | 0 | 0 | 0.12352 | 0 | 0 | 0.37687 | 0 | 0 | 0.33918
6554 | 2018-10-01 01:01 | 10 | Oktober | 1 | 274 | 0 | 0 | 0 | 0 | 0 | 1.1125 | 0.12352 | 0.57442 | 1.8105 | 1.1125 | 0 | 0 | 0 | 0 | 0 | 0 | 0 | 0.12352 | 0 | 0 | 0.57442 | 0 | 0 | 0.51697
6555 | 2018-10-01 02:01 | 10 | Oktober | 2 | 274 | 0 | 0 | 0 | 0 | 0 | 1.0883 | 0.23853 | 0.34995 | 1.6768 | 1.0883 | 0 | 0 | 0 | 0 | 0 | 0 | 0 | 0.23853 | 0 | 0 | 0.34995 | 0 | 0 | 0.31496
6556 | 2018-10-01 03:01 | 10 | Oktober | 3 | 274 | 0 | 0 | 0 | 0 | 0 | 1.1079 | 0.23853 | 0 | 1.3464 | 1.1079 | 0 | 0 | 0 | 0 | 0 | 0 | 0 | 0.23853 | 0 | 0 | 0 | 0 | 0 | 0
6557 | 2018-10-01 04:01 | 10 | Oktober | 4 | 274 | 0 | 0 | 0 | 0 | 0 | 1.2846 | 0.47239 | 0 | 1.757 | 1.2846 | 0 | 0 | 0 | 0 | 0 | 0 | 0 | 0.47239 | 0 | 0 | 0 | 0 | 0 | 0
6558 | 2018-10-01 05:01 | 10 | Oktober | 5 | 274 | 0 | 0 | 0 | 0 | 0 | 2.1152 | 0.70241 | 0 | 2.8176 | 2.1152 | 0 | 0 | 0 | 0 | 0 | 0 | 0 | 0.70241 | 0 | 0 | 0 | 0 | 0 | 0
6559 | 2018-10-01 06:01 | 10 | Oktober | 6 | 274 | 5.0703 | 2.8737 | 4.04 | 0 | 1.0304 | 0 | 0 | 0 | 0 | 2.8737 | 0 | 0 | 0 | 0 | 0 | 0 | 0 | 1.1663 | 0 | 0 | 0 | 0 | 0 | 0
6560 | 2018-10-01 07:01 | 10 | Oktober | 7 | 274 | 10.1277 | 3.0334 | 4.1997 | 0 | 5.928 | 0 | 0 | 0 | 0 | 3.0334 | 0 | 0 | 0 | 0 | 0 | 0 | 0 | 1.1663 | 0 | 0 | 0 | 0 | 0 | 0
6561 | 2018-10-01 08:01 | 10 | Oktober | 8 | 274 | 15.6271 | 3.002 | 3.9344 | 0 | 11.6926 | 0 | 0 | 0 | 0 | 3.002 | 0 | 0 | 0 | 0 | 0 | 0 | 0 | 0.93243 | 0 | 0 | 0 | 0 | 0 | 0
6562 | 2018-10-01 09:01 | 10 | Oktober | 9 | 274 | 16.1861 | 2.9216 | 3.7159 | 0 | 12.4702 | 0 | 0 | 0 | 0 | 2.9216 | 0 | 0 | 0 | 0 | 0 | 0 | 0 | 0.5874 | 0 | 0 | 0.20694 | 0 | 0 | 0.18624
6563 | 2018-10-01 10:01 | 10 | Oktober | 10 | 274 | 12.9099 | 2.9463 | 3.8627 | 0 | 9.0471 | 0 | 0 | 0 | 0 | 2.9463 | 0 | 0 | 0 | 0 | 0 | 0 | 0 | 0.47239 | 0 | 0 | 0.44402 | 0 | 0 | 0.39962
6564 | 2018-10-01 11:01 | 10 | Oktober | 11 | 274 | 17.4082 | 3.2833 | 4.4188 | 0 | 12.9894 | 0 | 0 | 0 | 0 | 3.2833 | 0 | 0 | 0 | 0 | 0 | 0 | 0 | 0.70241 | 0 | 0 | 0.43304 | 0 | 0 | 0.38973
6565 | 2018-10-01 12:01 | 10 | Oktober | 12 | 274 | 1.7941 | 1.7941 | 1.7941 | 0 | 0 | 1.4078 | 0.93243 | 0.84126 | 3.1815 | 3.2019 | 0 | 0 | 0 | 0 | 0 | 0 | 0 | 0.93243 | 0 | 0 | 0.84126 | 0 | 0 | 0.75713
6566 | 2018-10-01 13:01 | 10 | Oktober | 13 | 274 | 1.2871 | 1.2871 | 1.2871 | 0 | 0 | 1.5258 | 0.5874 | 1.1192 | 3.2324 | 2.8129 | 0 | 0 | 0 | 0 | 0 | 0 | 0 | 0.5874 | 0 | 0 | 1.1192 | 0 | 0 | 1.0073
6567 | 2018-10-01 14:01 | 10 | Oktober | 14 | 274 | 1.0011 | 1.0011 | 1.0011 | 0 | 0 | 1.5361 | 0.35355 | 0.99905 | 2.8887 | 2.5372 | 0 | 0 | 0 | 0 | 0 | 0 | 0 | 0.35355 | 0 | 0 | 0.99905 | 0 | 0 | 0.89914
6568 | 2018-10-01 15:01 | 10 | Oktober | 15 | 274 | 0.63704 | 0.63704 | 0.63704 | 0 | 0 | 1.7507 | 0.35355 | 0.6033 | 2.7076 | 2.3878 | 0 | 0 | 0 | 0 | 0 | 0 | 0 | 0.35355 | 0 | 0 | 0.6033 | 0 | 0 | 0.54297
6569 | 2018-10-01 16:01 | 10 | Oktober | 16 | 274 | 0.24702 | 0.24702 | 0.24702 | 0 | 0 | 2.3505 | 0.5874 | 1.1803 | 4.1181 | 2.5975 | 0 | 0 | 0 | 0 | 0 | 0 | 0 | 0.5874 | 0 | 0 | 1.1803 | 0 | 0 | 1.0622
6570 | 2018-10-01 17:01 | 10 | Oktober | 17 | 274 | 0.026002 | 0.026002 | 0.026002 | 0 | 0 | 3.1594 | 0.70241 | 2.0695 | 5.9314 | 3.1854 | 0 | 0 | 0 | 0 | 0 | 0 | 0 | 0.70241 | 0 | 0 | 2.0695 | 0 | 0 | 1.8626
6571 | 2018-10-01 18:01 | 10 | Oktober | 18 | 274 | 0 | 0 | 0 | 0 | 0 | 3.7434 | 0.70241 | 2.6644 | 7.1102 | 3.7434 | 0 | 0 | 0 | 0 | 0 | 0 | 0 | 0.70241 | 0 | 0 | 2.6644 | 0 | 0 | 2.398
6572 | 2018-10-01 19:01 | 10 | Oktober | 19 | 274 | 0 | 0 | 0 | 0 | 0 | 3.6636 | 0.5874 | 2.5359 | 6.7869 | 3.6636 | 0 | 0 | 0 | 0 | 0 | 0 | 0 | 0.5874 | 0 | 0 | 2.5359 | 0 | 0 | 2.2823
6573 | 2018-10-01 20:01 | 10 | Oktober | 20 | 274 | 0 | 0 | 0 | 0 | 0 | 3.4142 | 0.47239 | 1.8296 | 5.7162 | 3.4142 | 0 | 0 | 0 | 0 | 0 | 0 | 0 | 0.47239 | 0 | 0 | 1.8296 | 0 | 0 | 1.6467
6574 | 2018-10-01 21:01 | 10 | Oktober | 21 | 274 | 0 | 0 | 0 | 0 | 0 | 2.9968 | 0.23853 | 1.4543 | 4.6897 | 2.9968 | 0 | 0 | 0 | 0 | 0 | 0 | 0 | 0.23853 | 0 | 0 | 1.4543 | 0 | 0 | 1.3089
6575 | 2018-10-01 22:01 | 10 | Oktober | 22 | 274 | 0 | 0 | 0 | 0 | 0 | 2.2662 | 0.23853 | 0.9957 | 3.5004 | 2.2662 | 0 | 0 | 0 | 0 | 0 | 0 | 0 | 0.23853 | 0 | 0 | 0.9957 | 0 | 0 | 0.89613
6576 | 2018-10-01 23:01 | 10 | Oktober | 23 | 274 | 0 | 0 | 0 | 0 | 0 | 1.5726 | 0.12352 | 0.63126 | 2.3274 | 1.5726 | 0 | 0 | 0 | 0 | 0 | 0 | 0 | 0.12352 | 0 | 0 | 0.63126 | 0 | 0 | 0.56813
6577 | 2018-10-02 00:01 | 10 | Oktober | 0 | 275 | 0 | 0 | 0 | 0 | 0 | 1.2135 | 0.12352 | 0.34706 | 1.6841 | 1.2135 | 0 | 0 | 0 | 0 | 0 | 0 | 0 | 0.12352 | 0 | 0 | 0.34706 | 0 | 0 | 0.31235
6578 | 2018-10-02 01:01 | 10 | Oktober | 1 | 275 | 0 | 0 | 0 | 0 | 0 | 1.1125 | 0.12352 | 0.040439 | 1.2765 | 1.1125 | 0 | 0 | 0 | 0 | 0 | 0 | 0 | 0.12352 | 0 | 0 | 0.040439 | 0 | 0 | 0.036395
6579 | 2018-10-02 02:01 | 10 | Oktober | 2 | 275 | 0 | 0 | 0 | 0 | 0 | 1.0883 | 0.23853 | 0.042189 | 1.369 | 1.0883 | 0 | 0 | 0 | 0 | 0 | 0 | 0 | 0.23853 | 0 | 0 | 0.042189 | 0 | 0 | 0.03797
6580 | 2018-10-02 03:01 | 10 | Oktober | 3 | 275 | 0 | 0 | 0 | 0 | 0 | 1.1079 | 0.23853 | 0 | 1.3464 | 1.1079 | 0 | 0 | 0 | 0 | 0 | 0 | 0 | 0.23853 | 0 | 0 | 0 | 0 | 0 | 0
6581 | 2018-10-02 04:01 | 10 | Oktober | 4 | 275 | 0 | 0 | 0 | 0 | 0 | 1.2846 | 0.47239 | 0 | 1.757 | 1.2846 | 0 | 0 | 0 | 0 | 0 | 0 | 0 | 0.47239 | 0 | 0 | 0 | 0 | 0 | 0
6582 | 2018-10-02 05:01 | 10 | Oktober | 5 | 275 | 0 | 0 | 0 | 0 | 0 | 2.1152 | 0.70241 | 0 | 2.8176 | 2.1152 | 0 | 0 | 0 | 0 | 0 | 0 | 0 | 0.70241 | 0 | 0 | 0 | 0 | 0 | 0
6583 | 2018-10-02 06:01 | 10 | Oktober | 6 | 275 | 0.49403 | 0.49403 | 0.49403 | 0 | 0 | 2.3796 | 1.1663 | 0 | 3.5459 | 2.8737 | 0 | 0 | 0 | 0 | 0 | 0 | 0 | 1.1663 | 0 | 0 | 0 | 0 | 0 | 0
6584 | 2018-10-02 07:01 | 10 | Oktober | 7 | 275 | 2.0411 | 2.0411 | 2.0411 | 0 | 0 | 0.99227 | 1.1663 | 0 | 2.1586 | 3.0334 | 0 | 0 | 0 | 0 | 0 | 0 | 0 | 1.1663 | 0 | 0 | 0 | 0 | 0 | 0
6585 | 2018-10-02 08:01 | 10 | Oktober | 8 | 275 | 3.3932 | 3.002 | 3.3932 | 0 | 0 | 0 | 0.54118 | 0 | 0.54118 | 3.002 | 0 | 0 | 0 | 0 | 0 | 0 | 0 | 0.93243 | 0 | 0 | 0 | 0 | 0 | 0
6586 | 2018-10-02 09:01 | 10 | Oktober | 9 | 275 | 4.3423 | 2.9216 | 3.7159 | 0 | 0.62635 | 0 | 0 | 0 | 0 | 2.9216 | 0 | 0 | 0 | 0 | 0 | 0 | 0 | 0.5874 | 0 | 0 | 0.20694 | 0 | 0 | 0.18624
6587 | 2018-10-02 10:01 | 10 | Oktober | 10 | 275 | 4.1603 | 2.9463 | 3.8627 | 0 | 0.29754 | 0 | 0 | 0 | 0 | 2.9463 | 0 | 0 | 0 | 0 | 0 | 0 | 0 | 0.47239 | 0 | 0 | 0.44402 | 0 | 0 | 0.39962
6588 | 2018-10-02 11:01 | 10 | Oktober | 11 | 275 | 5.5384 | 3.2833 | 4.4188 | 0 | 1.1196 | 0 | 0 | 0 | 0 | 3.2833 | 0 | 0 | 0 | 0 | 0 | 0 | 0 | 0.70241 | 0 | 0 | 0.43304 | 0 | 0 | 0.38973
6589 | 2018-10-02 12:01 | 10 | Oktober | 12 | 275 | 5.3434 | 3.2019 | 4.9756 | 0 | 0.36777 | 0 | 0 | 0 | 0 | 3.2019 | 0 | 0 | 0 | 0 | 0 | 0 | 0 | 0.93243 | 0 | 0 | 0.84126 | 0 | 0 | 0.75713
6590 | 2018-10-02 13:01 | 10 | Oktober | 13 | 275 | 3.8353 | 2.8129 | 3.8353 | 0 | 0 | 0 | 0 | 0.68426 | 0.68426 | 2.8129 | 0 | 0 | 0 | 0 | 0 | 0 | 0 | 0.5874 | 0 | 0 | 1.1192 | 0 | 0 | 1.0073
6591 | 2018-10-02 14:01 | 10 | Oktober | 14 | 275 | 2.9772 | 2.5372 | 2.9772 | 0 | 0 | 0 | 0 | 0.91261 | 0.91261 | 2.5372 | 0 | 0 | 0 | 0 | 0 | 0 | 0 | 0.35355 | 0 | 0 | 0.99905 | 0 | 0 | 0.89914
6592 | 2018-10-02 15:01 | 10 | Oktober | 15 | 275 | 1.9371 | 1.9371 | 1.9371 | 0 | 0 | 0.45066 | 0.35355 | 0.6033 | 1.4075 | 2.3878 | 0 | 0 | 0 | 0 | 0 | 0 | 0 | 0.35355 | 0 | 0 | 0.6033 | 0 | 0 | 0.54297
6593 | 2018-10-02 16:01 | 10 | Oktober | 16 | 275 | 0.59804 | 0.59804 | 0.59804 | 0 | 0 | 1.9995 | 0.5874 | 1.1803 | 3.7671 | 2.5975 | 0 | 0 | 0 | 0 | 0 | 0 | 0 | 0.5874 | 0 | 0 | 1.1803 | 0 | 0 | 1.0622
6594 | 2018-10-02 17:01 | 10 | Oktober | 17 | 275 | 0.026002 | 0.026002 | 0.026002 | 0 | 0 | 3.1594 | 0.70241 | 2.0695 | 5.9314 | 3.1854 | 0 | 0 | 0 | 0 | 0 | 0 | 0 | 0.70241 | 0 | 0 | 2.0695 | 0 | 0 | 1.8626
6595 | 2018-10-02 18:01 | 10 | Oktober | 18 | 275 | 0 | 0 | 0 | 0 | 0 | 3.7434 | 0.70241 | 2.6644 | 7.1102 | 3.7434 | 0 | 0 | 0 | 0 | 0 | 0 | 0 | 0.70241 | 0 | 0 | 2.6644 | 0 | 0 | 2.398
6596 | 2018-10-02 19:01 | 10 | Oktober | 19 | 275 | 0 | 0 | 0 | 0 | 0 | 3.6636 | 0.5874 | 2.5359 | 6.7869 | 3.6636 | 0 | 0 | 0 | 0 | 0 | 0 | 0 | 0.5874 | 0 | 0 | 2.5359 | 0 | 0 | 2.2823
6597 | 2018-10-02 20:01 | 10 | Oktober | 20 | 275 | 0 | 0 | 0 | 0 | 0 | 3.4142 | 0.47239 | 1.8296 | 5.7162 | 3.4142 | 0 | 0 | 0 | 0 | 0 | 0 | 0 | 0.47239 | 0 | 0 | 1.8296 | 0 | 0 | 1.6467
6598 | 2018-10-02 21:01 | 10 | Oktober | 21 | 275 | 0 | 0 | 0 | 0 | 0 | 2.9968 | 0.23853 | 1.4543 | 4.6897 | 2.9968 | 0 | 0 | 0 | 0 | 0 | 0 | 0 | 0.23853 | 0 | 0 | 1.4543 | 0 | 0 | 1.3089
6599 | 2018-10-02 22:01 | 10 | Oktober | 22 | 275 | 0 | 0 | 0 | 0 | 0 | 2.2662 | 0.23853 | 0.9957 | 3.5004 | 2.2662 | 0 | 0 | 0 | 0 | 0 | 0 | 0 | 0.23853 | 0 | 0 | 0.9957 | 0 | 0 | 0.89613
6600 | 2018-10-02 23:01 | 10 | Oktober | 23 | 275 | 0 | 0 | 0 | 0 | 0 | 1.5726 | 0.12352 | 0.63126 | 2.3274 | 1.5726 | 0 | 0 | 0 | 0 | 0 | 0 | 0 | 0.12352 | 0 | 0 | 0.63126 | 0 | 0 | 0.56813
6601 | 2018-10-03 00:01 | 10 | Oktober | 0 | 276 | 0 | 0 | 0 | 0 | 0 | 1.2135 | 0.12352 | 0.34706 | 1.6841 | 1.2135 | 0 | 0 | 0 | 0 | 0 | 0 | 0 | 0.12352 | 0 | 0 | 0.34706 | 0 | 0 | 0.31235
6602 | 2018-10-03 01:01 | 10 | Oktober | 1 | 276 | 0 | 0 | 0 | 0 | 0 | 1.1125 | 0.12352 | 0.040439 | 1.2765 | 1.1125 | 0 | 0 | 0 | 0 | 0 | 0 | 0 | 0.12352 | 0 | 0 | 0.040439 | 0 | 0 | 0.036395
6603 | 2018-10-03 02:01 | 10 | Oktober | 2 | 276 | 0 | 0 | 0 | 0 | 0 | 1.0883 | 0.23853 | 0.042189 | 1.369 | 1.0883 | 0 | 0 | 0 | 0 | 0 | 0 | 0 | 0.23853 | 0 | 0 | 0.042189 | 0 | 0 | 0.03797
6604 | 2018-10-03 03:01 | 10 | Oktober | 3 | 276 | 0 | 0 | 0 | 0 | 0 | 1.1079 | 0.23853 | 0 | 1.3464 | 1.1079 | 0 | 0 | 0 | 0 | 0 | 0 | 0 | 0.23853 | 0 | 0 | 0 | 0 | 0 | 0
6605 | 2018-10-03 04:01 | 10 | Oktober | 4 | 276 | 0 | 0 | 0 | 0 | 0 | 1.2846 | 0.47239 | 0 | 1.757 | 1.2846 | 0 | 0 | 0 | 0 | 0 | 0 | 0 | 0.47239 | 0 | 0 | 0 | 0 | 0 | 0
6606 | 2018-10-03 05:01 | 10 | Oktober | 5 | 276 | 0 | 0 | 0 | 0 | 0 | 2.1152 | 0.70241 | 0 | 2.8176 | 2.1152 | 0 | 0 | 0 | 0 | 0 | 0 | 0 | 0.70241 | 0 | 0 | 0 | 0 | 0 | 0
6607 | 2018-10-03 06:01 | 10 | Oktober | 6 | 276 | 4.7843 | 2.8737 | 4.04 | 0 | 0.74435 | 0 | 0 | 0 | 0 | 2.8737 | 0 | 0 | 0 | 0 | 0 | 0 | 0 | 1.1663 | 0 | 0 | 0 | 0 | 0 | 0
6608 | 2018-10-03 07:01 | 10 | Oktober | 7 | 276 | 9.8287 | 3.0334 | 4.1997 | 0 | 5.629 | 0 | 0 | 0 | 0 | 3.0334 | 0 | 0 | 0 | 0 | 0 | 0 | 0 | 1.1663 | 0 | 0 | 0 | 0 | 0 | 0
6609 | 2018-10-03 08:01 | 10 | Oktober | 8 | 276 | 13.2089 | 3.002 | 3.9344 | 0 | 9.2745 | 0 | 0 | 0 | 0 | 3.002 | 0 | 0 | 0 | 0 | 0 | 0 | 0 | 0.93243 | 0 | 0 | 0 | 0 | 0 | 0
6610 | 2018-10-03 09:01 | 10 | Oktober | 9 | 276 | 16.1471 | 2.9216 | 3.7159 | 0 | 12.4311 | 0 | 0 | 0 | 0 | 2.9216 | 0 | 0 | 0 | 0 | 0 | 0 | 0 | 0.5874 | 0 | 0 | 0.20694 | 0 | 0 | 0.18624
6611 | 2018-10-03 10:01 | 10 | Oktober | 10 | 276 | 19.1633 | 2.9463 | 3.8627 | 0 | 15.3006 | 0 | 0 | 0 | 0 | 2.9463 | 0 | 0 | 0 | 0 | 0 | 0 | 0 | 0.47239 | 0 | 0 | 0.44402 | 0 | 0 | 0.39962
6612 | 2018-10-03 11:01 | 10 | Oktober | 11 | 276 | 20.2424 | 3.2833 | 4.4188 | 0 | 15.8236 | 0 | 0 | 0 | 0 | 3.2833 | 0 | 0 | 0 | 0 | 0 | 0 | 0 | 0.70241 | 0 | 0 | 0.43304 | 0 | 0 | 0.38973
6613 | 2018-10-03 12:01 | 10 | Oktober | 12 | 276 | 19.5143 | 3.2019 | 4.9756 | 0 | 14.5387 | 0 | 0 | 0 | 0 | 3.2019 | 0 | 0 | 0 | 0 | 0 | 0 | 0 | 0.93243 | 0 | 0 | 0.84126 | 0 | 0 | 0.75713
6614 | 2018-10-03 13:01 | 10 | Oktober | 13 | 276 | 17.0701 | 2.8129 | 4.5195 | 0 | 12.5506 | 0 | 0 | 0 | 0 | 2.8129 | 0 | 0 | 0 | 0 | 0 | 0 | 0 | 0.5874 | 0 | 0 | 1.1192 | 0 | 0 | 1.0073
6615 | 2018-10-03 14:01 | 10 | Oktober | 14 | 276 | 14.314 | 2.5372 | 3.8898 | 0 | 10.4242 | 0 | 0 | 0 | 0 | 2.5372 | 0 | 0 | 0 | 0 | 0 | 0 | 0 | 0.35355 | 0 | 0 | 0.99905 | 0 | 0 | 0.89914
6616 | 2018-10-03 15:01 | 10 | Oktober | 15 | 276 | 10.8037 | 2.3878 | 3.3446 | 0 | 7.4591 | 0 | 0 | 0 | 0 | 2.3878 | 0 | 0 | 0 | 0 | 0 | 0 | 0 | 0.35355 | 0 | 0 | 0.6033 | 0 | 0 | 0.54297
6617 | 2018-10-03 16:01 | 10 | Oktober | 16 | 276 | 6.9685 | 2.5975 | 4.3652 | 0 | 2.6033 | 0 | 0 | 0 | 0 | 2.5975 | 0 | 0 | 0 | 0 | 0 | 0 | 0 | 0.5874 | 0 | 0 | 1.1803 | 0 | 0 | 1.0622
6618 | 2018-10-03 17:01 | 10 | Oktober | 17 | 276 | 0.026002 | 0.026002 | 0.026002 | 0 | 0 | 3.1594 | 0.70241 | 2.0695 | 5.9314 | 3.1854 | 0 | 0 | 0 | 0 | 0 | 0 | 0 | 0.70241 | 0 | 0 | 2.0695 | 0 | 0 | 1.8626
6619 | 2018-10-03 18:01 | 10 | Oktober | 18 | 276 | 0 | 0 | 0 | 0 | 0 | 3.7434 | 0.70241 | 2.6644 | 7.1102 | 3.7434 | 0 | 0 | 0 | 0 | 0 | 0 | 0 | 0.70241 | 0 | 0 | 2.6644 | 0 | 0 | 2.398
6620 | 2018-10-03 19:01 | 10 | Oktober | 19 | 276 | 0 | 0 | 0 | 0 | 0 | 3.6636 | 0.5874 | 2.5359 | 6.7869 | 3.6636 | 0 | 0 | 0 | 0 | 0 | 0 | 0 | 0.5874 | 0 | 0 | 2.5359 | 0 | 0 | 2.2823
6621 | 2018-10-03 20:01 | 10 | Oktober | 20 | 276 | 0 | 0 | 0 | 0 | 0 | 3.4142 | 0.47239 | 1.8296 | 5.7162 | 3.4142 | 0 | 0 | 0 | 0 | 0 | 0 | 0 | 0.47239 | 0 | 0 | 1.8296 | 0 | 0 | 1.6467
6622 | 2018-10-03 21:01 | 10 | Oktober | 21 | 276 | 0 | 0 | 0 | 0 | 0 | 2.9968 | 0.23853 | 1.4543 | 4.6897 | 2.9968 | 0 | 0 | 0 | 0 | 0 | 0 | 0 | 0.23853 | 0 | 0 | 1.4543 | 0 | 0 | 1.3089
6623 | 2018-10-03 22:01 | 10 | Oktober | 22 | 276 | 0 | 0 | 0 | 0 | 0 | 2.2662 | 0.23853 | 0.9957 | 3.5004 | 2.2662 | 0 | 0 | 0 | 0 | 0 | 0 | 0 | 0.23853 | 0 | 0 | 0.9957 | 0 | 0 | 0.89613
6624 | 2018-10-03 23:01 | 10 | Oktober | 23 | 276 | 0 | 0 | 0 | 0 | 0 | 1.5726 | 0.12352 | 0.63126 | 2.3274 | 1.5726 | 0 | 0 | 0 | 0 | 0 | 0 | 0 | 0.12352 | 0 | 0 | 0.63126 | 0 | 0 | 0.56813
6625 | 2018-10-04 00:01 | 10 | Oktober | 0 | 277 | 0 | 0 | 0 | 0 | 0 | 1.3604 | 0.12352 | 0.34706 | 1.8309 | 1.3604 | 0 | 0 | 0 | 0 | 0 | 0 | 0 | 0.12352 | 0 | 0 | 0.34706 | 0 | 0 | 0.31235
6626 | 2018-10-04 01:01 | 10 | Oktober | 1 | 277 | 0 | 0 | 0 | 0 | 0 | 1.1574 | 0.12352 | 0.040439 | 1.3213 | 1.1574 | 0 | 0 | 0 | 0 | 0 | 0 | 0 | 0.12352 | 0 | 0 | 0.040439 | 0 | 0 | 0.036395
6627 | 2018-10-04 02:01 | 10 | Oktober | 2 | 277 | 0 | 0 | 0 | 0 | 0 | 1.1022 | 0.23853 | 0.042189 | 1.3829 | 1.1022 | 0 | 0 | 0 | 0 | 0 | 0 | 0 | 0.23853 | 0 | 0 | 0.042189 | 0 | 0 | 0.03797
6628 | 2018-10-04 03:01 | 10 | Oktober | 3 | 277 | 0 | 0 | 0 | 0 | 0 | 1.0893 | 0.23853 | 0 | 1.3279 | 1.0893 | 0 | 0 | 0 | 0 | 0 | 0 | 0 | 0.23853 | 0 | 0 | 0 | 0 | 0 | 0
6629 | 2018-10-04 04:01 | 10 | Oktober | 4 | 277 | 0 | 0 | 0 | 0 | 0 | 1.1306 | 0.47239 | 0 | 1.6029 | 1.1306 | 0 | 0 | 0 | 0 | 0 | 0 | 0 | 0.47239 | 0 | 0 | 0 | 0 | 0 | 0
6630 | 2018-10-04 05:01 | 10 | Oktober | 5 | 277 | 0 | 0 | 0 | 0 | 0 | 1.4073 | 0.70241 | 0 | 2.1097 | 1.4073 | 0 | 0 | 0 | 0 | 0 | 0 | 0 | 0.70241 | 0 | 0 | 0 | 0 | 0 | 0
6631 | 2018-10-04 06:01 | 10 | Oktober | 6 | 277 | 2.7692 | 2.1219 | 2.7692 | 0 | 0 | 0 | 0.51902 | 0 | 0.51902 | 2.1219 | 0 | 0 | 0 | 0 | 0 | 0 | 0 | 1.1663 | 0 | 0 | 0 | 0 | 0 | 0
6632 | 2018-10-04 07:01 | 10 | Oktober | 7 | 277 | 5.9804 | 2.8726 | 4.0389 | 0 | 1.9415 | 0 | 0 | 0 | 0 | 2.8726 | 0 | 0 | 0 | 0 | 0 | 0 | 0 | 1.1663 | 0 | 0 | 0 | 0 | 0 | 0
6633 | 2018-10-04 08:01 | 10 | Oktober | 8 | 277 | 9.4386 | 3.2993 | 4.2317 | 0 | 5.2069 | 0 | 0 | 0 | 0 | 3.2993 | 0 | 0 | 0 | 0 | 0 | 0 | 0 | 0.93243 | 0 | 0 | 0 | 0 | 0 | 0
6634 | 2018-10-04 09:01 | 10 | Oktober | 9 | 277 | 11.9738 | 3.5652 | 4.3595 | 0 | 7.6143 | 0 | 0 | 0 | 0 | 3.5652 | 0 | 0 | 0 | 0 | 0 | 0 | 0 | 0.5874 | 0 | 0 | 0.20694 | 0 | 0 | 0.18624
6635 | 2018-10-04 10:01 | 10 | Oktober | 10 | 277 | 13.3779 | 3.7414 | 4.6578 | 0 | 8.7201 | 0 | 0 | 0 | 0 | 3.7414 | 0 | 0 | 0 | 0 | 0 | 0 | 0 | 0.47239 | 0 | 0 | 0.44402 | 0 | 0 | 0.39962
6636 | 2018-10-04 11:01 | 10 | Oktober | 11 | 277 | 15.302 | 3.9382 | 5.0737 | 0 | 10.2284 | 0 | 0 | 0 | 0 | 3.9382 | 0 | 0 | 0 | 0 | 0 | 0 | 0 | 0.70241 | 0 | 0 | 0.43304 | 0 | 0 | 0.38973
6637 | 2018-10-04 12:01 | 10 | Oktober | 12 | 277 | 15.055 | 3.8573 | 5.631 | 0 | 9.424 | 0 | 0 | 0 | 0 | 3.8573 | 0 | 0 | 0 | 0 | 0 | 0 | 0 | 0.93243 | 0 | 0 | 0.84126 | 0 | 0 | 0.75713
6638 | 2018-10-04 13:01 | 10 | Oktober | 13 | 277 | 13.6899 | 3.5239 | 5.2306 | 0 | 8.4593 | 0 | 0 | 0 | 0 | 3.5239 | 0 | 0 | 0 | 0 | 0 | 0 | 0 | 0.5874 | 0 | 0 | 1.1192 | 0 | 0 | 1.0073
6639 | 2018-10-04 14:01 | 10 | Oktober | 14 | 277 | 10.4917 | 3.2642 | 4.6168 | 0 | 5.8749 | 0 | 0 | 0 | 0 | 3.2642 | 0 | 0 | 0 | 0 | 0 | 0 | 0 | 0.35355 | 0 | 0 | 0.99905 | 0 | 0 | 0.89914
6640 | 2018-10-04 15:01 | 10 | Oktober | 15 | 277 | 6.2794 | 3.2199 | 4.1768 | 0 | 2.1026 | 0 | 0 | 0 | 0 | 3.2199 | 0 | 0 | 0 | 0 | 0 | 0 | 0 | 0.35355 | 0 | 0 | 0.6033 | 0 | 0 | 0.54297
6641 | 2018-10-04 16:01 | 10 | Oktober | 16 | 277 | 2.9252 | 2.9252 | 2.9252 | 0 | 0 | 0.55958 | 0.5874 | 1.1803 | 2.3272 | 3.4848 | 0 | 0 | 0 | 0 | 0 | 0 | 0 | 0.5874 | 0 | 0 | 1.1803 | 0 | 0 | 1.0622
6642 | 2018-10-04 17:01 | 10 | Oktober | 17 | 277 | 0.026002 | 0.026002 | 0.026002 | 0 | 0 | 3.9514 | 0.70241 | 2.0695 | 6.7233 | 3.9774 | 0 | 0 | 0 | 0 | 0 | 0 | 0 | 0.70241 | 0 | 0 | 2.0695 | 0 | 0 | 1.8626
6643 | 2018-10-04 18:01 | 10 | Oktober | 18 | 277 | 0 | 0 | 0 | 0 | 0 | 4.2819 | 0.70241 | 2.6644 | 7.6487 | 4.2819 | 0 | 0 | 0 | 0 | 0 | 0 | 0 | 0.70241 | 0 | 0 | 2.6644 | 0 | 0 | 2.398
6644 | 2018-10-04 19:01 | 10 | Oktober | 19 | 277 | 0 | 0 | 0 | 0 | 0 | 3.9176 | 0.5874 | 2.5359 | 7.0409 | 3.9176 | 0 | 0 | 0 | 0 | 0 | 0 | 0 | 0.5874 | 0 | 0 | 2.5359 | 0 | 0 | 2.2823
6645 | 2018-10-04 20:01 | 10 | Oktober | 20 | 277 | 0 | 0 | 0 | 0 | 0 | 3.2364 | 0.47239 | 1.8296 | 5.5384 | 3.2364 | 0 | 0 | 0 | 0 | 0 | 0 | 0 | 0.47239 | 0 | 0 | 1.8296 | 0 | 0 | 1.6467
6646 | 2018-10-04 21:01 | 10 | Oktober | 21 | 277 | 0 | 0 | 0 | 0 | 0 | 3.0561 | 0.23853 | 1.4543 | 4.7489 | 3.0561 | 0 | 0 | 0 | 0 | 0 | 0 | 0 | 0.23853 | 0 | 0 | 1.4543 | 0 | 0 | 1.3089
6647 | 2018-10-04 22:01 | 10 | Oktober | 22 | 277 | 0 | 0 | 0 | 0 | 0 | 2.6011 | 0.23853 | 0.9957 | 3.8353 | 2.6011 | 0 | 0 | 0 | 0 | 0 | 0 | 0 | 0.23853 | 0 | 0 | 0.9957 | 0 | 0 | 0.89613
6648 | 2018-10-04 23:01 | 10 | Oktober | 23 | 277 | 0 | 0 | 0 | 0 | 0 | 1.7076 | 0.12352 | 0.12317 | 1.9543 | 1.7076 | 0 | 0 | 0 | 0 | 0 | 0 | 0 | 0.12352 | 0 | 0 | 0.12317 | 0 | 0 | 0.11085
6649 | 2018-10-05 00:01 | 10 | Oktober | 0 | 278 | 0 | 0 | 0 | 0 | 0 | 1.9369 | 0.12352 | 0.091347 | 2.1518 | 1.9369 | 0 | 0 | 0 | 0 | 0 | 0 | 0 | 0.12352 | 0 | 0 | 0.091347 | 0 | 0 | 0.082212
6650 | 2018-10-05 01:01 | 10 | Oktober | 1 | 278 | 0 | 0 | 0 | 0 | 0 | 1.482 | 0.12352 | 0 | 1.6055 | 1.482 | 0 | 0 | 0 | 0 | 0 | 0 | 0 | 0.12352 | 0 | 0 | 0 | 0 | 0 | 0
6651 | 2018-10-05 02:01 | 10 | Oktober | 2 | 278 | 0 | 0 | 0 | 0 | 0 | 1.2073 | 0.23853 | 0.11659 | 1.5625 | 1.2073 | 0 | 0 | 0 | 0 | 0 | 0 | 0 | 0.23853 | 0 | 0 | 0.11659 | 0 | 0 | 0.10493
6652 | 2018-10-05 03:01 | 10 | Oktober | 3 | 278 | 0 | 0 | 0 | 0 | 0 | 1.1125 | 0.23853 | 0.042301 | 1.3934 | 1.1125 | 0 | 0 | 0 | 0 | 0 | 0 | 0 | 0.23853 | 0 | 0 | 0.042301 | 0 | 0 | 0.038071
6653 | 2018-10-05 04:01 | 10 | Oktober | 4 | 278 | 0 | 0 | 0 | 0 | 0 | 1.0899 | 0.47239 | 0.039756 | 1.602 | 1.0899 | 0 | 0 | 0 | 0 | 0 | 0 | 0 | 0.47239 | 0 | 0 | 0.039756 | 0 | 0 | 0.035781
6654 | 2018-10-05 05:01 | 10 | Oktober | 5 | 278 | 0 | 0 | 0 | 0 | 0 | 1.0919 | 0.70241 | 0 | 1.7943 | 1.0919 | 0 | 0 | 0 | 0 | 0 | 0 | 0 | 0.70241 | 0 | 0 | 0 | 0 | 0 | 0
6655 | 2018-10-05 06:01 | 10 | Oktober | 6 | 278 | 4.6803 | 1.1424 | 2.3087 | 0 | 2.3716 | 0 | 0 | 0 | 0 | 1.1424 | 0 | 0 | 0 | 0 | 0 | 0 | 0 | 1.1663 | 0 | 0 | 0 | 0 | 0 | 0
6656 | 2018-10-05 07:01 | 10 | Oktober | 7 | 278 | 10.3617 | 1.551 | 2.7173 | 0 | 7.6444 | 0 | 0 | 0 | 0 | 1.551 | 0 | 0 | 0 | 0 | 0 | 0 | 0 | 1.1663 | 0 | 0 | 0 | 0 | 0 | 0
6657 | 2018-10-05 08:01 | 10 | Oktober | 8 | 278 | 13.6639 | 2.4924 | 3.4248 | 0 | 10.2391 | 0 | 0 | 0 | 0 | 2.4924 | 0 | 0 | 0 | 0 | 0 | 0 | 0 | 0.93243 | 0 | 0 | 0 | 0 | 0 | 0
6658 | 2018-10-05 09:01 | 10 | Oktober | 9 | 278 | 10.8167 | 3.4879 | 4.241 | 0 | 6.5757 | 0 | 0 | 0 | 0 | 3.4879 | 0 | 0 | 0 | 0 | 0 | 0 | 0 | 0.5874 | 0 | 0 | 0.16574 | 0 | 0 | 0.14917
6659 | 2018-10-05 10:01 | 10 | Oktober | 10 | 278 | 9.3216 | 4.0145 | 4.8851 | 0 | 4.4366 | 0 | 0 | 0 | 0 | 4.0145 | 0 | 0 | 0 | 0 | 0 | 0 | 0 | 0.47239 | 0 | 0 | 0.39821 | 0 | 0 | 0.35839
6660 | 2018-10-05 11:01 | 10 | Oktober | 11 | 278 | 7.5925 | 4.4287 | 5.527 | 0 | 2.0655 | 0 | 0 | 0 | 0 | 4.4287 | 0 | 0 | 0 | 0 | 0 | 0 | 0 | 0.70241 | 0 | 0 | 0.39589 | 0 | 0 | 0.3563
6661 | 2018-10-05 12:01 | 10 | Oktober | 12 | 278 | 5.9544 | 4.4828 | 5.9544 | 0 | 0 | 0 | 0 | 0.40565 | 0.40565 | 4.4828 | 0 | 0 | 0 | 0 | 0 | 0 | 0 | 0.93243 | 0 | 0 | 0.94478 | 0 | 0 | 0.8503
6662 | 2018-10-05 13:01 | 10 | Oktober | 13 | 278 | 6.4094 | 3.6754 | 5.6274 | 0 | 0.78205 | 0 | 0 | 0 | 0 | 3.6754 | 0 | 0 | 0 | 0 | 0 | 0 | 0 | 0.5874 | 0 | 0 | 1.3646 | 0 | 0 | 1.2281
6663 | 2018-10-05 14:01 | 10 | Oktober | 14 | 278 | 5.5384 | 3.0082 | 4.5382 | 0 | 1.0001 | 0 | 0 | 0 | 0 | 3.0082 | 0 | 0 | 0 | 0 | 0 | 0 | 0 | 0.35355 | 0 | 0 | 1.1765 | 0 | 0 | 1.0589
6664 | 2018-10-05 15:01 | 10 | Oktober | 15 | 278 | 8.1255 | 2.6944 | 4.0203 | 0 | 4.1052 | 0 | 0 | 0 | 0 | 2.6944 | 0 | 0 | 0 | 0 | 0 | 0 | 0 | 0.35355 | 0 | 0 | 0.97242 | 0 | 0 | 0.87517
6665 | 2018-10-05 16:01 | 10 | Oktober | 16 | 278 | 0.65004 | 0.65004 | 0.65004 | 0 | 0 | 1.7614 | 0.5874 | 1.4586 | 3.8074 | 2.4115 | 0 | 0 | 0 | 0 | 0 | 0 | 0 | 0.5874 | 0 | 0 | 1.4586 | 0 | 0 | 1.3127
6666 | 2018-10-05 17:01 | 10 | Oktober | 17 | 278 | 0.026002 | 0.026002 | 0.026002 | 0 | 0 | 2.4772 | 0.70241 | 1.6556 | 4.8352 | 2.5032 | 0 | 0 | 0 | 0 | 0 | 0 | 0 | 0.70241 | 0 | 0 | 1.6556 | 0 | 0 | 1.49
6667 | 2018-10-05 18:01 | 10 | Oktober | 18 | 278 | 0 | 0 | 0 | 0 | 0 | 3.035 | 0.70241 | 2.1629 | 5.9002 | 3.035 | 0 | 0 | 0 | 0 | 0 | 0 | 0 | 0.70241 | 0 | 0 | 2.1629 | 0 | 0 | 1.9466
6668 | 2018-10-05 19:01 | 10 | Oktober | 19 | 278 | 0 | 0 | 0 | 0 | 0 | 3.5167 | 0.5874 | 2.087 | 6.1911 | 3.5167 | 0 | 0 | 0 | 0 | 0 | 0 | 0 | 0.5874 | 0 | 0 | 2.087 | 0 | 0 | 1.8783
6669 | 2018-10-05 20:01 | 10 | Oktober | 20 | 278 | 0 | 0 | 0 | 0 | 0 | 3.3895 | 0.47239 | 1.7154 | 5.5773 | 3.3895 | 0 | 0 | 0 | 0 | 0 | 0 | 0 | 0.47239 | 0 | 0 | 1.7154 | 0 | 0 | 1.5439
6670 | 2018-10-05 21:01 | 10 | Oktober | 21 | 278 | 0 | 0 | 0 | 0 | 0 | 3.1663 | 0.23853 | 1.2558 | 4.6606 | 3.1663 | 0 | 0 | 0 | 0 | 0 | 0 | 0 | 0.23853 | 0 | 0 | 1.2558 | 0 | 0 | 1.1302
6671 | 2018-10-05 22:01 | 10 | Oktober | 22 | 278 | 0 | 0 | 0 | 0 | 0 | 2.8304 | 0.23853 | 0.75773 | 3.8267 | 2.8304 | 0 | 0 | 0 | 0 | 0 | 0 | 0 | 0.23853 | 0 | 0 | 0.75773 | 0 | 0 | 0.68195
6672 | 2018-10-05 23:01 | 10 | Oktober | 23 | 278 | 0 | 0 | 0 | 0 | 0 | 1.5726 | 0.12352 | 0.49733 | 2.1935 | 1.5726 | 0 | 0 | 0 | 0 | 0 | 0 | 0 | 0.12352 | 0 | 0 | 0.49733 | 0 | 0 | 0.4476
6673 | 2018-10-06 00:01 | 10 | Oktober | 0 | 279 | 0 | 0 | 0 | 0 | 0 | 1.2135 | 0.12352 | 0 | 1.337 | 1.2135 | 0 | 0 | 0 | 0 | 0 | 0 | 0 | 0.12352 | 0 | 0 | 0 | 0 | 0 | 0
6674 | 2018-10-06 01:01 | 10 | Oktober | 1 | 279 | 0 | 0 | 0 | 0 | 0 | 1.1125 | 0.12352 | 0 | 1.236 | 1.1125 | 0 | 0 | 0 | 0 | 0 | 0 | 0 | 0.12352 | 0 | 0 | 0 | 0 | 0 | 0
6675 | 2018-10-06 02:01 | 10 | Oktober | 2 | 279 | 0 | 0 | 0 | 0 | 0 | 1.0883 | 0.12352 | 0.085531 | 1.2974 | 1.0883 | 0 | 0 | 0 | 0 | 0 | 0 | 0 | 0.12352 | 0 | 0 | 0.085531 | 0 | 0 | 0.076978
6676 | 2018-10-06 03:01 | 10 | Oktober | 3 | 279 | 0 | 0 | 0 | 0 | 0 | 1.1079 | 0.12352 | 0.025909 | 1.2573 | 1.1079 | 0 | 0 | 0 | 0 | 0 | 0 | 0 | 0.12352 | 0 | 0 | 0.025909 | 0 | 0 | 0.023318
6677 | 2018-10-06 04:01 | 10 | Oktober | 4 | 279 | 0 | 0 | 0 | 0 | 0 | 1.2846 | 0.12352 | 0.055915 | 1.4641 | 1.2846 | 0 | 0 | 0 | 0 | 0 | 0 | 0 | 0.12352 | 0 | 0 | 0.055915 | 0 | 0 | 0.050323
6678 | 2018-10-06 05:01 | 10 | Oktober | 5 | 279 | 0 | 0 | 0 | 0 | 0 | 2.1152 | 0.23853 | 0 | 2.3538 | 2.1152 | 0 | 0 | 0 | 0 | 0 | 0 | 0 | 0.23853 | 0 | 0 | 0 | 0 | 0 | 0
6679 | 2018-10-06 06:01 | 10 | Oktober | 6 | 279 | 0.68905 | 0.68905 | 0.68905 | 0 | 0 | 2.1846 | 0.47239 | 0 | 2.657 | 2.8737 | 0 | 0 | 0 | 0 | 0 | 0 | 0 | 0.47239 | 0 | 0 | 0 | 0 | 0 | 0
6680 | 2018-10-06 07:01 | 10 | Oktober | 7 | 279 | 7.4105 | 3.0334 | 3.7358 | 0 | 3.6747 | 0 | 0 | 0 | 0 | 3.0334 | 0 | 0 | 0 | 0 | 0 | 0 | 0 | 0.70241 | 0 | 0 | 0 | 0 | 0 | 0
6681 | 2018-10-06 08:01 | 10 | Oktober | 8 | 279 | 10.6867 | 3.002 | 3.7044 | 0 | 6.9823 | 0 | 0 | 0 | 0 | 3.002 | 0 | 0 | 0 | 0 | 0 | 0 | 0 | 0.70241 | 0 | 0 | 0 | 0 | 0 | 0
6682 | 2018-10-06 09:01 | 10 | Oktober | 9 | 279 | 11.2068 | 2.9216 | 3.7821 | 0 | 7.4247 | 0 | 0 | 0 | 0 | 2.9216 | 0 | 0 | 0 | 0 | 0 | 0 | 0 | 0.5874 | 0 | 0 | 0.27308 | 0 | 0 | 0.24577
6683 | 2018-10-06 10:01 | 10 | Oktober | 10 | 279 | 17.1222 | 2.9463 | 3.8788 | 0 | 13.2434 | 0 | 0 | 0 | 0 | 2.9463 | 0 | 0 | 0 | 0 | 0 | 0 | 0 | 0.35738 | 0 | 0 | 0.57504 | 0 | 0 | 0.51754
6684 | 2018-10-06 11:01 | 10 | Oktober | 11 | 279 | 16.3161 | 3.2833 | 4.3652 | 0 | 11.9509 | 0 | 0 | 0 | 0 | 3.2833 | 0 | 0 | 0 | 0 | 0 | 0 | 0 | 0.5874 | 0 | 0 | 0.49448 | 0 | 0 | 0.44503
6685 | 2018-10-06 12:01 | 10 | Oktober | 12 | 279 | 13.0789 | 3.2019 | 4.7072 | 0 | 8.3716 | 0 | 0 | 0 | 0 | 3.2019 | 0 | 0 | 0 | 0 | 0 | 0 | 0 | 0.70241 | 0 | 0 | 0.80292 | 0 | 0 | 0.72263
6686 | 2018-10-06 13:01 | 10 | Oktober | 13 | 279 | 11.0247 | 2.8129 | 4.9436 | 0 | 6.0811 | 0 | 0 | 0 | 0 | 2.8129 | 0 | 0 | 0 | 0 | 0 | 0 | 0 | 0.70241 | 0 | 0 | 1.4283 | 0 | 0 | 1.2855
6687 | 2018-10-06 14:01 | 10 | Oktober | 14 | 279 | 12.8449 | 2.5372 | 4.1515 | 0 | 8.6934 | 0 | 0 | 0 | 0 | 2.5372 | 0 | 0 | 0 | 0 | 0 | 0 | 0 | 0.5874 | 0 | 0 | 1.0268 | 0 | 0 | 0.92416
6688 | 2018-10-06 15:01 | 10 | Oktober | 15 | 279 | 11.5968 | 2.3878 | 3.707 | 0 | 7.8897 | 0 | 0 | 0 | 0 | 2.3878 | 0 | 0 | 0 | 0 | 0 | 0 | 0 | 0.5874 | 0 | 0 | 0.73184 | 0 | 0 | 0.65866
6689 | 2018-10-06 16:01 | 10 | Oktober | 16 | 279 | 8.2686 | 2.5975 | 4.4818 | 0 | 3.7868 | 0 | 0 | 0 | 0 | 2.5975 | 0 | 0 | 0 | 0 | 0 | 0 | 0 | 1.0513 | 0 | 0 | 0.83299 | 0 | 0 | 0.74969
6690 | 2018-10-06 17:01 | 10 | Oktober | 17 | 279 | 0.026002 | 0.026002 | 0.026002 | 0 | 0 | 3.1594 | 0.81742 | 1.2201 | 5.197 | 3.1854 | 0 | 0 | 0 | 0 | 0 | 0 | 0 | 0.81742 | 0 | 0 | 1.2201 | 0 | 0 | 1.0981
6691 | 2018-10-06 18:01 | 10 | Oktober | 18 | 279 | 0 | 0 | 0 | 0 | 0 | 3.7434 | 0.47239 | 1.9034 | 6.1193 | 3.7434 | 0 | 0 | 0 | 0 | 0 | 0 | 0 | 0.47239 | 0 | 0 | 1.9034 | 0 | 0 | 1.7131
6692 | 2018-10-06 19:01 | 10 | Oktober | 19 | 279 | 0 | 0 | 0 | 0 | 0 | 3.6636 | 0.47239 | 1.7545 | 5.8904 | 3.6636 | 0 | 0 | 0 | 0 | 0 | 0 | 0 | 0.47239 | 0 | 0 | 1.7545 | 0 | 0 | 1.579
6693 | 2018-10-06 20:01 | 10 | Oktober | 20 | 279 | 0 | 0 | 0 | 0 | 0 | 3.4142 | 0.23853 | 1.2804 | 4.9331 | 3.4142 | 0 | 0 | 0 | 0 | 0 | 0 | 0 | 0.23853 | 0 | 0 | 1.2804 | 0 | 0 | 1.1523
6694 | 2018-10-06 21:01 | 10 | Oktober | 21 | 279 | 0 | 0 | 0 | 0 | 0 | 2.9968 | 0.23853 | 0.99691 | 4.2323 | 2.9968 | 0 | 0 | 0 | 0 | 0 | 0 | 0 | 0.23853 | 0 | 0 | 0.99691 | 0 | 0 | 0.89722
6695 | 2018-10-06 22:01 | 10 | Oktober | 22 | 279 | 0 | 0 | 0 | 0 | 0 | 2.2662 | 0.23853 | 0.5535 | 3.0582 | 2.2662 | 0 | 0 | 0 | 0 | 0 | 0 | 0 | 0.23853 | 0 | 0 | 0.5535 | 0 | 0 | 0.49815
6696 | 2018-10-06 23:01 | 10 | Oktober | 23 | 279 | 0 | 0 | 0 | 0 | 0 | 1.5726 | 0.12352 | 0.49099 | 2.1872 | 1.5726 | 0 | 0 | 0 | 0 | 0 | 0 | 0 | 0.12352 | 0 | 0 | 0.49099 | 0 | 0 | 0.44189
6697 | 2018-10-07 00:01 | 10 | Oktober | 0 | 280 | 0 | 0 | 0 | 0 | 0 | 1.2135 | 0.12352 | 0.59399 | 1.931 | 1.2135 | 0 | 0 | 0 | 0 | 0 | 0 | 0 | 0.12352 | 0 | 0 | 0.59399 | 0 | 0 | 0.53459
6698 | 2018-10-07 01:01 | 10 | Oktober | 1 | 280 | 0 | 0 | 0 | 0 | 0 | 1.1125 | 0.12352 | 0.39144 | 1.6275 | 1.1125 | 0 | 0 | 0 | 0 | 0 | 0 | 0 | 0.12352 | 0 | 0 | 0.39144 | 0 | 0 | 0.35229
6699 | 2018-10-07 02:01 | 10 | Oktober | 2 | 280 | 0 | 0 | 0 | 0 | 0 | 1.0883 | 0.12352 | 0.014074 | 1.2259 | 1.0883 | 0 | 0 | 0 | 0 | 0 | 0 | 0 | 0.12352 | 0 | 0 | 0.014074 | 0 | 0 | 0.012667
6700 | 2018-10-07 03:01 | 10 | Oktober | 3 | 280 | 0 | 0 | 0 | 0 | 0 | 1.1079 | 0.12352 | 0.026572 | 1.258 | 1.1079 | 0 | 0 | 0 | 0 | 0 | 0 | 0 | 0.12352 | 0 | 0 | 0.026572 | 0 | 0 | 0.023914
6701 | 2018-10-07 04:01 | 10 | Oktober | 4 | 280 | 0 | 0 | 0 | 0 | 0 | 1.2846 | 0.12352 | 0.02326 | 1.4314 | 1.2846 | 0 | 0 | 0 | 0 | 0 | 0 | 0 | 0.12352 | 0 | 0 | 0.02326 | 0 | 0 | 0.020934
6702 | 2018-10-07 05:01 | 10 | Oktober | 5 | 280 | 0 | 0 | 0 | 0 | 0 | 2.1152 | 0.12352 | 0 | 2.2387 | 2.1152 | 0 | 0 | 0 | 0 | 0 | 0 | 0 | 0.12352 | 0 | 0 | 0 | 0 | 0 | 0
6703 | 2018-10-07 06:01 | 10 | Oktober | 6 | 280 | 0.11701 | 0.11701 | 0.11701 | 0 | 0 | 2.7567 | 0.12352 | 0 | 2.8802 | 2.8737 | 0 | 0 | 0 | 0 | 0 | 0 | 0 | 0.12352 | 0 | 0 | 0 | 0 | 0 | 0
6704 | 2018-10-07 07:01 | 10 | Oktober | 7 | 280 | 0.54604 | 0.54604 | 0.54604 | 0 | 0 | 2.4874 | 0.23853 | 0 | 2.7259 | 3.0334 | 0 | 0 | 0 | 0 | 0 | 0 | 0 | 0.23853 | 0 | 0 | 0 | 0 | 0 | 0
6705 | 2018-10-07 08:01 | 10 | Oktober | 8 | 280 | 0.96206 | 0.96206 | 0.96206 | 0 | 0 | 2.0399 | 0.35738 | 0 | 2.3973 | 3.002 | 0 | 0 | 0 | 0 | 0 | 0 | 0 | 0.35738 | 0 | 0 | 0 | 0 | 0 | 0
6706 | 2018-10-07 09:01 | 10 | Oktober | 9 | 280 | 1.4431 | 1.4431 | 1.4431 | 0 | 0 | 1.4785 | 0.70241 | 0.29766 | 2.4786 | 2.9216 | 0 | 0 | 0 | 0 | 0 | 0 | 0 | 0.70241 | 0 | 0 | 0.29766 | 0 | 0 | 0.2679
6707 | 2018-10-07 10:01 | 10 | Oktober | 10 | 280 | 1.8851 | 1.8851 | 1.8851 | 0 | 0 | 1.0612 | 0.70241 | 0.60708 | 2.3707 | 2.9463 | 0 | 0 | 0 | 0 | 0 | 0 | 0 | 0.70241 | 0 | 0 | 0.60708 | 0 | 0 | 0.54638
6708 | 2018-10-07 11:01 | 10 | Oktober | 11 | 280 | 2.4832 | 2.4832 | 2.4832 | 0 | 0 | 0.80014 | 0.93243 | 0.47745 | 2.21 | 3.2833 | 0 | 0 | 0 | 0 | 0 | 0 | 0 | 0.93243 | 0 | 0 | 0.47745 | 0 | 0 | 0.4297
6709 | 2018-10-07 12:01 | 10 | Oktober | 12 | 280 | 2.4182 | 2.4182 | 2.4182 | 0 | 0 | 0.78374 | 0.93243 | 0.51211 | 2.2283 | 3.2019 | 0 | 0 | 0 | 0 | 0 | 0 | 0 | 0.93243 | 0 | 0 | 0.51211 | 0 | 0 | 0.4609
6710 | 2018-10-07 13:01 | 10 | Oktober | 13 | 280 | 17.7462 | 2.8129 | 4.3357 | 0 | 13.4105 | 0 | 0 | 0 | 0 | 2.8129 | 0 | 0 | 0 | 0 | 0 | 0 | 0 | 0.81742 | 0 | 0 | 0.70537 | 0 | 0 | 0.63484
6711 | 2018-10-07 14:01 | 10 | Oktober | 14 | 280 | 14.522 | 2.5372 | 3.7979 | 0 | 10.7241 | 0 | 0 | 0 | 0 | 2.5372 | 0 | 0 | 0 | 0 | 0 | 0 | 0 | 0.5874 | 0 | 0 | 0.6733 | 0 | 0 | 0.60597
6712 | 2018-10-07 15:01 | 10 | Oktober | 15 | 280 | 11.4538 | 2.3878 | 3.5512 | 0 | 7.9026 | 0 | 0 | 0 | 0 | 2.3878 | 0 | 0 | 0 | 0 | 0 | 0 | 0 | 0.47239 | 0 | 0 | 0.691 | 0 | 0 | 0.6219
6713 | 2018-10-07 16:01 | 10 | Oktober | 16 | 280 | 7.7355 | 2.5975 | 4.0021 | 0 | 3.7334 | 0 | 0 | 0 | 0 | 2.5975 | 0 | 0 | 0 | 0 | 0 | 0 | 0 | 0.5874 | 0 | 0 | 0.81723 | 0 | 0 | 0.73551
6714 | 2018-10-07 17:01 | 10 | Oktober | 17 | 280 | 0 | 0 | 0 | 0 | 0 | 3.1854 | 0.70241 | 1.2113 | 5.0991 | 3.1854 | 0 | 0 | 0 | 0 | 0 | 0 | 0 | 0.70241 | 0 | 0 | 1.2113 | 0 | 0 | 1.0901
6715 | 2018-10-07 18:01 | 10 | Oktober | 18 | 280 | 0 | 0 | 0 | 0 | 0 | 3.7434 | 0.70241 | 1.9407 | 6.3865 | 3.7434 | 0 | 0 | 0 | 0 | 0 | 0 | 0 | 0.70241 | 0 | 0 | 1.9407 | 0 | 0 | 1.7466
6716 | 2018-10-07 19:01 | 10 | Oktober | 19 | 280 | 0 | 0 | 0 | 0 | 0 | 3.6636 | 0.47239 | 2.17 | 6.306 | 3.6636 | 0 | 0 | 0 | 0 | 0 | 0 | 0 | 0.47239 | 0 | 0 | 2.17 | 0 | 0 | 1.953
6717 | 2018-10-07 20:01 | 10 | Oktober | 20 | 280 | 0 | 0 | 0 | 0 | 0 | 3.4142 | 0.47239 | 1.905 | 5.7916 | 3.4142 | 0 | 0 | 0 | 0 | 0 | 0 | 0 | 0.47239 | 0 | 0 | 1.905 | 0 | 0 | 1.7145
6718 | 2018-10-07 21:01 | 10 | Oktober | 21 | 280 | 0 | 0 | 0 | 0 | 0 | 2.9968 | 0.23853 | 1.5578 | 4.7932 | 2.9968 | 0 | 0 | 0 | 0 | 0 | 0 | 0 | 0.23853 | 0 | 0 | 1.5578 | 0 | 0 | 1.402
6719 | 2018-10-07 22:01 | 10 | Oktober | 22 | 280 | 0 | 0 | 0 | 0 | 0 | 2.2662 | 0.23853 | 0.88022 | 3.3849 | 2.2662 | 0 | 0 | 0 | 0 | 0 | 0 | 0 | 0.23853 | 0 | 0 | 0.88022 | 0 | 0 | 0.7922
6720 | 2018-10-07 23:01 | 10 | Oktober | 23 | 280 | 0 | 0 | 0 | 0 | 0 | 1.5726 | 0.12352 | 0.73599 | 2.4322 | 1.5726 | 0 | 0 | 0 | 0 | 0 | 0 | 0 | 0.12352 | 0 | 0 | 0.73599 | 0 | 0 | 0.66239
6721 | 2018-10-08 00:01 | 10 | Oktober | 0 | 281 | 0 | 0 | 0 | 0 | 0 | 1.2135 | 0.12352 | 0.37687 | 1.7139 | 1.2135 | 0 | 0 | 0 | 0 | 0 | 0 | 0 | 0.12352 | 0 | 0 | 0.37687 | 0 | 0 | 0.33918
6722 | 2018-10-08 01:01 | 10 | Oktober | 1 | 281 | 0 | 0 | 0 | 0 | 0 | 1.1125 | 0.12352 | 0.57442 | 1.8105 | 1.1125 | 0 | 0 | 0 | 0 | 0 | 0 | 0 | 0.12352 | 0 | 0 | 0.57442 | 0 | 0 | 0.51697
6723 | 2018-10-08 02:01 | 10 | Oktober | 2 | 281 | 0 | 0 | 0 | 0 | 0 | 1.0883 | 0.23853 | 0.34995 | 1.6768 | 1.0883 | 0 | 0 | 0 | 0 | 0 | 0 | 0 | 0.23853 | 0 | 0 | 0.34995 | 0 | 0 | 0.31496
6724 | 2018-10-08 03:01 | 10 | Oktober | 3 | 281 | 0 | 0 | 0 | 0 | 0 | 1.1079 | 0.23853 | 0 | 1.3464 | 1.1079 | 0 | 0 | 0 | 0 | 0 | 0 | 0 | 0.23853 | 0 | 0 | 0 | 0 | 0 | 0
6725 | 2018-10-08 04:01 | 10 | Oktober | 4 | 281 | 0 | 0 | 0 | 0 | 0 | 1.2846 | 0.47239 | 0 | 1.757 | 1.2846 | 0 | 0 | 0 | 0 | 0 | 0 | 0 | 0.47239 | 0 | 0 | 0 | 0 | 0 | 0
6726 | 2018-10-08 05:01 | 10 | Oktober | 5 | 281 | 0 | 0 | 0 | 0 | 0 | 2.1152 | 0.70241 | 0 | 2.8176 | 2.1152 | 0 | 0 | 0 | 0 | 0 | 0 | 0 | 0.70241 | 0 | 0 | 0 | 0 | 0 | 0
6727 | 2018-10-08 06:01 | 10 | Oktober | 6 | 281 | 0.55904 | 0.55904 | 0.55904 | 0 | 0 | 2.3146 | 1.1663 | 0 | 3.4809 | 2.8737 | 0 | 0 | 0 | 0 | 0 | 0 | 0 | 1.1663 | 0 | 0 | 0 | 0 | 0 | 0
6728 | 2018-10-08 07:01 | 10 | Oktober | 7 | 281 | 7.6315 | 3.0334 | 4.1997 | 0 | 3.4318 | 0 | 0 | 0 | 0 | 3.0334 | 0 | 0 | 0 | 0 | 0 | 0 | 0 | 1.1663 | 0 | 0 | 0 | 0 | 0 | 0
6729 | 2018-10-08 08:01 | 10 | Oktober | 8 | 281 | 9.2046 | 3.002 | 3.9344 | 0 | 5.2702 | 0 | 0 | 0 | 0 | 3.002 | 0 | 0 | 0 | 0 | 0 | 0 | 0 | 0.93243 | 0 | 0 | 0 | 0 | 0 | 0
6730 | 2018-10-08 09:01 | 10 | Oktober | 9 | 281 | 14.21 | 2.9216 | 3.7159 | 0 | 10.494 | 0 | 0 | 0 | 0 | 2.9216 | 0 | 0 | 0 | 0 | 0 | 0 | 0 | 0.5874 | 0 | 0 | 0.20694 | 0 | 0 | 0.18624
6731 | 2018-10-08 10:01 | 10 | Oktober | 10 | 281 | 13.5339 | 2.9463 | 3.8627 | 0 | 9.6712 | 0 | 0 | 0 | 0 | 2.9463 | 0 | 0 | 0 | 0 | 0 | 0 | 0 | 0.47239 | 0 | 0 | 0.44402 | 0 | 0 | 0.39962
6732 | 2018-10-08 11:01 | 10 | Oktober | 11 | 281 | 16.7321 | 3.2833 | 4.4188 | 0 | 12.3134 | 0 | 0 | 0 | 0 | 3.2833 | 0 | 0 | 0 | 0 | 0 | 0 | 0 | 0.70241 | 0 | 0 | 0.43304 | 0 | 0 | 0.38973
6733 | 2018-10-08 12:01 | 10 | Oktober | 12 | 281 | 16.3941 | 3.2019 | 4.9756 | 0 | 11.4185 | 0 | 0 | 0 | 0 | 3.2019 | 0 | 0 | 0 | 0 | 0 | 0 | 0 | 0.93243 | 0 | 0 | 0.84126 | 0 | 0 | 0.75713
6734 | 2018-10-08 13:01 | 10 | Oktober | 13 | 281 | 15.6271 | 2.8129 | 4.5195 | 0 | 11.1075 | 0 | 0 | 0 | 0 | 2.8129 | 0 | 0 | 0 | 0 | 0 | 0 | 0 | 0.5874 | 0 | 0 | 1.1192 | 0 | 0 | 1.0073
6735 | 2018-10-08 14:01 | 10 | Oktober | 14 | 281 | 12.6629 | 2.5372 | 3.8898 | 0 | 8.773 | 0 | 0 | 0 | 0 | 2.5372 | 0 | 0 | 0 | 0 | 0 | 0 | 0 | 0.35355 | 0 | 0 | 0.99905 | 0 | 0 | 0.89914
6736 | 2018-10-08 15:01 | 10 | Oktober | 15 | 281 | 10.2317 | 2.3878 | 3.3446 | 0 | 6.8871 | 0 | 0 | 0 | 0 | 2.3878 | 0 | 0 | 0 | 0 | 0 | 0 | 0 | 0.35355 | 0 | 0 | 0.6033 | 0 | 0 | 0.54297
6737 | 2018-10-08 16:01 | 10 | Oktober | 16 | 281 | 5.6944 | 2.5975 | 4.3652 | 0 | 1.3292 | 0 | 0 | 0 | 0 | 2.5975 | 0 | 0 | 0 | 0 | 0 | 0 | 0 | 0.5874 | 0 | 0 | 1.1803 | 0 | 0 | 1.0622
6738 | 2018-10-08 17:01 | 10 | Oktober | 17 | 281 | 0.026002 | 0.026002 | 0.026002 | 0 | 0 | 3.1594 | 0.70241 | 2.0695 | 5.9314 | 3.1854 | 0 | 0 | 0 | 0 | 0 | 0 | 0 | 0.70241 | 0 | 0 | 2.0695 | 0 | 0 | 1.8626
6739 | 2018-10-08 18:01 | 10 | Oktober | 18 | 281 | 0 | 0 | 0 | 0 | 0 | 3.7434 | 0.70241 | 2.6644 | 7.1102 | 3.7434 | 0 | 0 | 0 | 0 | 0 | 0 | 0 | 0.70241 | 0 | 0 | 2.6644 | 0 | 0 | 2.398
6740 | 2018-10-08 19:01 | 10 | Oktober | 19 | 281 | 0 | 0 | 0 | 0 | 0 | 3.6636 | 0.5874 | 2.5359 | 6.7869 | 3.6636 | 0 | 0 | 0 | 0 | 0 | 0 | 0 | 0.5874 | 0 | 0 | 2.5359 | 0 | 0 | 2.2823
6741 | 2018-10-08 20:01 | 10 | Oktober | 20 | 281 | 0 | 0 | 0 | 0 | 0 | 3.4142 | 0.47239 | 1.8296 | 5.7162 | 3.4142 | 0 | 0 | 0 | 0 | 0 | 0 | 0 | 0.47239 | 0 | 0 | 1.8296 | 0 | 0 | 1.6467
6742 | 2018-10-08 21:01 | 10 | Oktober | 21 | 281 | 0 | 0 | 0 | 0 | 0 | 2.9968 | 0.23853 | 1.4543 | 4.6897 | 2.9968 | 0 | 0 | 0 | 0 | 0 | 0 | 0 | 0.23853 | 0 | 0 | 1.4543 | 0 | 0 | 1.3089
6743 | 2018-10-08 22:01 | 10 | Oktober | 22 | 281 | 0 | 0 | 0 | 0 | 0 | 2.2662 | 0.23853 | 0.9957 | 3.5004 | 2.2662 | 0 | 0 | 0 | 0 | 0 | 0 | 0 | 0.23853 | 0 | 0 | 0.9957 | 0 | 0 | 0.89613
6744 | 2018-10-08 23:01 | 10 | Oktober | 23 | 281 | 0 | 0 | 0 | 0 | 0 | 1.5726 | 0.12352 | 0.63126 | 2.3274 | 1.5726 | 0 | 0 | 0 | 0 | 0 | 0 | 0 | 0.12352 | 0 | 0 | 0.63126 | 0 | 0 | 0.56813
6745 | 2018-10-09 00:01 | 10 | Oktober | 0 | 282 | 0 | 0 | 0 | 0 | 0 | 1.2135 | 0.12352 | 0.34706 | 1.6841 | 1.2135 | 0 | 0 | 0 | 0 | 0 | 0 | 0 | 0.12352 | 0 | 0 | 0.34706 | 0 | 0 | 0.31235
6746 | 2018-10-09 01:01 | 10 | Oktober | 1 | 282 | 0 | 0 | 0 | 0 | 0 | 1.1125 | 0.12352 | 0.040439 | 1.2765 | 1.1125 | 0 | 0 | 0 | 0 | 0 | 0 | 0 | 0.12352 | 0 | 0 | 0.040439 | 0 | 0 | 0.036395
6747 | 2018-10-09 02:01 | 10 | Oktober | 2 | 282 | 0 | 0 | 0 | 0 | 0 | 1.0883 | 0.23853 | 0.042189 | 1.369 | 1.0883 | 0 | 0 | 0 | 0 | 0 | 0 | 0 | 0.23853 | 0 | 0 | 0.042189 | 0 | 0 | 0.03797
6748 | 2018-10-09 03:01 | 10 | Oktober | 3 | 282 | 0 | 0 | 0 | 0 | 0 | 1.1079 | 0.23853 | 0 | 1.3464 | 1.1079 | 0 | 0 | 0 | 0 | 0 | 0 | 0 | 0.23853 | 0 | 0 | 0 | 0 | 0 | 0
6749 | 2018-10-09 04:01 | 10 | Oktober | 4 | 282 | 0 | 0 | 0 | 0 | 0 | 1.2846 | 0.47239 | 0 | 1.757 | 1.2846 | 0 | 0 | 0 | 0 | 0 | 0 | 0 | 0.47239 | 0 | 0 | 0 | 0 | 0 | 0
6750 | 2018-10-09 05:01 | 10 | Oktober | 5 | 282 | 0 | 0 | 0 | 0 | 0 | 2.1152 | 0.70241 | 0 | 2.8176 | 2.1152 | 0 | 0 | 0 | 0 | 0 | 0 | 0 | 0.70241 | 0 | 0 | 0 | 0 | 0 | 0
6751 | 2018-10-09 06:01 | 10 | Oktober | 6 | 282 | 0.19501 | 0.19501 | 0.19501 | 0 | 0 | 2.6787 | 1.1663 | 0 | 3.845 | 2.8737 | 0 | 0 | 0 | 0 | 0 | 0 | 0 | 1.1663 | 0 | 0 | 0 | 0 | 0 | 0
6752 | 2018-10-09 07:01 | 10 | Oktober | 7 | 282 | 1.2091 | 1.2091 | 1.2091 | 0 | 0 | 1.8243 | 1.1663 | 0 | 2.9906 | 3.0334 | 0 | 0 | 0 | 0 | 0 | 0 | 0 | 1.1663 | 0 | 0 | 0 | 0 | 0 | 0
6753 | 2018-10-09 08:01 | 10 | Oktober | 8 | 282 | 2.3792 | 2.3792 | 2.3792 | 0 | 0 | 0.62282 | 0.93243 | 0 | 1.5553 | 3.002 | 0 | 0 | 0 | 0 | 0 | 0 | 0 | 0.93243 | 0 | 0 | 0 | 0 | 0 | 0
6754 | 2018-10-09 09:01 | 10 | Oktober | 9 | 282 | 4.6413 | 2.9216 | 3.7159 | 0 | 0.92537 | 0 | 0 | 0 | 0 | 2.9216 | 0 | 0 | 0 | 0 | 0 | 0 | 0 | 0.5874 | 0 | 0 | 0.20694 | 0 | 0 | 0.18624
6755 | 2018-10-09 10:01 | 10 | Oktober | 10 | 282 | 6.0844 | 2.9463 | 3.8627 | 0 | 2.2217 | 0 | 0 | 0 | 0 | 2.9463 | 0 | 0 | 0 | 0 | 0 | 0 | 0 | 0.47239 | 0 | 0 | 0.44402 | 0 | 0 | 0.39962
6756 | 2018-10-09 11:01 | 10 | Oktober | 11 | 282 | 8.4376 | 3.2833 | 4.4188 | 0 | 4.0188 | 0 | 0 | 0 | 0 | 3.2833 | 0 | 0 | 0 | 0 | 0 | 0 | 0 | 0.70241 | 0 | 0 | 0.43304 | 0 | 0 | 0.38973
6757 | 2018-10-09 12:01 | 10 | Oktober | 12 | 282 | 8.1255 | 3.2019 | 4.9756 | 0 | 3.15 | 0 | 0 | 0 | 0 | 3.2019 | 0 | 0 | 0 | 0 | 0 | 0 | 0 | 0.93243 | 0 | 0 | 0.84126 | 0 | 0 | 0.75713
6758 | 2018-10-09 13:01 | 10 | Oktober | 13 | 282 | 6.0324 | 2.8129 | 4.5195 | 0 | 1.5129 | 0 | 0 | 0 | 0 | 2.8129 | 0 | 0 | 0 | 0 | 0 | 0 | 0 | 0.5874 | 0 | 0 | 1.1192 | 0 | 0 | 1.0073
6759 | 2018-10-09 14:01 | 10 | Oktober | 14 | 282 | 2.9252 | 2.5372 | 2.9252 | 0 | 0 | 0 | 0 | 0.96461 | 0.96461 | 2.5372 | 0 | 0 | 0 | 0 | 0 | 0 | 0 | 0.35355 | 0 | 0 | 0.99905 | 0 | 0 | 0.89914
6760 | 2018-10-09 15:01 | 10 | Oktober | 15 | 282 | 0.76705 | 0.76705 | 0.76705 | 0 | 0 | 1.6207 | 0.35355 | 0.6033 | 2.5776 | 2.3878 | 0 | 0 | 0 | 0 | 0 | 0 | 0 | 0.35355 | 0 | 0 | 0.6033 | 0 | 0 | 0.54297
6761 | 2018-10-09 16:01 | 10 | Oktober | 16 | 282 | 0.19501 | 0.19501 | 0.19501 | 0 | 0 | 2.4025 | 0.5874 | 1.1803 | 4.1701 | 2.5975 | 0 | 0 | 0 | 0 | 0 | 0 | 0 | 0.5874 | 0 | 0 | 1.1803 | 0 | 0 | 1.0622
6762 | 2018-10-09 17:01 | 10 | Oktober | 17 | 282 | 0 | 0 | 0 | 0 | 0 | 3.1854 | 0.70241 | 2.0695 | 5.9574 | 3.1854 | 0 | 0 | 0 | 0 | 0 | 0 | 0 | 0.70241 | 0 | 0 | 2.0695 | 0 | 0 | 1.8626
6763 | 2018-10-09 18:01 | 10 | Oktober | 18 | 282 | 0 | 0 | 0 | 0 | 0 | 3.7434 | 0.70241 | 2.6644 | 7.1102 | 3.7434 | 0 | 0 | 0 | 0 | 0 | 0 | 0 | 0.70241 | 0 | 0 | 2.6644 | 0 | 0 | 2.398
6764 | 2018-10-09 19:01 | 10 | Oktober | 19 | 282 | 0 | 0 | 0 | 0 | 0 | 3.6636 | 0.5874 | 2.5359 | 6.7869 | 3.6636 | 0 | 0 | 0 | 0 | 0 | 0 | 0 | 0.5874 | 0 | 0 | 2.5359 | 0 | 0 | 2.2823
6765 | 2018-10-09 20:01 | 10 | Oktober | 20 | 282 | 0 | 0 | 0 | 0 | 0 | 3.4142 | 0.47239 | 1.8296 | 5.7162 | 3.4142 | 0 | 0 | 0 | 0 | 0 | 0 | 0 | 0.47239 | 0 | 0 | 1.8296 | 0 | 0 | 1.6467
6766 | 2018-10-09 21:01 | 10 | Oktober | 21 | 282 | 0 | 0 | 0 | 0 | 0 | 2.9968 | 0.23853 | 1.4543 | 4.6897 | 2.9968 | 0 | 0 | 0 | 0 | 0 | 0 | 0 | 0.23853 | 0 | 0 | 1.4543 | 0 | 0 | 1.3089
6767 | 2018-10-09 22:01 | 10 | Oktober | 22 | 282 | 0 | 0 | 0 | 0 | 0 | 2.2662 | 0.23853 | 0.9957 | 3.5004 | 2.2662 | 0 | 0 | 0 | 0 | 0 | 0 | 0 | 0.23853 | 0 | 0 | 0.9957 | 0 | 0 | 0.89613
6768 | 2018-10-09 23:01 | 10 | Oktober | 23 | 282 | 0 | 0 | 0 | 0 | 0 | 1.5726 | 0.12352 | 0.63126 | 2.3274 | 1.5726 | 0 | 0 | 0 | 0 | 0 | 0 | 0 | 0.12352 | 0 | 0 | 0.63126 | 0 | 0 | 0.56813
6769 | 2018-10-10 00:01 | 10 | Oktober | 0 | 283 | 0 | 0 | 0 | 0 | 0 | 1.2135 | 0.12352 | 0.34706 | 1.6841 | 1.2135 | 0 | 0 | 0 | 0 | 0 | 0 | 0 | 0.12352 | 0 | 0 | 0.34706 | 0 | 0 | 0.31235
6770 | 2018-10-10 01:01 | 10 | Oktober | 1 | 283 | 0 | 0 | 0 | 0 | 0 | 1.1125 | 0.12352 | 0.040439 | 1.2765 | 1.1125 | 0 | 0 | 0 | 0 | 0 | 0 | 0 | 0.12352 | 0 | 0 | 0.040439 | 0 | 0 | 0.036395
6771 | 2018-10-10 02:01 | 10 | Oktober | 2 | 283 | 0 | 0 | 0 | 0 | 0 | 1.0883 | 0.23853 | 0.042189 | 1.369 | 1.0883 | 0 | 0 | 0 | 0 | 0 | 0 | 0 | 0.23853 | 0 | 0 | 0.042189 | 0 | 0 | 0.03797
6772 | 2018-10-10 03:01 | 10 | Oktober | 3 | 283 | 0 | 0 | 0 | 0 | 0 | 1.1079 | 0.23853 | 0 | 1.3464 | 1.1079 | 0 | 0 | 0 | 0 | 0 | 0 | 0 | 0.23853 | 0 | 0 | 0 | 0 | 0 | 0
6773 | 2018-10-10 04:01 | 10 | Oktober | 4 | 283 | 0 | 0 | 0 | 0 | 0 | 1.2846 | 0.47239 | 0 | 1.757 | 1.2846 | 0 | 0 | 0 | 0 | 0 | 0 | 0 | 0.47239 | 0 | 0 | 0 | 0 | 0 | 0
6774 | 2018-10-10 05:01 | 10 | Oktober | 5 | 283 | 0 | 0 | 0 | 0 | 0 | 2.1152 | 0.70241 | 0 | 2.8176 | 2.1152 | 0 | 0 | 0 | 0 | 0 | 0 | 0 | 0.70241 | 0 | 0 | 0 | 0 | 0 | 0
6775 | 2018-10-10 06:01 | 10 | Oktober | 6 | 283 | 0.42903 | 0.42903 | 0.42903 | 0 | 0 | 2.4446 | 1.1663 | 0 | 3.6109 | 2.8737 | 0 | 0 | 0 | 0 | 0 | 0 | 0 | 1.1663 | 0 | 0 | 0 | 0 | 0 | 0
6776 | 2018-10-10 07:01 | 10 | Oktober | 7 | 283 | 9.3346 | 3.0334 | 4.1997 | 0 | 5.1349 | 0 | 0 | 0 | 0 | 3.0334 | 0 | 0 | 0 | 0 | 0 | 0 | 0 | 1.1663 | 0 | 0 | 0 | 0 | 0 | 0
6777 | 2018-10-10 08:01 | 10 | Oktober | 8 | 283 | 11.3108 | 3.002 | 3.9344 | 0 | 7.3763 | 0 | 0 | 0 | 0 | 3.002 | 0 | 0 | 0 | 0 | 0 | 0 | 0 | 0.93243 | 0 | 0 | 0 | 0 | 0 | 0
6778 | 2018-10-10 09:01 | 10 | Oktober | 9 | 283 | 14.535 | 2.9216 | 3.7159 | 0 | 10.819 | 0 | 0 | 0 | 0 | 2.9216 | 0 | 0 | 0 | 0 | 0 | 0 | 0 | 0.5874 | 0 | 0 | 0.20694 | 0 | 0 | 0.18624
6779 | 2018-10-10 10:01 | 10 | Oktober | 10 | 283 | 15.393 | 2.9463 | 3.8627 | 0 | 11.5303 | 0 | 0 | 0 | 0 | 2.9463 | 0 | 0 | 0 | 0 | 0 | 0 | 0 | 0.47239 | 0 | 0 | 0.44402 | 0 | 0 | 0.39962
6780 | 2018-10-10 11:01 | 10 | Oktober | 11 | 283 | 14.431 | 3.2833 | 4.4188 | 0 | 10.0122 | 0 | 0 | 0 | 0 | 3.2833 | 0 | 0 | 0 | 0 | 0 | 0 | 0 | 0.70241 | 0 | 0 | 0.43304 | 0 | 0 | 0.38973
6781 | 2018-10-10 12:01 | 10 | Oktober | 12 | 283 | 16.4071 | 3.2019 | 4.9756 | 0 | 11.4315 | 0 | 0 | 0 | 0 | 3.2019 | 0 | 0 | 0 | 0 | 0 | 0 | 0 | 0.93243 | 0 | 0 | 0.84126 | 0 | 0 | 0.75713
6782 | 2018-10-10 13:01 | 10 | Oktober | 13 | 283 | 13.4169 | 2.8129 | 4.5195 | 0 | 8.8974 | 0 | 0 | 0 | 0 | 2.8129 | 0 | 0 | 0 | 0 | 0 | 0 | 0 | 0.5874 | 0 | 0 | 1.1192 | 0 | 0 | 1.0073
6783 | 2018-10-10 14:01 | 10 | Oktober | 14 | 283 | 10.3487 | 2.5372 | 3.8898 | 0 | 6.4589 | 0 | 0 | 0 | 0 | 2.5372 | 0 | 0 | 0 | 0 | 0 | 0 | 0 | 0.35355 | 0 | 0 | 0.99905 | 0 | 0 | 0.89914
6784 | 2018-10-10 15:01 | 10 | Oktober | 15 | 283 | 8.4376 | 2.3878 | 3.3446 | 0 | 5.0929 | 0 | 0 | 0 | 0 | 2.3878 | 0 | 0 | 0 | 0 | 0 | 0 | 0 | 0.35355 | 0 | 0 | 0.6033 | 0 | 0 | 0.54297
6785 | 2018-10-10 16:01 | 10 | Oktober | 16 | 283 | 4.1343 | 2.5975 | 4.1343 | 0 | 0 | 0 | 0 | 0.23088 | 0.23088 | 2.5975 | 0 | 0 | 0 | 0 | 0 | 0 | 0 | 0.5874 | 0 | 0 | 1.1803 | 0 | 0 | 1.0622
6786 | 2018-10-10 17:01 | 10 | Oktober | 17 | 283 | 0 | 0 | 0 | 0 | 0 | 3.1854 | 0.70241 | 2.0695 | 5.9574 | 3.1854 | 0 | 0 | 0 | 0 | 0 | 0 | 0 | 0.70241 | 0 | 0 | 2.0695 | 0 | 0 | 1.8626
6787 | 2018-10-10 18:01 | 10 | Oktober | 18 | 283 | 0 | 0 | 0 | 0 | 0 | 3.7434 | 0.70241 | 2.6644 | 7.1102 | 3.7434 | 0 | 0 | 0 | 0 | 0 | 0 | 0 | 0.70241 | 0 | 0 | 2.6644 | 0 | 0 | 2.398
6788 | 2018-10-10 19:01 | 10 | Oktober | 19 | 283 | 0 | 0 | 0 | 0 | 0 | 3.6636 | 0.5874 | 2.5359 | 6.7869 | 3.6636 | 0 | 0 | 0 | 0 | 0 | 0 | 0 | 0.5874 | 0 | 0 | 2.5359 | 0 | 0 | 2.2823
6789 | 2018-10-10 20:01 | 10 | Oktober | 20 | 283 | 0 | 0 | 0 | 0 | 0 | 3.4142 | 0.47239 | 1.8296 | 5.7162 | 3.4142 | 0 | 0 | 0 | 0 | 0 | 0 | 0 | 0.47239 | 0 | 0 | 1.8296 | 0 | 0 | 1.6467
6790 | 2018-10-10 21:01 | 10 | Oktober | 21 | 283 | 0 | 0 | 0 | 0 | 0 | 2.9968 | 0.23853 | 1.4543 | 4.6897 | 2.9968 | 0 | 0 | 0 | 0 | 0 | 0 | 0 | 0.23853 | 0 | 0 | 1.4543 | 0 | 0 | 1.3089
6791 | 2018-10-10 22:01 | 10 | Oktober | 22 | 283 | 0 | 0 | 0 | 0 | 0 | 2.2662 | 0.23853 | 0.9957 | 3.5004 | 2.2662 | 0 | 0 | 0 | 0 | 0 | 0 | 0 | 0.23853 | 0 | 0 | 0.9957 | 0 | 0 | 0.89613
6792 | 2018-10-10 23:01 | 10 | Oktober | 23 | 283 | 0 | 0 | 0 | 0 | 0 | 1.5726 | 0.12352 | 0.63126 | 2.3274 | 1.5726 | 0 | 0 | 0 | 0 | 0 | 0 | 0 | 0.12352 | 0 | 0 | 0.63126 | 0 | 0 | 0.56813
6793 | 2018-10-11 00:01 | 10 | Oktober | 0 | 284 | 0 | 0 | 0 | 0 | 0 | 1.3604 | 0.12352 | 0.34706 | 1.8309 | 1.3604 | 0 | 0 | 0 | 0 | 0 | 0 | 0 | 0.12352 | 0 | 0 | 0.34706 | 0 | 0 | 0.31235
6794 | 2018-10-11 01:01 | 10 | Oktober | 1 | 284 | 0 | 0 | 0 | 0 | 0 | 1.1574 | 0.12352 | 0.040439 | 1.3213 | 1.1574 | 0 | 0 | 0 | 0 | 0 | 0 | 0 | 0.12352 | 0 | 0 | 0.040439 | 0 | 0 | 0.036395
6795 | 2018-10-11 02:01 | 10 | Oktober | 2 | 284 | 0 | 0 | 0 | 0 | 0 | 1.1022 | 0.23853 | 0.042189 | 1.3829 | 1.1022 | 0 | 0 | 0 | 0 | 0 | 0 | 0 | 0.23853 | 0 | 0 | 0.042189 | 0 | 0 | 0.03797
6796 | 2018-10-11 03:01 | 10 | Oktober | 3 | 284 | 0 | 0 | 0 | 0 | 0 | 1.0893 | 0.23853 | 0 | 1.3279 | 1.0893 | 0 | 0 | 0 | 0 | 0 | 0 | 0 | 0.23853 | 0 | 0 | 0 | 0 | 0 | 0
6797 | 2018-10-11 04:01 | 10 | Oktober | 4 | 284 | 0 | 0 | 0 | 0 | 0 | 1.1306 | 0.47239 | 0 | 1.6029 | 1.1306 | 0 | 0 | 0 | 0 | 0 | 0 | 0 | 0.47239 | 0 | 0 | 0 | 0 | 0 | 0
6798 | 2018-10-11 05:01 | 10 | Oktober | 5 | 284 | 0 | 0 | 0 | 0 | 0 | 1.4073 | 0.70241 | 0 | 2.1097 | 1.4073 | 0 | 0 | 0 | 0 | 0 | 0 | 0 | 0.70241 | 0 | 0 | 0 | 0 | 0 | 0
6799 | 2018-10-11 06:01 | 10 | Oktober | 6 | 284 | 0.11701 | 0.11701 | 0.11701 | 0 | 0 | 2.0049 | 1.1663 | 0 | 3.1712 | 2.1219 | 0 | 0 | 0 | 0 | 0 | 0 | 0 | 1.1663 | 0 | 0 | 0 | 0 | 0 | 0
6800 | 2018-10-11 07:01 | 10 | Oktober | 7 | 284 | 1.3001 | 1.3001 | 1.3001 | 0 | 0 | 1.5726 | 1.1663 | 0 | 2.7389 | 2.8726 | 0 | 0 | 0 | 0 | 0 | 0 | 0 | 1.1663 | 0 | 0 | 0 | 0 | 0 | 0
6801 | 2018-10-11 08:01 | 10 | Oktober | 8 | 284 | 1.8331 | 1.8331 | 1.8331 | 0 | 0 | 1.4662 | 0.93243 | 0 | 2.3986 | 3.2993 | 0 | 0 | 0 | 0 | 0 | 0 | 0 | 0.93243 | 0 | 0 | 0 | 0 | 0 | 0
6802 | 2018-10-11 09:01 | 10 | Oktober | 9 | 284 | 3.4452 | 3.4452 | 3.4452 | 0 | 0 | 0.11992 | 0.5874 | 0.20694 | 0.91426 | 3.5652 | 0 | 0 | 0 | 0 | 0 | 0 | 0 | 0.5874 | 0 | 0 | 0.20694 | 0 | 0 | 0.18624
6803 | 2018-10-11 10:01 | 10 | Oktober | 10 | 284 | 3.8483 | 3.7414 | 3.8483 | 0 | 0 | 0 | 0.36551 | 0.44402 | 0.80952 | 3.7414 | 0 | 0 | 0 | 0 | 0 | 0 | 0 | 0.47239 | 0 | 0 | 0.44402 | 0 | 0 | 0.39962
6804 | 2018-10-11 11:01 | 10 | Oktober | 11 | 284 | 5.2003 | 3.9382 | 5.0737 | 0 | 0.1267 | 0 | 0 | 0 | 0 | 3.9382 | 0 | 0 | 0 | 0 | 0 | 0 | 0 | 0.70241 | 0 | 0 | 0.43304 | 0 | 0 | 0.38973
6805 | 2018-10-11 12:01 | 10 | Oktober | 12 | 284 | 6.2014 | 3.8573 | 5.631 | 0 | 0.57042 | 0 | 0 | 0 | 0 | 3.8573 | 0 | 0 | 0 | 0 | 0 | 0 | 0 | 0.93243 | 0 | 0 | 0.84126 | 0 | 0 | 0.75713
6806 | 2018-10-11 13:01 | 10 | Oktober | 13 | 284 | 7.5665 | 3.5239 | 5.2306 | 0 | 2.3359 | 0 | 0 | 0 | 0 | 3.5239 | 0 | 0 | 0 | 0 | 0 | 0 | 0 | 0.5874 | 0 | 0 | 1.1192 | 0 | 0 | 1.0073
6807 | 2018-10-11 14:01 | 10 | Oktober | 14 | 284 | 5.9544 | 3.2642 | 4.6168 | 0 | 1.3376 | 0 | 0 | 0 | 0 | 3.2642 | 0 | 0 | 0 | 0 | 0 | 0 | 0 | 0.35355 | 0 | 0 | 0.99905 | 0 | 0 | 0.89914
6808 | 2018-10-11 15:01 | 10 | Oktober | 15 | 284 | 3.4192 | 3.2199 | 3.4192 | 0 | 0 | 0 | 0.15425 | 0.6033 | 0.75754 | 3.2199 | 0 | 0 | 0 | 0 | 0 | 0 | 0 | 0.35355 | 0 | 0 | 0.6033 | 0 | 0 | 0.54297
6809 | 2018-10-11 16:01 | 10 | Oktober | 16 | 284 | 2.5612 | 2.5612 | 2.5612 | 0 | 0 | 0.9236 | 0.5874 | 1.1803 | 2.6913 | 3.4848 | 0 | 0 | 0 | 0 | 0 | 0 | 0 | 0.5874 | 0 | 0 | 1.1803 | 0 | 0 | 1.0622
6810 | 2018-10-11 17:01 | 10 | Oktober | 17 | 284 | 0 | 0 | 0 | 0 | 0 | 3.9774 | 0.70241 | 2.0695 | 6.7493 | 3.9774 | 0 | 0 | 0 | 0 | 0 | 0 | 0 | 0.70241 | 0 | 0 | 2.0695 | 0 | 0 | 1.8626
6811 | 2018-10-11 18:01 | 10 | Oktober | 18 | 284 | 0 | 0 | 0 | 0 | 0 | 4.2819 | 0.70241 | 2.6644 | 7.6487 | 4.2819 | 0 | 0 | 0 | 0 | 0 | 0 | 0 | 0.70241 | 0 | 0 | 2.6644 | 0 | 0 | 2.398
6812 | 2018-10-11 19:01 | 10 | Oktober | 19 | 284 | 0 | 0 | 0 | 0 | 0 | 3.9176 | 0.5874 | 2.5359 | 7.0409 | 3.9176 | 0 | 0 | 0 | 0 | 0 | 0 | 0 | 0.5874 | 0 | 0 | 2.5359 | 0 | 0 | 2.2823
6813 | 2018-10-11 20:01 | 10 | Oktober | 20 | 284 | 0 | 0 | 0 | 0 | 0 | 3.2364 | 0.47239 | 1.8296 | 5.5384 | 3.2364 | 0 | 0 | 0 | 0 | 0 | 0 | 0 | 0.47239 | 0 | 0 | 1.8296 | 0 | 0 | 1.6467
6814 | 2018-10-11 21:01 | 10 | Oktober | 21 | 284 | 0 | 0 | 0 | 0 | 0 | 3.0561 | 0.23853 | 1.4543 | 4.7489 | 3.0561 | 0 | 0 | 0 | 0 | 0 | 0 | 0 | 0.23853 | 0 | 0 | 1.4543 | 0 | 0 | 1.3089
6815 | 2018-10-11 22:01 | 10 | Oktober | 22 | 284 | 0 | 0 | 0 | 0 | 0 | 2.6011 | 0.23853 | 0.9957 | 3.8353 | 2.6011 | 0 | 0 | 0 | 0 | 0 | 0 | 0 | 0.23853 | 0 | 0 | 0.9957 | 0 | 0 | 0.89613
6816 | 2018-10-11 23:01 | 10 | Oktober | 23 | 284 | 0 | 0 | 0 | 0 | 0 | 1.7076 | 0.12352 | 0.12317 | 1.9543 | 1.7076 | 0 | 0 | 0 | 0 | 0 | 0 | 0 | 0.12352 | 0 | 0 | 0.12317 | 0 | 0 | 0.11085
6817 | 2018-10-12 00:01 | 10 | Oktober | 0 | 285 | 0 | 0 | 0 | 0 | 0 | 1.9369 | 0.12352 | 0.091347 | 2.1518 | 1.9369 | 0 | 0 | 0 | 0 | 0 | 0 | 0 | 0.12352 | 0 | 0 | 0.091347 | 0 | 0 | 0.082212
6818 | 2018-10-12 01:01 | 10 | Oktober | 1 | 285 | 0 | 0 | 0 | 0 | 0 | 1.482 | 0.12352 | 0 | 1.6055 | 1.482 | 0 | 0 | 0 | 0 | 0 | 0 | 0 | 0.12352 | 0 | 0 | 0 | 0 | 0 | 0
6819 | 2018-10-12 02:01 | 10 | Oktober | 2 | 285 | 0 | 0 | 0 | 0 | 0 | 1.2073 | 0.23853 | 0.11659 | 1.5625 | 1.2073 | 0 | 0 | 0 | 0 | 0 | 0 | 0 | 0.23853 | 0 | 0 | 0.11659 | 0 | 0 | 0.10493
6820 | 2018-10-12 03:01 | 10 | Oktober | 3 | 285 | 0 | 0 | 0 | 0 | 0 | 1.1125 | 0.23853 | 0.042301 | 1.3934 | 1.1125 | 0 | 0 | 0 | 0 | 0 | 0 | 0 | 0.23853 | 0 | 0 | 0.042301 | 0 | 0 | 0.038071
6821 | 2018-10-12 04:01 | 10 | Oktober | 4 | 285 | 0 | 0 | 0 | 0 | 0 | 1.0899 | 0.47239 | 0.039756 | 1.602 | 1.0899 | 0 | 0 | 0 | 0 | 0 | 0 | 0 | 0.47239 | 0 | 0 | 0.039756 | 0 | 0 | 0.035781
6822 | 2018-10-12 05:01 | 10 | Oktober | 5 | 285 | 0 | 0 | 0 | 0 | 0 | 1.0919 | 0.70241 | 0 | 1.7943 | 1.0919 | 0 | 0 | 0 | 0 | 0 | 0 | 0 | 0.70241 | 0 | 0 | 0 | 0 | 0 | 0
6823 | 2018-10-12 06:01 | 10 | Oktober | 6 | 285 | 0.31202 | 0.31202 | 0.31202 | 0 | 0 | 0.83039 | 1.1663 | 0 | 1.9967 | 1.1424 | 0 | 0 | 0 | 0 | 0 | 0 | 0 | 1.1663 | 0 | 0 | 0 | 0 | 0 | 0
6824 | 2018-10-12 07:01 | 10 | Oktober | 7 | 285 | 4.3553 | 1.551 | 2.7173 | 0 | 1.638 | 0 | 0 | 0 | 0 | 1.551 | 0 | 0 | 0 | 0 | 0 | 0 | 0 | 1.1663 | 0 | 0 | 0 | 0 | 0 | 0
6825 | 2018-10-12 08:01 | 10 | Oktober | 8 | 285 | 13.2219 | 2.4924 | 3.4248 | 0 | 9.7971 | 0 | 0 | 0 | 0 | 2.4924 | 0 | 0 | 0 | 0 | 0 | 0 | 0 | 0.93243 | 0 | 0 | 0 | 0 | 0 | 0
6826 | 2018-10-12 09:01 | 10 | Oktober | 9 | 285 | 14.197 | 3.4879 | 4.241 | 0 | 9.9559 | 0 | 0 | 0 | 0 | 3.4879 | 0 | 0 | 0 | 0 | 0 | 0 | 0 | 0.5874 | 0 | 0 | 0.16574 | 0 | 0 | 0.14917
6827 | 2018-10-12 10:01 | 10 | Oktober | 10 | 285 | 11.7788 | 4.0145 | 4.8851 | 0 | 6.8937 | 0 | 0 | 0 | 0 | 4.0145 | 0 | 0 | 0 | 0 | 0 | 0 | 0 | 0.47239 | 0 | 0 | 0.39821 | 0 | 0 | 0.35839
6828 | 2018-10-12 11:01 | 10 | Oktober | 11 | 285 | 9.7637 | 4.4287 | 5.527 | 0 | 4.2366 | 0 | 0 | 0 | 0 | 4.4287 | 0 | 0 | 0 | 0 | 0 | 0 | 0 | 0.70241 | 0 | 0 | 0.39589 | 0 | 0 | 0.3563
6829 | 2018-10-12 12:01 | 10 | Oktober | 12 | 285 | 8.4376 | 4.4828 | 6.36 | 0 | 2.0775 | 0 | 0 | 0 | 0 | 4.4828 | 0 | 0 | 0 | 0 | 0 | 0 | 0 | 0.93243 | 0 | 0 | 0.94478 | 0 | 0 | 0.8503
6830 | 2018-10-12 13:01 | 10 | Oktober | 13 | 285 | 2.5742 | 2.5742 | 2.5742 | 0 | 0 | 1.1012 | 0.5874 | 1.3646 | 3.0532 | 3.6754 | 0 | 0 | 0 | 0 | 0 | 0 | 0 | 0.5874 | 0 | 0 | 1.3646 | 0 | 0 | 1.2281
6831 | 2018-10-12 14:01 | 10 | Oktober | 14 | 285 | 3.0812 | 3.0082 | 3.0812 | 0 | 0 | 0 | 0.2805 | 1.1765 | 1.457 | 3.0082 | 0 | 0 | 0 | 0 | 0 | 0 | 0 | 0.35355 | 0 | 0 | 1.1765 | 0 | 0 | 1.0589
6832 | 2018-10-12 15:01 | 10 | Oktober | 15 | 285 | 0.44203 | 0.44203 | 0.44203 | 0 | 0 | 2.2523 | 0.35355 | 0.97242 | 3.5783 | 2.6944 | 0 | 0 | 0 | 0 | 0 | 0 | 0 | 0.35355 | 0 | 0 | 0.97242 | 0 | 0 | 0.87517
6833 | 2018-10-12 16:01 | 10 | Oktober | 16 | 285 | 0.14301 | 0.14301 | 0.14301 | 0 | 0 | 2.2685 | 0.5874 | 1.4586 | 4.3145 | 2.4115 | 0 | 0 | 0 | 0 | 0 | 0 | 0 | 0.5874 | 0 | 0 | 1.4586 | 0 | 0 | 1.3127
6834 | 2018-10-12 17:01 | 10 | Oktober | 17 | 285 | 0 | 0 | 0 | 0 | 0 | 2.5032 | 0.70241 | 1.6556 | 4.8612 | 2.5032 | 0 | 0 | 0 | 0 | 0 | 0 | 0 | 0.70241 | 0 | 0 | 1.6556 | 0 | 0 | 1.49
6835 | 2018-10-12 18:01 | 10 | Oktober | 18 | 285 | 0 | 0 | 0 | 0 | 0 | 3.035 | 0.70241 | 2.1629 | 5.9002 | 3.035 | 0 | 0 | 0 | 0 | 0 | 0 | 0 | 0.70241 | 0 | 0 | 2.1629 | 0 | 0 | 1.9466
6836 | 2018-10-12 19:01 | 10 | Oktober | 19 | 285 | 0 | 0 | 0 | 0 | 0 | 3.5167 | 0.5874 | 2.087 | 6.1911 | 3.5167 | 0 | 0 | 0 | 0 | 0 | 0 | 0 | 0.5874 | 0 | 0 | 2.087 | 0 | 0 | 1.8783
6837 | 2018-10-12 20:01 | 10 | Oktober | 20 | 285 | 0 | 0 | 0 | 0 | 0 | 3.3895 | 0.47239 | 1.7154 | 5.5773 | 3.3895 | 0 | 0 | 0 | 0 | 0 | 0 | 0 | 0.47239 | 0 | 0 | 1.7154 | 0 | 0 | 1.5439
6838 | 2018-10-12 21:01 | 10 | Oktober | 21 | 285 | 0 | 0 | 0 | 0 | 0 | 3.1663 | 0.23853 | 1.2558 | 4.6606 | 3.1663 | 0 | 0 | 0 | 0 | 0 | 0 | 0 | 0.23853 | 0 | 0 | 1.2558 | 0 | 0 | 1.1302
6839 | 2018-10-12 22:01 | 10 | Oktober | 22 | 285 | 0 | 0 | 0 | 0 | 0 | 2.8304 | 0.23853 | 0.75773 | 3.8267 | 2.8304 | 0 | 0 | 0 | 0 | 0 | 0 | 0 | 0.23853 | 0 | 0 | 0.75773 | 0 | 0 | 0.68195
6840 | 2018-10-12 23:01 | 10 | Oktober | 23 | 285 | 0 | 0 | 0 | 0 | 0 | 1.5726 | 0.12352 | 0.49733 | 2.1935 | 1.5726 | 0 | 0 | 0 | 0 | 0 | 0 | 0 | 0.12352 | 0 | 0 | 0.49733 | 0 | 0 | 0.4476
6841 | 2018-10-13 00:01 | 10 | Oktober | 0 | 286 | 0 | 0 | 0 | 0 | 0 | 1.2135 | 0.12352 | 0 | 1.337 | 1.2135 | 0 | 0 | 0 | 0 | 0 | 0 | 0 | 0.12352 | 0 | 0 | 0 | 0 | 0 | 0
6842 | 2018-10-13 01:01 | 10 | Oktober | 1 | 286 | 0 | 0 | 0 | 0 | 0 | 1.1125 | 0.12352 | 0 | 1.236 | 1.1125 | 0 | 0 | 0 | 0 | 0 | 0 | 0 | 0.12352 | 0 | 0 | 0 | 0 | 0 | 0
6843 | 2018-10-13 02:01 | 10 | Oktober | 2 | 286 | 0 | 0 | 0 | 0 | 0 | 1.0883 | 0.12352 | 0.085531 | 1.2974 | 1.0883 | 0 | 0 | 0 | 0 | 0 | 0 | 0 | 0.12352 | 0 | 0 | 0.085531 | 0 | 0 | 0.076978
6844 | 2018-10-13 03:01 | 10 | Oktober | 3 | 286 | 0 | 0 | 0 | 0 | 0 | 1.1079 | 0.12352 | 0.025909 | 1.2573 | 1.1079 | 0 | 0 | 0 | 0 | 0 | 0 | 0 | 0.12352 | 0 | 0 | 0.025909 | 0 | 0 | 0.023318
6845 | 2018-10-13 04:01 | 10 | Oktober | 4 | 286 | 0 | 0 | 0 | 0 | 0 | 1.2846 | 0.12352 | 0.055915 | 1.4641 | 1.2846 | 0 | 0 | 0 | 0 | 0 | 0 | 0 | 0.12352 | 0 | 0 | 0.055915 | 0 | 0 | 0.050323
6846 | 2018-10-13 05:01 | 10 | Oktober | 5 | 286 | 0 | 0 | 0 | 0 | 0 | 2.1152 | 0.23853 | 0 | 2.3538 | 2.1152 | 0 | 0 | 0 | 0 | 0 | 0 | 0 | 0.23853 | 0 | 0 | 0 | 0 | 0 | 0
6847 | 2018-10-13 06:01 | 10 | Oktober | 6 | 286 | 0.14301 | 0.14301 | 0.14301 | 0 | 0 | 2.7307 | 0.47239 | 0 | 3.2031 | 2.8737 | 0 | 0 | 0 | 0 | 0 | 0 | 0 | 0.47239 | 0 | 0 | 0 | 0 | 0 | 0
6848 | 2018-10-13 07:01 | 10 | Oktober | 7 | 286 | 0.89706 | 0.89706 | 0.89706 | 0 | 0 | 2.1363 | 0.70241 | 0 | 2.8388 | 3.0334 | 0 | 0 | 0 | 0 | 0 | 0 | 0 | 0.70241 | 0 | 0 | 0 | 0 | 0 | 0
6849 | 2018-10-13 08:01 | 10 | Oktober | 8 | 286 | 2.4052 | 2.4052 | 2.4052 | 0 | 0 | 0.59682 | 0.70241 | 0 | 1.2992 | 3.002 | 0 | 0 | 0 | 0 | 0 | 0 | 0 | 0.70241 | 0 | 0 | 0 | 0 | 0 | 0
6850 | 2018-10-13 09:01 | 10 | Oktober | 9 | 286 | 3.4582 | 2.9216 | 3.4582 | 0 | 0 | 0 | 0.050766 | 0.27308 | 0.32384 | 2.9216 | 0 | 0 | 0 | 0 | 0 | 0 | 0 | 0.5874 | 0 | 0 | 0.27308 | 0 | 0 | 0.24577
6851 | 2018-10-13 10:01 | 10 | Oktober | 10 | 286 | 2.9512 | 2.9463 | 2.9512 | 0 | 0 | 0 | 0.35251 | 0.57504 | 0.92755 | 2.9463 | 0 | 0 | 0 | 0 | 0 | 0 | 0 | 0.35738 | 0 | 0 | 0.57504 | 0 | 0 | 0.51754
6852 | 2018-10-13 11:01 | 10 | Oktober | 11 | 286 | 3.1202 | 3.1202 | 3.1202 | 0 | 0 | 0.1631 | 0.5874 | 0.49448 | 1.245 | 3.2833 | 0 | 0 | 0 | 0 | 0 | 0 | 0 | 0.5874 | 0 | 0 | 0.49448 | 0 | 0 | 0.44503
6853 | 2018-10-13 12:01 | 10 | Oktober | 12 | 286 | 1.2091 | 1.2091 | 1.2091 | 0 | 0 | 1.9928 | 0.70241 | 0.80292 | 3.4982 | 3.2019 | 0 | 0 | 0 | 0 | 0 | 0 | 0 | 0.70241 | 0 | 0 | 0.80292 | 0 | 0 | 0.72263
6854 | 2018-10-13 13:01 | 10 | Oktober | 13 | 286 | 12.6369 | 2.8129 | 4.9436 | 0 | 7.6933 | 0 | 0 | 0 | 0 | 2.8129 | 0 | 0 | 0 | 0 | 0 | 0 | 0 | 0.70241 | 0 | 0 | 1.4283 | 0 | 0 | 1.2855
6855 | 2018-10-13 14:01 | 10 | Oktober | 14 | 286 | 10.9467 | 2.5372 | 4.1515 | 0 | 6.7953 | 0 | 0 | 0 | 0 | 2.5372 | 0 | 0 | 0 | 0 | 0 | 0 | 0 | 0.5874 | 0 | 0 | 1.0268 | 0 | 0 | 0.92416
6856 | 2018-10-13 15:01 | 10 | Oktober | 15 | 286 | 8.5286 | 2.3878 | 3.707 | 0 | 4.8215 | 0 | 0 | 0 | 0 | 2.3878 | 0 | 0 | 0 | 0 | 0 | 0 | 0 | 0.5874 | 0 | 0 | 0.73184 | 0 | 0 | 0.65866
6857 | 2018-10-13 16:01 | 10 | Oktober | 16 | 286 | 3.9393 | 2.5975 | 3.9393 | 0 | 0 | 0 | 0 | 0.54251 | 0.54251 | 2.5975 | 0 | 0 | 0 | 0 | 0 | 0 | 0 | 1.0513 | 0 | 0 | 0.83299 | 0 | 0 | 0.74969
6858 | 2018-10-13 17:01 | 10 | Oktober | 17 | 286 | 0 | 0 | 0 | 0 | 0 | 3.1854 | 0.81742 | 1.2201 | 5.223 | 3.1854 | 0 | 0 | 0 | 0 | 0 | 0 | 0 | 0.81742 | 0 | 0 | 1.2201 | 0 | 0 | 1.0981
6859 | 2018-10-13 18:01 | 10 | Oktober | 18 | 286 | 0 | 0 | 0 | 0 | 0 | 3.7434 | 0.47239 | 1.9034 | 6.1193 | 3.7434 | 0 | 0 | 0 | 0 | 0 | 0 | 0 | 0.47239 | 0 | 0 | 1.9034 | 0 | 0 | 1.7131
6860 | 2018-10-13 19:01 | 10 | Oktober | 19 | 286 | 0 | 0 | 0 | 0 | 0 | 3.6636 | 0.47239 | 1.7545 | 5.8904 | 3.6636 | 0 | 0 | 0 | 0 | 0 | 0 | 0 | 0.47239 | 0 | 0 | 1.7545 | 0 | 0 | 1.579
6861 | 2018-10-13 20:01 | 10 | Oktober | 20 | 286 | 0 | 0 | 0 | 0 | 0 | 3.4142 | 0.23853 | 1.2804 | 4.9331 | 3.4142 | 0 | 0 | 0 | 0 | 0 | 0 | 0 | 0.23853 | 0 | 0 | 1.2804 | 0 | 0 | 1.1523
6862 | 2018-10-13 21:01 | 10 | Oktober | 21 | 286 | 0 | 0 | 0 | 0 | 0 | 2.9968 | 0.23853 | 0.99691 | 4.2323 | 2.9968 | 0 | 0 | 0 | 0 | 0 | 0 | 0 | 0.23853 | 0 | 0 | 0.99691 | 0 | 0 | 0.89722
6863 | 2018-10-13 22:01 | 10 | Oktober | 22 | 286 | 0 | 0 | 0 | 0 | 0 | 2.2662 | 0.23853 | 0.5535 | 3.0582 | 2.2662 | 0 | 0 | 0 | 0 | 0 | 0 | 0 | 0.23853 | 0 | 0 | 0.5535 | 0 | 0 | 0.49815
6864 | 2018-10-13 23:01 | 10 | Oktober | 23 | 286 | 0 | 0 | 0 | 0 | 0 | 1.5726 | 0.12352 | 0.49099 | 2.1872 | 1.5726 | 0 | 0 | 0 | 0 | 0 | 0 | 0 | 0.12352 | 0 | 0 | 0.49099 | 0 | 0 | 0.44189
6865 | 2018-10-14 00:01 | 10 | Oktober | 0 | 287 | 0 | 0 | 0 | 0 | 0 | 1.2135 | 0.12352 | 0.59399 | 1.931 | 1.2135 | 0 | 0 | 0 | 0 | 0 | 0 | 0 | 0.12352 | 0 | 0 | 0.59399 | 0 | 0 | 0.53459
6866 | 2018-10-14 01:01 | 10 | Oktober | 1 | 287 | 0 | 0 | 0 | 0 | 0 | 1.1125 | 0.12352 | 0.39144 | 1.6275 | 1.1125 | 0 | 0 | 0 | 0 | 0 | 0 | 0 | 0.12352 | 0 | 0 | 0.39144 | 0 | 0 | 0.35229
6867 | 2018-10-14 02:01 | 10 | Oktober | 2 | 287 | 0 | 0 | 0 | 0 | 0 | 1.0883 | 0.12352 | 0.014074 | 1.2259 | 1.0883 | 0 | 0 | 0 | 0 | 0 | 0 | 0 | 0.12352 | 0 | 0 | 0.014074 | 0 | 0 | 0.012667
6868 | 2018-10-14 03:01 | 10 | Oktober | 3 | 287 | 0 | 0 | 0 | 0 | 0 | 1.1079 | 0.12352 | 0.026572 | 1.258 | 1.1079 | 0 | 0 | 0 | 0 | 0 | 0 | 0 | 0.12352 | 0 | 0 | 0.026572 | 0 | 0 | 0.023914
6869 | 2018-10-14 04:01 | 10 | Oktober | 4 | 287 | 0 | 0 | 0 | 0 | 0 | 1.2846 | 0.12352 | 0.02326 | 1.4314 | 1.2846 | 0 | 0 | 0 | 0 | 0 | 0 | 0 | 0.12352 | 0 | 0 | 0.02326 | 0 | 0 | 0.020934
6870 | 2018-10-14 05:01 | 10 | Oktober | 5 | 287 | 0 | 0 | 0 | 0 | 0 | 2.1152 | 0.12352 | 0 | 2.2387 | 2.1152 | 0 | 0 | 0 | 0 | 0 | 0 | 0 | 0.12352 | 0 | 0 | 0 | 0 | 0 | 0
6871 | 2018-10-14 06:01 | 10 | Oktober | 6 | 287 | 0.24702 | 0.24702 | 0.24702 | 0 | 0 | 2.6267 | 0.12352 | 0 | 2.7502 | 2.8737 | 0 | 0 | 0 | 0 | 0 | 0 | 0 | 0.12352 | 0 | 0 | 0 | 0 | 0 | 0
6872 | 2018-10-14 07:01 | 10 | Oktober | 7 | 287 | 7.9175 | 3.0334 | 3.2719 | 0 | 4.6456 | 0 | 0 | 0 | 0 | 3.0334 | 0 | 0 | 0 | 0 | 0 | 0 | 0 | 0.23853 | 0 | 0 | 0 | 0 | 0 | 0
6873 | 2018-10-14 08:01 | 10 | Oktober | 8 | 287 | 13.7939 | 3.002 | 3.3594 | 0 | 10.4346 | 0 | 0 | 0 | 0 | 3.002 | 0 | 0 | 0 | 0 | 0 | 0 | 0 | 0.35738 | 0 | 0 | 0 | 0 | 0 | 0
6874 | 2018-10-14 09:01 | 10 | Oktober | 9 | 287 | 14.444 | 2.9216 | 3.9217 | 0 | 10.5223 | 0 | 0 | 0 | 0 | 2.9216 | 0 | 0 | 0 | 0 | 0 | 0 | 0 | 0.70241 | 0 | 0 | 0.29766 | 0 | 0 | 0.2679
6875 | 2018-10-14 10:01 | 10 | Oktober | 10 | 287 | 18.1752 | 2.9463 | 4.2558 | 0 | 13.9194 | 0 | 0 | 0 | 0 | 2.9463 | 0 | 0 | 0 | 0 | 0 | 0 | 0 | 0.70241 | 0 | 0 | 0.60708 | 0 | 0 | 0.54638
6876 | 2018-10-14 11:01 | 10 | Oktober | 11 | 287 | 13.3909 | 3.2833 | 4.6932 | 0 | 8.6977 | 0 | 0 | 0 | 0 | 3.2833 | 0 | 0 | 0 | 0 | 0 | 0 | 0 | 0.93243 | 0 | 0 | 0.47745 | 0 | 0 | 0.4297
6877 | 2018-10-14 12:01 | 10 | Oktober | 12 | 287 | 8.5676 | 3.2019 | 4.6464 | 0 | 3.9211 | 0 | 0 | 0 | 0 | 3.2019 | 0 | 0 | 0 | 0 | 0 | 0 | 0 | 0.93243 | 0 | 0 | 0.51211 | 0 | 0 | 0.4609
6878 | 2018-10-14 13:01 | 10 | Oktober | 13 | 287 | 4.3423 | 2.8129 | 4.3357 | 0 | 0.006617 | 0 | 0 | 0 | 0 | 2.8129 | 0 | 0 | 0 | 0 | 0 | 0 | 0 | 0.81742 | 0 | 0 | 0.70537 | 0 | 0 | 0.63484
6879 | 2018-10-14 14:01 | 10 | Oktober | 14 | 287 | 3.9393 | 2.5372 | 3.7979 | 0 | 0.14135 | 0 | 0 | 0 | 0 | 2.5372 | 0 | 0 | 0 | 0 | 0 | 0 | 0 | 0.5874 | 0 | 0 | 0.6733 | 0 | 0 | 0.60597
6880 | 2018-10-14 15:01 | 10 | Oktober | 15 | 287 | 0.46803 | 0.46803 | 0.46803 | 0 | 0 | 1.9198 | 0.47239 | 0.691 | 3.0831 | 2.3878 | 0 | 0 | 0 | 0 | 0 | 0 | 0 | 0.47239 | 0 | 0 | 0.691 | 0 | 0 | 0.6219
6881 | 2018-10-14 16:01 | 10 | Oktober | 16 | 287 | 0.11701 | 0.11701 | 0.11701 | 0 | 0 | 2.4805 | 0.5874 | 0.81723 | 3.8851 | 2.5975 | 0 | 0 | 0 | 0 | 0 | 0 | 0 | 0.5874 | 0 | 0 | 0.81723 | 0 | 0 | 0.73551
6882 | 2018-10-14 17:01 | 10 | Oktober | 17 | 287 | 0 | 0 | 0 | 0 | 0 | 3.1854 | 0.70241 | 1.2113 | 5.0991 | 3.1854 | 0 | 0 | 0 | 0 | 0 | 0 | 0 | 0.70241 | 0 | 0 | 1.2113 | 0 | 0 | 1.0901
6883 | 2018-10-14 18:01 | 10 | Oktober | 18 | 287 | 0 | 0 | 0 | 0 | 0 | 3.7434 | 0.70241 | 1.9407 | 6.3865 | 3.7434 | 0 | 0 | 0 | 0 | 0 | 0 | 0 | 0.70241 | 0 | 0 | 1.9407 | 0 | 0 | 1.7466
6884 | 2018-10-14 19:01 | 10 | Oktober | 19 | 287 | 0 | 0 | 0 | 0 | 0 | 3.6636 | 0.47239 | 2.17 | 6.306 | 3.6636 | 0 | 0 | 0 | 0 | 0 | 0 | 0 | 0.47239 | 0 | 0 | 2.17 | 0 | 0 | 1.953
6885 | 2018-10-14 20:01 | 10 | Oktober | 20 | 287 | 0 | 0 | 0 | 0 | 0 | 3.4142 | 0.47239 | 1.905 | 5.7916 | 3.4142 | 0 | 0 | 0 | 0 | 0 | 0 | 0 | 0.47239 | 0 | 0 | 1.905 | 0 | 0 | 1.7145
6886 | 2018-10-14 21:01 | 10 | Oktober | 21 | 287 | 0 | 0 | 0 | 0 | 0 | 2.9968 | 0.23853 | 1.5578 | 4.7932 | 2.9968 | 0 | 0 | 0 | 0 | 0 | 0 | 0 | 0.23853 | 0 | 0 | 1.5578 | 0 | 0 | 1.402
6887 | 2018-10-14 22:01 | 10 | Oktober | 22 | 287 | 0 | 0 | 0 | 0 | 0 | 2.2662 | 0.23853 | 0.88022 | 3.3849 | 2.2662 | 0 | 0 | 0 | 0 | 0 | 0 | 0 | 0.23853 | 0 | 0 | 0.88022 | 0 | 0 | 0.7922
6888 | 2018-10-14 23:01 | 10 | Oktober | 23 | 287 | 0 | 0 | 0 | 0 | 0 | 1.5726 | 0.12352 | 0.73599 | 2.4322 | 1.5726 | 0 | 0 | 0 | 0 | 0 | 0 | 0 | 0.12352 | 0 | 0 | 0.73599 | 0 | 0 | 0.66239
6889 | 2018-10-15 00:01 | 10 | Oktober | 0 | 288 | 0 | 0 | 0 | 0 | 0 | 1.2135 | 0.12352 | 0.37687 | 1.7139 | 1.2135 | 0 | 0 | 0 | 0 | 0 | 0 | 0 | 0.12352 | 0 | 0 | 0.37687 | 0 | 0 | 0.33918
6890 | 2018-10-15 01:01 | 10 | Oktober | 1 | 288 | 0 | 0 | 0 | 0 | 0 | 1.1125 | 0.12352 | 0.57442 | 1.8105 | 1.1125 | 0 | 0 | 0 | 0 | 0 | 0 | 0 | 0.12352 | 0 | 0 | 0.57442 | 0 | 0 | 0.51697
6891 | 2018-10-15 02:01 | 10 | Oktober | 2 | 288 | 0 | 0 | 0 | 0 | 0 | 1.0883 | 0.23853 | 0.34995 | 1.6768 | 1.0883 | 0 | 0 | 0 | 0 | 0 | 0 | 0 | 0.23853 | 0 | 0 | 0.34995 | 0 | 0 | 0.31496
6892 | 2018-10-15 03:01 | 10 | Oktober | 3 | 288 | 0 | 0 | 0 | 0 | 0 | 1.1079 | 0.23853 | 0 | 1.3464 | 1.1079 | 0 | 0 | 0 | 0 | 0 | 0 | 0 | 0.23853 | 0 | 0 | 0 | 0 | 0 | 0
6893 | 2018-10-15 04:01 | 10 | Oktober | 4 | 288 | 0 | 0 | 0 | 0 | 0 | 1.2846 | 0.47239 | 0 | 1.757 | 1.2846 | 0 | 0 | 0 | 0 | 0 | 0 | 0 | 0.47239 | 0 | 0 | 0 | 0 | 0 | 0
6894 | 2018-10-15 05:01 | 10 | Oktober | 5 | 288 | 0 | 0 | 0 | 0 | 0 | 2.1152 | 0.70241 | 0 | 2.8176 | 2.1152 | 0 | 0 | 0 | 0 | 0 | 0 | 0 | 0.70241 | 0 | 0 | 0 | 0 | 0 | 0
6895 | 2018-10-15 06:01 | 10 | Oktober | 6 | 288 | 0.065004 | 0.065004 | 0.065004 | 0 | 0 | 2.8087 | 1.1663 | 0 | 3.975 | 2.8737 | 0 | 0 | 0 | 0 | 0 | 0 | 0 | 1.1663 | 0 | 0 | 0 | 0 | 0 | 0
6896 | 2018-10-15 07:01 | 10 | Oktober | 7 | 288 | 0.87106 | 0.87106 | 0.87106 | 0 | 0 | 2.1623 | 1.1663 | 0 | 3.3286 | 3.0334 | 0 | 0 | 0 | 0 | 0 | 0 | 0 | 1.1663 | 0 | 0 | 0 | 0 | 0 | 0
6897 | 2018-10-15 08:01 | 10 | Oktober | 8 | 288 | 3.6662 | 3.002 | 3.6662 | 0 | 0 | 0 | 0.26817 | 0 | 0.26817 | 3.002 | 0 | 0 | 0 | 0 | 0 | 0 | 0 | 0.93243 | 0 | 0 | 0 | 0 | 0 | 0
6898 | 2018-10-15 09:01 | 10 | Oktober | 9 | 288 | 6.7475 | 2.9216 | 3.7159 | 0 | 3.0315 | 0 | 0 | 0 | 0 | 2.9216 | 0 | 0 | 0 | 0 | 0 | 0 | 0 | 0.5874 | 0 | 0 | 0.20694 | 0 | 0 | 0.18624
6899 | 2018-10-15 10:01 | 10 | Oktober | 10 | 288 | 4.5503 | 2.9463 | 3.8627 | 0 | 0.68757 | 0 | 0 | 0 | 0 | 2.9463 | 0 | 0 | 0 | 0 | 0 | 0 | 0 | 0.47239 | 0 | 0 | 0.44402 | 0 | 0 | 0.39962
6900 | 2018-10-15 11:01 | 10 | Oktober | 11 | 288 | 7.1245 | 3.2833 | 4.4188 | 0 | 2.7057 | 0 | 0 | 0 | 0 | 3.2833 | 0 | 0 | 0 | 0 | 0 | 0 | 0 | 0.70241 | 0 | 0 | 0.43304 | 0 | 0 | 0.38973
6901 | 2018-10-15 12:01 | 10 | Oktober | 12 | 288 | 12.3638 | 3.2019 | 4.9756 | 0 | 7.3882 | 0 | 0 | 0 | 0 | 3.2019 | 0 | 0 | 0 | 0 | 0 | 0 | 0 | 0.93243 | 0 | 0 | 0.84126 | 0 | 0 | 0.75713
6902 | 2018-10-15 13:01 | 10 | Oktober | 13 | 288 | 10.7127 | 2.8129 | 4.5195 | 0 | 6.1932 | 0 | 0 | 0 | 0 | 2.8129 | 0 | 0 | 0 | 0 | 0 | 0 | 0 | 0.5874 | 0 | 0 | 1.1192 | 0 | 0 | 1.0073
6903 | 2018-10-15 14:01 | 10 | Oktober | 14 | 288 | 10.5697 | 2.5372 | 3.8898 | 0 | 6.6799 | 0 | 0 | 0 | 0 | 2.5372 | 0 | 0 | 0 | 0 | 0 | 0 | 0 | 0.35355 | 0 | 0 | 0.99905 | 0 | 0 | 0.89914
6904 | 2018-10-15 15:01 | 10 | Oktober | 15 | 288 | 9.6336 | 2.3878 | 3.3446 | 0 | 6.289 | 0 | 0 | 0 | 0 | 2.3878 | 0 | 0 | 0 | 0 | 0 | 0 | 0 | 0.35355 | 0 | 0 | 0.6033 | 0 | 0 | 0.54297
6905 | 2018-10-15 16:01 | 10 | Oktober | 16 | 288 | 0.74105 | 0.74105 | 0.74105 | 0 | 0 | 1.8564 | 0.5874 | 1.1803 | 3.6241 | 2.5975 | 0 | 0 | 0 | 0 | 0 | 0 | 0 | 0.5874 | 0 | 0 | 1.1803 | 0 | 0 | 1.0622
6906 | 2018-10-15 17:01 | 10 | Oktober | 17 | 288 | 0 | 0 | 0 | 0 | 0 | 3.1854 | 0.70241 | 2.0695 | 5.9574 | 3.1854 | 0 | 0 | 0 | 0 | 0 | 0 | 0 | 0.70241 | 0 | 0 | 2.0695 | 0 | 0 | 1.8626
6907 | 2018-10-15 18:01 | 10 | Oktober | 18 | 288 | 0 | 0 | 0 | 0 | 0 | 3.7434 | 0.70241 | 2.6644 | 7.1102 | 3.7434 | 0 | 0 | 0 | 0 | 0 | 0 | 0 | 0.70241 | 0 | 0 | 2.6644 | 0 | 0 | 2.398
6908 | 2018-10-15 19:01 | 10 | Oktober | 19 | 288 | 0 | 0 | 0 | 0 | 0 | 3.6636 | 0.5874 | 2.5359 | 6.7869 | 3.6636 | 0 | 0 | 0 | 0 | 0 | 0 | 0 | 0.5874 | 0 | 0 | 2.5359 | 0 | 0 | 2.2823
6909 | 2018-10-15 20:01 | 10 | Oktober | 20 | 288 | 0 | 0 | 0 | 0 | 0 | 3.4142 | 0.47239 | 1.8296 | 5.7162 | 3.4142 | 0 | 0 | 0 | 0 | 0 | 0 | 0 | 0.47239 | 0 | 0 | 1.8296 | 0 | 0 | 1.6467
6910 | 2018-10-15 21:01 | 10 | Oktober | 21 | 288 | 0 | 0 | 0 | 0 | 0 | 2.9968 | 0.23853 | 1.4543 | 4.6897 | 2.9968 | 0 | 0 | 0 | 0 | 0 | 0 | 0 | 0.23853 | 0 | 0 | 1.4543 | 0 | 0 | 1.3089
6911 | 2018-10-15 22:01 | 10 | Oktober | 22 | 288 | 0 | 0 | 0 | 0 | 0 | 2.2662 | 0.23853 | 0.9957 | 3.5004 | 2.2662 | 0 | 0 | 0 | 0 | 0 | 0 | 0 | 0.23853 | 0 | 0 | 0.9957 | 0 | 0 | 0.89613
6912 | 2018-10-15 23:01 | 10 | Oktober | 23 | 288 | 0 | 0 | 0 | 0 | 0 | 1.5726 | 0.12352 | 0.63126 | 2.3274 | 1.5726 | 0 | 0 | 0 | 0 | 0 | 0 | 0 | 0.12352 | 0 | 0 | 0.63126 | 0 | 0 | 0.56813
6913 | 2018-10-16 00:01 | 10 | Oktober | 0 | 289 | 0 | 0 | 0 | 0 | 0 | 1.2135 | 0.12352 | 0.34706 | 1.6841 | 1.2135 | 0 | 0 | 0 | 0 | 0 | 0 | 0 | 0.12352 | 0 | 0 | 0.34706 | 0 | 0 | 0.31235
6914 | 2018-10-16 01:01 | 10 | Oktober | 1 | 289 | 0 | 0 | 0 | 0 | 0 | 1.1125 | 0.12352 | 0.040439 | 1.2765 | 1.1125 | 0 | 0 | 0 | 0 | 0 | 0 | 0 | 0.12352 | 0 | 0 | 0.040439 | 0 | 0 | 0.036395
6915 | 2018-10-16 02:01 | 10 | Oktober | 2 | 289 | 0 | 0 | 0 | 0 | 0 | 1.0883 | 0.23853 | 0.042189 | 1.369 | 1.0883 | 0 | 0 | 0 | 0 | 0 | 0 | 0 | 0.23853 | 0 | 0 | 0.042189 | 0 | 0 | 0.03797
6916 | 2018-10-16 03:01 | 10 | Oktober | 3 | 289 | 0 | 0 | 0 | 0 | 0 | 1.1079 | 0.23853 | 0 | 1.3464 | 1.1079 | 0 | 0 | 0 | 0 | 0 | 0 | 0 | 0.23853 | 0 | 0 | 0 | 0 | 0 | 0
6917 | 2018-10-16 04:01 | 10 | Oktober | 4 | 289 | 0 | 0 | 0 | 0 | 0 | 1.2846 | 0.47239 | 0 | 1.757 | 1.2846 | 0 | 0 | 0 | 0 | 0 | 0 | 0 | 0.47239 | 0 | 0 | 0 | 0 | 0 | 0
6918 | 2018-10-16 05:01 | 10 | Oktober | 5 | 289 | 0 | 0 | 0 | 0 | 0 | 2.1152 | 0.70241 | 0 | 2.8176 | 2.1152 | 0 | 0 | 0 | 0 | 0 | 0 | 0 | 0.70241 | 0 | 0 | 0 | 0 | 0 | 0
6919 | 2018-10-16 06:01 | 10 | Oktober | 6 | 289 | 0.065004 | 0.065004 | 0.065004 | 0 | 0 | 2.8087 | 1.1663 | 0 | 3.975 | 2.8737 | 0 | 0 | 0 | 0 | 0 | 0 | 0 | 1.1663 | 0 | 0 | 0 | 0 | 0 | 0
6920 | 2018-10-16 07:01 | 10 | Oktober | 7 | 289 | 1.0271 | 1.0271 | 1.0271 | 0 | 0 | 2.0063 | 1.1663 | 0 | 3.1726 | 3.0334 | 0 | 0 | 0 | 0 | 0 | 0 | 0 | 1.1663 | 0 | 0 | 0 | 0 | 0 | 0
6921 | 2018-10-16 08:01 | 10 | Oktober | 8 | 289 | 4.1863 | 3.002 | 3.9344 | 0 | 0.25187 | 0 | 0 | 0 | 0 | 3.002 | 0 | 0 | 0 | 0 | 0 | 0 | 0 | 0.93243 | 0 | 0 | 0 | 0 | 0 | 0
6922 | 2018-10-16 09:01 | 10 | Oktober | 9 | 289 | 5.3694 | 2.9216 | 3.7159 | 0 | 1.6534 | 0 | 0 | 0 | 0 | 2.9216 | 0 | 0 | 0 | 0 | 0 | 0 | 0 | 0.5874 | 0 | 0 | 0.20694 | 0 | 0 | 0.18624
6923 | 2018-10-16 10:01 | 10 | Oktober | 10 | 289 | 8.8016 | 2.9463 | 3.8627 | 0 | 4.9389 | 0 | 0 | 0 | 0 | 2.9463 | 0 | 0 | 0 | 0 | 0 | 0 | 0 | 0.47239 | 0 | 0 | 0.44402 | 0 | 0 | 0.39962
6924 | 2018-10-16 11:01 | 10 | Oktober | 11 | 289 | 9.8807 | 3.2833 | 4.4188 | 0 | 5.4619 | 0 | 0 | 0 | 0 | 3.2833 | 0 | 0 | 0 | 0 | 0 | 0 | 0 | 0.70241 | 0 | 0 | 0.43304 | 0 | 0 | 0.38973
6925 | 2018-10-16 12:01 | 10 | Oktober | 12 | 289 | 8.6066 | 3.2019 | 4.9756 | 0 | 3.631 | 0 | 0 | 0 | 0 | 3.2019 | 0 | 0 | 0 | 0 | 0 | 0 | 0 | 0.93243 | 0 | 0 | 0.84126 | 0 | 0 | 0.75713
6926 | 2018-10-16 13:01 | 10 | Oktober | 13 | 289 | 8.2166 | 2.8129 | 4.5195 | 0 | 3.697 | 0 | 0 | 0 | 0 | 2.8129 | 0 | 0 | 0 | 0 | 0 | 0 | 0 | 0.5874 | 0 | 0 | 1.1192 | 0 | 0 | 1.0073
6927 | 2018-10-16 14:01 | 10 | Oktober | 14 | 289 | 4.6023 | 2.5372 | 3.8898 | 0 | 0.7125 | 0 | 0 | 0 | 0 | 2.5372 | 0 | 0 | 0 | 0 | 0 | 0 | 0 | 0.35355 | 0 | 0 | 0.99905 | 0 | 0 | 0.89914
6928 | 2018-10-16 15:01 | 10 | Oktober | 15 | 289 | 2.3532 | 2.3532 | 2.3532 | 0 | 0 | 0.034631 | 0.35355 | 0.6033 | 0.99147 | 2.3878 | 0 | 0 | 0 | 0 | 0 | 0 | 0 | 0.35355 | 0 | 0 | 0.6033 | 0 | 0 | 0.54297
6929 | 2018-10-16 16:01 | 10 | Oktober | 16 | 289 | 0.67605 | 0.67605 | 0.67605 | 0 | 0 | 1.9215 | 0.5874 | 1.1803 | 3.6891 | 2.5975 | 0 | 0 | 0 | 0 | 0 | 0 | 0 | 0.5874 | 0 | 0 | 1.1803 | 0 | 0 | 1.0622
6930 | 2018-10-16 17:01 | 10 | Oktober | 17 | 289 | 0 | 0 | 0 | 0 | 0 | 3.1854 | 0.70241 | 2.0695 | 5.9574 | 3.1854 | 0 | 0 | 0 | 0 | 0 | 0 | 0 | 0.70241 | 0 | 0 | 2.0695 | 0 | 0 | 1.8626
6931 | 2018-10-16 18:01 | 10 | Oktober | 18 | 289 | 0 | 0 | 0 | 0 | 0 | 3.7434 | 0.70241 | 2.6644 | 7.1102 | 3.7434 | 0 | 0 | 0 | 0 | 0 | 0 | 0 | 0.70241 | 0 | 0 | 2.6644 | 0 | 0 | 2.398
6932 | 2018-10-16 19:01 | 10 | Oktober | 19 | 289 | 0 | 0 | 0 | 0 | 0 | 3.6636 | 0.5874 | 2.5359 | 6.7869 | 3.6636 | 0 | 0 | 0 | 0 | 0 | 0 | 0 | 0.5874 | 0 | 0 | 2.5359 | 0 | 0 | 2.2823
6933 | 2018-10-16 20:01 | 10 | Oktober | 20 | 289 | 0 | 0 | 0 | 0 | 0 | 3.4142 | 0.47239 | 1.8296 | 5.7162 | 3.4142 | 0 | 0 | 0 | 0 | 0 | 0 | 0 | 0.47239 | 0 | 0 | 1.8296 | 0 | 0 | 1.6467
6934 | 2018-10-16 21:01 | 10 | Oktober | 21 | 289 | 0 | 0 | 0 | 0 | 0 | 2.9968 | 0.23853 | 1.4543 | 4.6897 | 2.9968 | 0 | 0 | 0 | 0 | 0 | 0 | 0 | 0.23853 | 0 | 0 | 1.4543 | 0 | 0 | 1.3089
6935 | 2018-10-16 22:01 | 10 | Oktober | 22 | 289 | 0 | 0 | 0 | 0 | 0 | 2.2662 | 0.23853 | 0.9957 | 3.5004 | 2.2662 | 0 | 0 | 0 | 0 | 0 | 0 | 0 | 0.23853 | 0 | 0 | 0.9957 | 0 | 0 | 0.89613
6936 | 2018-10-16 23:01 | 10 | Oktober | 23 | 289 | 0 | 0 | 0 | 0 | 0 | 1.5726 | 0.12352 | 0.63126 | 2.3274 | 1.5726 | 0 | 0 | 0 | 0 | 0 | 0 | 0 | 0.12352 | 0 | 0 | 0.63126 | 0 | 0 | 0.56813
6937 | 2018-10-17 00:01 | 10 | Oktober | 0 | 290 | 0 | 0 | 0 | 0 | 0 | 1.2135 | 0.12352 | 0.34706 | 1.6841 | 1.2135 | 0 | 0 | 0 | 0 | 0 | 0 | 0 | 0.12352 | 0 | 0 | 0.34706 | 0 | 0 | 0.31235
6938 | 2018-10-17 01:01 | 10 | Oktober | 1 | 290 | 0 | 0 | 0 | 0 | 0 | 1.1125 | 0.12352 | 0.040439 | 1.2765 | 1.1125 | 0 | 0 | 0 | 0 | 0 | 0 | 0 | 0.12352 | 0 | 0 | 0.040439 | 0 | 0 | 0.036395
6939 | 2018-10-17 02:01 | 10 | Oktober | 2 | 290 | 0 | 0 | 0 | 0 | 0 | 1.0883 | 0.23853 | 0.042189 | 1.369 | 1.0883 | 0 | 0 | 0 | 0 | 0 | 0 | 0 | 0.23853 | 0 | 0 | 0.042189 | 0 | 0 | 0.03797
6940 | 2018-10-17 03:01 | 10 | Oktober | 3 | 290 | 0 | 0 | 0 | 0 | 0 | 1.1079 | 0.23853 | 0 | 1.3464 | 1.1079 | 0 | 0 | 0 | 0 | 0 | 0 | 0 | 0.23853 | 0 | 0 | 0 | 0 | 0 | 0
6941 | 2018-10-17 04:01 | 10 | Oktober | 4 | 290 | 0 | 0 | 0 | 0 | 0 | 1.2846 | 0.47239 | 0 | 1.757 | 1.2846 | 0 | 0 | 0 | 0 | 0 | 0 | 0 | 0.47239 | 0 | 0 | 0 | 0 | 0 | 0
6942 | 2018-10-17 05:01 | 10 | Oktober | 5 | 290 | 0 | 0 | 0 | 0 | 0 | 2.1152 | 0.70241 | 0 | 2.8176 | 2.1152 | 0 | 0 | 0 | 0 | 0 | 0 | 0 | 0.70241 | 0 | 0 | 0 | 0 | 0 | 0
6943 | 2018-10-17 06:01 | 10 | Oktober | 6 | 290 | 0.065004 | 0.065004 | 0.065004 | 0 | 0 | 2.8087 | 1.1663 | 0 | 3.975 | 2.8737 | 0 | 0 | 0 | 0 | 0 | 0 | 0 | 1.1663 | 0 | 0 | 0 | 0 | 0 | 0
6944 | 2018-10-17 07:01 | 10 | Oktober | 7 | 290 | 0.96206 | 0.96206 | 0.96206 | 0 | 0 | 2.0713 | 1.1663 | 0 | 3.2376 | 3.0334 | 0 | 0 | 0 | 0 | 0 | 0 | 0 | 1.1663 | 0 | 0 | 0 | 0 | 0 | 0
6945 | 2018-10-17 08:01 | 10 | Oktober | 8 | 290 | 2.1191 | 2.1191 | 2.1191 | 0 | 0 | 0.88284 | 0.93243 | 0 | 1.8153 | 3.002 | 0 | 0 | 0 | 0 | 0 | 0 | 0 | 0.93243 | 0 | 0 | 0 | 0 | 0 | 0
6946 | 2018-10-17 09:01 | 10 | Oktober | 9 | 290 | 2.9382 | 2.9216 | 2.9382 | 0 | 0 | 0 | 0.5708 | 0.20694 | 0.77774 | 2.9216 | 0 | 0 | 0 | 0 | 0 | 0 | 0 | 0.5874 | 0 | 0 | 0.20694 | 0 | 0 | 0.18624
6947 | 2018-10-17 10:01 | 10 | Oktober | 10 | 290 | 3.9133 | 2.9463 | 3.8627 | 0 | 0.050525 | 0 | 0 | 0 | 0 | 2.9463 | 0 | 0 | 0 | 0 | 0 | 0 | 0 | 0.47239 | 0 | 0 | 0.44402 | 0 | 0 | 0.39962
6948 | 2018-10-17 11:01 | 10 | Oktober | 11 | 290 | 4.4593 | 3.2833 | 4.4188 | 0 | 0.040543 | 0 | 0 | 0 | 0 | 3.2833 | 0 | 0 | 0 | 0 | 0 | 0 | 0 | 0.70241 | 0 | 0 | 0.43304 | 0 | 0 | 0.38973
6949 | 2018-10-17 12:01 | 10 | Oktober | 12 | 290 | 3.9133 | 3.2019 | 3.9133 | 0 | 0 | 0 | 0.22107 | 0.84126 | 1.0623 | 3.2019 | 0 | 0 | 0 | 0 | 0 | 0 | 0 | 0.93243 | 0 | 0 | 0.84126 | 0 | 0 | 0.75713
6950 | 2018-10-17 13:01 | 10 | Oktober | 13 | 290 | 3.6402 | 2.8129 | 3.6402 | 0 | 0 | 0 | 0 | 0.87927 | 0.87927 | 2.8129 | 0 | 0 | 0 | 0 | 0 | 0 | 0 | 0.5874 | 0 | 0 | 1.1192 | 0 | 0 | 1.0073
6951 | 2018-10-17 14:01 | 10 | Oktober | 14 | 290 | 2.7042 | 2.5372 | 2.7042 | 0 | 0 | 0 | 0.18658 | 0.99905 | 1.1856 | 2.5372 | 0 | 0 | 0 | 0 | 0 | 0 | 0 | 0.35355 | 0 | 0 | 0.99905 | 0 | 0 | 0.89914
6952 | 2018-10-17 15:01 | 10 | Oktober | 15 | 290 | 1.4951 | 1.4951 | 1.4951 | 0 | 0 | 0.89269 | 0.35355 | 0.6033 | 1.8495 | 2.3878 | 0 | 0 | 0 | 0 | 0 | 0 | 0 | 0.35355 | 0 | 0 | 0.6033 | 0 | 0 | 0.54297
6953 | 2018-10-17 16:01 | 10 | Oktober | 16 | 290 | 0.14301 | 0.14301 | 0.14301 | 0 | 0 | 2.4545 | 0.5874 | 1.1803 | 4.2222 | 2.5975 | 0 | 0 | 0 | 0 | 0 | 0 | 0 | 0.5874 | 0 | 0 | 1.1803 | 0 | 0 | 1.0622
6954 | 2018-10-17 17:01 | 10 | Oktober | 17 | 290 | 0 | 0 | 0 | 0 | 0 | 3.1854 | 0.70241 | 2.0695 | 5.9574 | 3.1854 | 0 | 0 | 0 | 0 | 0 | 0 | 0 | 0.70241 | 0 | 0 | 2.0695 | 0 | 0 | 1.8626
6955 | 2018-10-17 18:01 | 10 | Oktober | 18 | 290 | 0 | 0 | 0 | 0 | 0 | 3.7434 | 0.70241 | 2.6644 | 7.1102 | 3.7434 | 0 | 0 | 0 | 0 | 0 | 0 | 0 | 0.70241 | 0 | 0 | 2.6644 | 0 | 0 | 2.398
6956 | 2018-10-17 19:01 | 10 | Oktober | 19 | 290 | 0 | 0 | 0 | 0 | 0 | 3.6636 | 0.5874 | 2.5359 | 6.7869 | 3.6636 | 0 | 0 | 0 | 0 | 0 | 0 | 0 | 0.5874 | 0 | 0 | 2.5359 | 0 | 0 | 2.2823
6957 | 2018-10-17 20:01 | 10 | Oktober | 20 | 290 | 0 | 0 | 0 | 0 | 0 | 3.4142 | 0.47239 | 1.8296 | 5.7162 | 3.4142 | 0 | 0 | 0 | 0 | 0 | 0 | 0 | 0.47239 | 0 | 0 | 1.8296 | 0 | 0 | 1.6467
6958 | 2018-10-17 21:01 | 10 | Oktober | 21 | 290 | 0 | 0 | 0 | 0 | 0 | 2.9968 | 0.23853 | 1.4543 | 4.6897 | 2.9968 | 0 | 0 | 0 | 0 | 0 | 0 | 0 | 0.23853 | 0 | 0 | 1.4543 | 0 | 0 | 1.3089
6959 | 2018-10-17 22:01 | 10 | Oktober | 22 | 290 | 0 | 0 | 0 | 0 | 0 | 2.2662 | 0.23853 | 0.9957 | 3.5004 | 2.2662 | 0 | 0 | 0 | 0 | 0 | 0 | 0 | 0.23853 | 0 | 0 | 0.9957 | 0 | 0 | 0.89613
6960 | 2018-10-17 23:01 | 10 | Oktober | 23 | 290 | 0 | 0 | 0 | 0 | 0 | 1.5726 | 0.12352 | 0.63126 | 2.3274 | 1.5726 | 0 | 0 | 0 | 0 | 0 | 0 | 0 | 0.12352 | 0 | 0 | 0.63126 | 0 | 0 | 0.56813
6961 | 2018-10-18 00:01 | 10 | Oktober | 0 | 291 | 0 | 0 | 0 | 0 | 0 | 1.3604 | 0.12352 | 0.34706 | 1.8309 | 1.3604 | 0 | 0 | 0 | 0 | 0 | 0 | 0 | 0.12352 | 0 | 0 | 0.34706 | 0 | 0 | 0.31235
6962 | 2018-10-18 01:01 | 10 | Oktober | 1 | 291 | 0 | 0 | 0 | 0 | 0 | 1.1574 | 0.12352 | 0.040439 | 1.3213 | 1.1574 | 0 | 0 | 0 | 0 | 0 | 0 | 0 | 0.12352 | 0 | 0 | 0.040439 | 0 | 0 | 0.036395
6963 | 2018-10-18 02:01 | 10 | Oktober | 2 | 291 | 0 | 0 | 0 | 0 | 0 | 1.1022 | 0.23853 | 0.042189 | 1.3829 | 1.1022 | 0 | 0 | 0 | 0 | 0 | 0 | 0 | 0.23853 | 0 | 0 | 0.042189 | 0 | 0 | 0.03797
6964 | 2018-10-18 03:01 | 10 | Oktober | 3 | 291 | 0 | 0 | 0 | 0 | 0 | 1.0893 | 0.23853 | 0 | 1.3279 | 1.0893 | 0 | 0 | 0 | 0 | 0 | 0 | 0 | 0.23853 | 0 | 0 | 0 | 0 | 0 | 0
6965 | 2018-10-18 04:01 | 10 | Oktober | 4 | 291 | 0 | 0 | 0 | 0 | 0 | 1.1306 | 0.47239 | 0 | 1.6029 | 1.1306 | 0 | 0 | 0 | 0 | 0 | 0 | 0 | 0.47239 | 0 | 0 | 0 | 0 | 0 | 0
6966 | 2018-10-18 05:01 | 10 | Oktober | 5 | 291 | 0 | 0 | 0 | 0 | 0 | 1.4073 | 0.70241 | 0 | 2.1097 | 1.4073 | 0 | 0 | 0 | 0 | 0 | 0 | 0 | 0.70241 | 0 | 0 | 0 | 0 | 0 | 0
6967 | 2018-10-18 06:01 | 10 | Oktober | 6 | 291 | 0.039003 | 0.039003 | 0.039003 | 0 | 0 | 2.0829 | 1.1663 | 0 | 3.2492 | 2.1219 | 0 | 0 | 0 | 0 | 0 | 0 | 0 | 1.1663 | 0 | 0 | 0 | 0 | 0 | 0
6968 | 2018-10-18 07:01 | 10 | Oktober | 7 | 291 | 0.59804 | 0.59804 | 0.59804 | 0 | 0 | 2.2746 | 1.1663 | 0 | 3.4409 | 2.8726 | 0 | 0 | 0 | 0 | 0 | 0 | 0 | 1.1663 | 0 | 0 | 0 | 0 | 0 | 0
6969 | 2018-10-18 08:01 | 10 | Oktober | 8 | 291 | 0.62404 | 0.62404 | 0.62404 | 0 | 0 | 2.6752 | 0.93243 | 0 | 3.6077 | 3.2993 | 0 | 0 | 0 | 0 | 0 | 0 | 0 | 0.93243 | 0 | 0 | 0 | 0 | 0 | 0
6970 | 2018-10-18 09:01 | 10 | Oktober | 9 | 291 | 2.0931 | 2.0931 | 2.0931 | 0 | 0 | 1.472 | 0.5874 | 0.20694 | 2.2664 | 3.5652 | 0 | 0 | 0 | 0 | 0 | 0 | 0 | 0.5874 | 0 | 0 | 0.20694 | 0 | 0 | 0.18624
6971 | 2018-10-18 10:01 | 10 | Oktober | 10 | 291 | 5.5904 | 3.7414 | 4.6578 | 0 | 0.93259 | 0 | 0 | 0 | 0 | 3.7414 | 0 | 0 | 0 | 0 | 0 | 0 | 0 | 0.47239 | 0 | 0 | 0.44402 | 0 | 0 | 0.39962
6972 | 2018-10-18 11:01 | 10 | Oktober | 11 | 291 | 7.9435 | 3.9382 | 5.0737 | 0 | 2.8699 | 0 | 0 | 0 | 0 | 3.9382 | 0 | 0 | 0 | 0 | 0 | 0 | 0 | 0.70241 | 0 | 0 | 0.43304 | 0 | 0 | 0.38973
6973 | 2018-10-18 12:01 | 10 | Oktober | 12 | 291 | 13.0399 | 3.8573 | 5.631 | 0 | 7.4089 | 0 | 0 | 0 | 0 | 3.8573 | 0 | 0 | 0 | 0 | 0 | 0 | 0 | 0.93243 | 0 | 0 | 0.84126 | 0 | 0 | 0.75713
6974 | 2018-10-18 13:01 | 10 | Oktober | 13 | 291 | 8.4376 | 3.5239 | 5.2306 | 0 | 3.207 | 0 | 0 | 0 | 0 | 3.5239 | 0 | 0 | 0 | 0 | 0 | 0 | 0 | 0.5874 | 0 | 0 | 1.1192 | 0 | 0 | 1.0073
6975 | 2018-10-18 14:01 | 10 | Oktober | 14 | 291 | 6.3704 | 3.2642 | 4.6168 | 0 | 1.7536 | 0 | 0 | 0 | 0 | 3.2642 | 0 | 0 | 0 | 0 | 0 | 0 | 0 | 0.35355 | 0 | 0 | 0.99905 | 0 | 0 | 0.89914
6976 | 2018-10-18 15:01 | 10 | Oktober | 15 | 291 | 4.7323 | 3.2199 | 4.1768 | 0 | 0.55554 | 0 | 0 | 0 | 0 | 3.2199 | 0 | 0 | 0 | 0 | 0 | 0 | 0 | 0.35355 | 0 | 0 | 0.6033 | 0 | 0 | 0.54297
6977 | 2018-10-18 16:01 | 10 | Oktober | 16 | 291 | 0.39003 | 0.39003 | 0.39003 | 0 | 0 | 3.0947 | 0.5874 | 1.1803 | 4.8624 | 3.4848 | 0 | 0 | 0 | 0 | 0 | 0 | 0 | 0.5874 | 0 | 0 | 1.1803 | 0 | 0 | 1.0622
6978 | 2018-10-18 17:01 | 10 | Oktober | 17 | 291 | 0 | 0 | 0 | 0 | 0 | 3.9774 | 0.70241 | 2.0695 | 6.7493 | 3.9774 | 0 | 0 | 0 | 0 | 0 | 0 | 0 | 0.70241 | 0 | 0 | 2.0695 | 0 | 0 | 1.8626
6979 | 2018-10-18 18:01 | 10 | Oktober | 18 | 291 | 0 | 0 | 0 | 0 | 0 | 4.2819 | 0.70241 | 2.6644 | 7.6487 | 4.2819 | 0 | 0 | 0 | 0 | 0 | 0 | 0 | 0.70241 | 0 | 0 | 2.6644 | 0 | 0 | 2.398
6980 | 2018-10-18 19:01 | 10 | Oktober | 19 | 291 | 0 | 0 | 0 | 0 | 0 | 3.9176 | 0.5874 | 2.5359 | 7.0409 | 3.9176 | 0 | 0 | 0 | 0 | 0 | 0 | 0 | 0.5874 | 0 | 0 | 2.5359 | 0 | 0 | 2.2823
6981 | 2018-10-18 20:01 | 10 | Oktober | 20 | 291 | 0 | 0 | 0 | 0 | 0 | 3.2364 | 0.47239 | 1.8296 | 5.5384 | 3.2364 | 0 | 0 | 0 | 0 | 0 | 0 | 0 | 0.47239 | 0 | 0 | 1.8296 | 0 | 0 | 1.6467
6982 | 2018-10-18 21:01 | 10 | Oktober | 21 | 291 | 0 | 0 | 0 | 0 | 0 | 3.0561 | 0.23853 | 1.4543 | 4.7489 | 3.0561 | 0 | 0 | 0 | 0 | 0 | 0 | 0 | 0.23853 | 0 | 0 | 1.4543 | 0 | 0 | 1.3089
6983 | 2018-10-18 22:01 | 10 | Oktober | 22 | 291 | 0 | 0 | 0 | 0 | 0 | 2.6011 | 0.23853 | 0.9957 | 3.8353 | 2.6011 | 0 | 0 | 0 | 0 | 0 | 0 | 0 | 0.23853 | 0 | 0 | 0.9957 | 0 | 0 | 0.89613
6984 | 2018-10-18 23:01 | 10 | Oktober | 23 | 291 | 0 | 0 | 0 | 0 | 0 | 1.7076 | 0.12352 | 0.12317 | 1.9543 | 1.7076 | 0 | 0 | 0 | 0 | 0 | 0 | 0 | 0.12352 | 0 | 0 | 0.12317 | 0 | 0 | 0.11085
6985 | 2018-10-19 00:01 | 10 | Oktober | 0 | 292 | 0 | 0 | 0 | 0 | 0 | 1.9369 | 0.12352 | 0.091347 | 2.1518 | 1.9369 | 0 | 0 | 0 | 0 | 0 | 0 | 0 | 0.12352 | 0 | 0 | 0.091347 | 0 | 0 | 0.082212
6986 | 2018-10-19 01:01 | 10 | Oktober | 1 | 292 | 0 | 0 | 0 | 0 | 0 | 1.482 | 0.12352 | 0 | 1.6055 | 1.482 | 0 | 0 | 0 | 0 | 0 | 0 | 0 | 0.12352 | 0 | 0 | 0 | 0 | 0 | 0
6987 | 2018-10-19 02:01 | 10 | Oktober | 2 | 292 | 0 | 0 | 0 | 0 | 0 | 1.2073 | 0.23853 | 0.11659 | 1.5625 | 1.2073 | 0 | 0 | 0 | 0 | 0 | 0 | 0 | 0.23853 | 0 | 0 | 0.11659 | 0 | 0 | 0.10493
6988 | 2018-10-19 03:01 | 10 | Oktober | 3 | 292 | 0 | 0 | 0 | 0 | 0 | 1.1125 | 0.23853 | 0.042301 | 1.3934 | 1.1125 | 0 | 0 | 0 | 0 | 0 | 0 | 0 | 0.23853 | 0 | 0 | 0.042301 | 0 | 0 | 0.038071
6989 | 2018-10-19 04:01 | 10 | Oktober | 4 | 292 | 0 | 0 | 0 | 0 | 0 | 1.0899 | 0.47239 | 0.039756 | 1.602 | 1.0899 | 0 | 0 | 0 | 0 | 0 | 0 | 0 | 0.47239 | 0 | 0 | 0.039756 | 0 | 0 | 0.035781
6990 | 2018-10-19 05:01 | 10 | Oktober | 5 | 292 | 0 | 0 | 0 | 0 | 0 | 1.0919 | 0.70241 | 0 | 1.7943 | 1.0919 | 0 | 0 | 0 | 0 | 0 | 0 | 0 | 0.70241 | 0 | 0 | 0 | 0 | 0 | 0
6991 | 2018-10-19 06:01 | 10 | Oktober | 6 | 292 | 0.039003 | 0.039003 | 0.039003 | 0 | 0 | 1.1034 | 1.1663 | 0 | 2.2697 | 1.1424 | 0 | 0 | 0 | 0 | 0 | 0 | 0 | 1.1663 | 0 | 0 | 0 | 0 | 0 | 0
6992 | 2018-10-19 07:01 | 10 | Oktober | 7 | 292 | 0.45503 | 0.45503 | 0.45503 | 0 | 0 | 1.096 | 1.1663 | 0 | 2.2623 | 1.551 | 0 | 0 | 0 | 0 | 0 | 0 | 0 | 1.1663 | 0 | 0 | 0 | 0 | 0 | 0
6993 | 2018-10-19 08:01 | 10 | Oktober | 8 | 292 | 0.66304 | 0.66304 | 0.66304 | 0 | 0 | 1.8293 | 0.93243 | 0 | 2.7618 | 2.4924 | 0 | 0 | 0 | 0 | 0 | 0 | 0 | 0.93243 | 0 | 0 | 0 | 0 | 0 | 0
6994 | 2018-10-19 09:01 | 10 | Oktober | 9 | 292 | 1.0661 | 1.0661 | 1.0661 | 0 | 0 | 2.4218 | 0.5874 | 0.16574 | 3.1749 | 3.4879 | 0 | 0 | 0 | 0 | 0 | 0 | 0 | 0.5874 | 0 | 0 | 0.16574 | 0 | 0 | 0.14917
6995 | 2018-10-19 10:01 | 10 | Oktober | 10 | 292 | 4.1083 | 4.0145 | 4.1083 | 0 | 0 | 0 | 0.37858 | 0.39821 | 0.77679 | 4.0145 | 0 | 0 | 0 | 0 | 0 | 0 | 0 | 0.47239 | 0 | 0 | 0.39821 | 0 | 0 | 0.35839
6996 | 2018-10-19 11:01 | 10 | Oktober | 11 | 292 | 13.7679 | 4.4287 | 5.527 | 0 | 8.2409 | 0 | 0 | 0 | 0 | 4.4287 | 0 | 0 | 0 | 0 | 0 | 0 | 0 | 0.70241 | 0 | 0 | 0.39589 | 0 | 0 | 0.3563
6997 | 2018-10-19 12:01 | 10 | Oktober | 12 | 292 | 15.9651 | 4.4828 | 6.36 | 0 | 9.605 | 0 | 0 | 0 | 0 | 4.4828 | 0 | 0 | 0 | 0 | 0 | 0 | 0 | 0.93243 | 0 | 0 | 0.94478 | 0 | 0 | 0.8503
6998 | 2018-10-19 13:01 | 10 | Oktober | 13 | 292 | 5.1613 | 3.6754 | 5.1613 | 0 | 0 | 0 | 0 | 0.46604 | 0.46604 | 3.6754 | 0 | 0 | 0 | 0 | 0 | 0 | 0 | 0.5874 | 0 | 0 | 1.3646 | 0 | 0 | 1.2281
6999 | 2018-10-19 14:01 | 10 | Oktober | 14 | 292 | 10.2707 | 3.0082 | 4.5382 | 0 | 5.7325 | 0 | 0 | 0 | 0 | 3.0082 | 0 | 0 | 0 | 0 | 0 | 0 | 0 | 0.35355 | 0 | 0 | 1.1765 | 0 | 0 | 1.0589
7000 | 2018-10-19 15:01 | 10 | Oktober | 15 | 292 | 9.5296 | 2.6944 | 4.0203 | 0 | 5.5093 | 0 | 0 | 0 | 0 | 2.6944 | 0 | 0 | 0 | 0 | 0 | 0 | 0 | 0.35355 | 0 | 0 | 0.97242 | 0 | 0 | 0.87517
7001 | 2018-10-19 16:01 | 10 | Oktober | 16 | 292 | 3.8483 | 2.4115 | 3.8483 | 0 | 0 | 0 | 0 | 0.60921 | 0.60921 | 2.4115 | 0 | 0 | 0 | 0 | 0 | 0 | 0 | 0.5874 | 0 | 0 | 1.4586 | 0 | 0 | 1.3127
7002 | 2018-10-19 17:01 | 10 | Oktober | 17 | 292 | 0 | 0 | 0 | 0 | 0 | 2.5032 | 0.70241 | 1.6556 | 4.8612 | 2.5032 | 0 | 0 | 0 | 0 | 0 | 0 | 0 | 0.70241 | 0 | 0 | 1.6556 | 0 | 0 | 1.49
7003 | 2018-10-19 18:01 | 10 | Oktober | 18 | 292 | 0 | 0 | 0 | 0 | 0 | 3.035 | 0.70241 | 2.1629 | 5.9002 | 3.035 | 0 | 0 | 0 | 0 | 0 | 0 | 0 | 0.70241 | 0 | 0 | 2.1629 | 0 | 0 | 1.9466
7004 | 2018-10-19 19:01 | 10 | Oktober | 19 | 292 | 0 | 0 | 0 | 0 | 0 | 3.5167 | 0.5874 | 2.087 | 6.1911 | 3.5167 | 0 | 0 | 0 | 0 | 0 | 0 | 0 | 0.5874 | 0 | 0 | 2.087 | 0 | 0 | 1.8783
7005 | 2018-10-19 20:01 | 10 | Oktober | 20 | 292 | 0 | 0 | 0 | 0 | 0 | 3.3895 | 0.47239 | 1.7154 | 5.5773 | 3.3895 | 0 | 0 | 0 | 0 | 0 | 0 | 0 | 0.47239 | 0 | 0 | 1.7154 | 0 | 0 | 1.5439
7006 | 2018-10-19 21:01 | 10 | Oktober | 21 | 292 | 0 | 0 | 0 | 0 | 0 | 3.1663 | 0.23853 | 1.2558 | 4.6606 | 3.1663 | 0 | 0 | 0 | 0 | 0 | 0 | 0 | 0.23853 | 0 | 0 | 1.2558 | 0 | 0 | 1.1302
7007 | 2018-10-19 22:01 | 10 | Oktober | 22 | 292 | 0 | 0 | 0 | 0 | 0 | 2.8304 | 0.23853 | 0.75773 | 3.8267 | 2.8304 | 0 | 0 | 0 | 0 | 0 | 0 | 0 | 0.23853 | 0 | 0 | 0.75773 | 0 | 0 | 0.68195
7008 | 2018-10-19 23:01 | 10 | Oktober | 23 | 292 | 0 | 0 | 0 | 0 | 0 | 1.5726 | 0.12352 | 0.49733 | 2.1935 | 1.5726 | 0 | 0 | 0 | 0 | 0 | 0 | 0 | 0.12352 | 0 | 0 | 0.49733 | 0 | 0 | 0.4476
7009 | 2018-10-20 00:01 | 10 | Oktober | 0 | 293 | 0 | 0 | 0 | 0 | 0 | 1.2135 | 1.2297 | 0 | 2.4433 | 1.2135 | 0 | 1.1062 | 0 | 0 | 0 | 0 | 0 | 0.12352 | 0 | 0 | 0 | 0 | 0 | 0
7010 | 2018-10-20 01:01 | 10 | Oktober | 1 | 293 | 0 | 0 | 0 | 0 | 0 | 1.1125 | 1.8738 | 0 | 2.9863 | 1.1125 | 0 | 1.7503 | 0 | 0 | 0 | 0 | 0 | 0.12352 | 0 | 0 | 0 | 0 | 0 | 0
7011 | 2018-10-20 02:01 | 10 | Oktober | 2 | 293 | 0 | 0 | 0 | 0 | 0 | 1.0883 | 1.9853 | 0.085531 | 3.1591 | 1.0883 | 0 | 1.8618 | 0 | 0 | 0 | 0 | 0 | 0.12352 | 0 | 0 | 0.085531 | 0 | 0 | 0.076978
7012 | 2018-10-20 03:01 | 10 | Oktober | 3 | 293 | 0 | 0 | 0 | 0 | 0 | 1.1079 | 2.0544 | 0.025909 | 3.1882 | 1.1079 | 0 | 1.9309 | 0 | 0 | 0 | 0 | 0 | 0.12352 | 0 | 0 | 0.025909 | 0 | 0 | 0.023318
7013 | 2018-10-20 04:01 | 10 | Oktober | 4 | 293 | 0 | 0 | 0 | 0 | 0 | 1.2846 | 2.0636 | 0.055915 | 3.4041 | 1.2846 | 0 | 1.9401 | 0 | 0 | 0 | 0 | 0 | 0.12352 | 0 | 0 | 0.055915 | 0 | 0 | 0.050323
7014 | 2018-10-20 05:01 | 10 | Oktober | 5 | 293 | 0 | 0 | 0 | 0 | 0 | 2.1152 | 1.9857 | 0 | 4.1009 | 2.1152 | 0 | 1.7471 | 0 | 0 | 0 | 0 | 0 | 0.23853 | 0 | 0 | 0 | 0 | 0 | 0
7015 | 2018-10-20 06:01 | 10 | Oktober | 6 | 293 | 0.091006 | 0.091006 | 0.091006 | 0 | 0 | 2.7827 | 1.9133 | 0 | 4.6959 | 2.8737 | 0 | 1.4409 | 0 | 0 | 0 | 0 | 0 | 0.47239 | 0 | 0 | 0 | 0 | 0 | 0
7016 | 2018-10-20 07:01 | 10 | Oktober | 7 | 293 | 2.6002 | 2.6002 | 2.6002 | 0 | 0 | 0.43323 | 1.8567 | 0 | 2.2899 | 3.0334 | 0 | 1.1543 | 0 | 0 | 0 | 0 | 0 | 0.70241 | 0 | 0 | 0 | 0 | 0 | 0
7017 | 2018-10-20 08:01 | 10 | Oktober | 8 | 293 | 4.2513 | 3.002 | 4.2513 | 0 | 0 | 0 | 0.4346 | 0 | 0.4346 | 3.002 | 0 | 0.9815 | 0 | 0 | 0 | 0 | 0 | 0.70241 | 0 | 0 | 0 | 0 | 0 | 0
7018 | 2018-10-20 09:01 | 10 | Oktober | 9 | 293 | 6.9425 | 2.9216 | 4.5261 | 0 | 2.4163 | 0 | 0 | 0 | 0 | 2.9216 | 0 | 0.74407 | 0 | 0 | 0 | 0 | 0 | 0.5874 | 0 | 0 | 0.27308 | 0 | 0 | 0.24577
7019 | 2018-10-20 10:01 | 10 | Oktober | 10 | 293 | 8.7366 | 2.9463 | 3.8788 | 0 | 4.8578 | 0 | 0 | 0 | 0 | 2.9463 | 0 | 0 | 0 | 0 | 0 | 0 | 0 | 0.35738 | 0 | 0 | 0.57504 | 0 | 0 | 0.51754
7020 | 2018-10-20 11:01 | 10 | Oktober | 11 | 293 | 9.2436 | 3.2833 | 4.5466 | 0 | 4.697 | 0 | 0 | 0 | 0 | 3.2833 | 0 | 0.18141 | 0 | 0 | 0 | 0 | 0 | 0.5874 | 0 | 0 | 0.49448 | 0 | 0 | 0.44503
7021 | 2018-10-20 12:01 | 10 | Oktober | 12 | 293 | 7.8915 | 3.2019 | 5.0775 | 0 | 2.814 | 0 | 0 | 0 | 0 | 3.2019 | 0 | 0.3703 | 0 | 0 | 0 | 0 | 0 | 0.70241 | 0 | 0 | 0.80292 | 0 | 0 | 0.72263
7022 | 2018-10-20 13:01 | 10 | Oktober | 13 | 293 | 4.6803 | 2.8129 | 4.6803 | 0 | 0 | 0 | 0 | 0.27992 | 0.27992 | 2.8129 | 0 | 0.016636 | 0 | 0 | 0 | 0 | 0 | 0.70241 | 0 | 0 | 1.4283 | 0 | 0 | 1.2855
7023 | 2018-10-20 14:01 | 10 | Oktober | 14 | 293 | 3.3672 | 2.5372 | 3.3672 | 0 | 0 | 0 | 0.1447 | 1.0268 | 1.1716 | 2.5372 | 0 | 0.38732 | 0 | 0 | 0 | 0 | 0 | 0.5874 | 0 | 0 | 1.0268 | 0 | 0 | 0.92416
7024 | 2018-10-20 15:01 | 10 | Oktober | 15 | 293 | 1.1051 | 1.1051 | 1.1051 | 0 | 0 | 1.2827 | 1.0956 | 0.73184 | 3.1102 | 2.3878 | 0 | 0.5082 | 0 | 0 | 0 | 0 | 0 | 0.5874 | 0 | 0 | 0.73184 | 0 | 0 | 0.65866
7025 | 2018-10-20 16:01 | 10 | Oktober | 16 | 293 | 0.065004 | 0.065004 | 0.065004 | 0 | 0 | 2.5325 | 1.8892 | 0.83299 | 5.2547 | 2.5975 | 0 | 0.83797 | 0 | 0 | 0 | 0 | 0 | 1.0513 | 0 | 0 | 0.83299 | 0 | 0 | 0.74969
7026 | 2018-10-20 17:01 | 10 | Oktober | 17 | 293 | 0 | 0 | 0 | 0 | 0 | 3.1854 | 1.6233 | 1.2201 | 6.0288 | 3.1854 | 0 | 0.80586 | 0 | 0 | 0 | 0 | 0 | 0.81742 | 0 | 0 | 1.2201 | 0 | 0 | 1.0981
7027 | 2018-10-20 18:01 | 10 | Oktober | 18 | 293 | 0 | 0 | 0 | 0 | 0 | 3.7434 | 0.9054 | 1.9034 | 6.5523 | 3.7434 | 0 | 0.43301 | 0 | 0 | 0 | 0 | 0 | 0.47239 | 0 | 0 | 1.9034 | 0 | 0 | 1.7131
7028 | 2018-10-20 19:01 | 10 | Oktober | 19 | 293 | 0 | 0 | 0 | 0 | 0 | 3.6636 | 0.98825 | 1.7545 | 6.4063 | 3.6636 | 0 | 0.51586 | 0 | 0 | 0 | 0 | 0 | 0.47239 | 0 | 0 | 1.7545 | 0 | 0 | 1.579
7029 | 2018-10-20 20:01 | 10 | Oktober | 20 | 293 | 0 | 0 | 0 | 0 | 0 | 3.4142 | 1.0148 | 1.2804 | 5.7094 | 3.4142 | 0 | 0.77631 | 0 | 0 | 0 | 0 | 0 | 0.23853 | 0 | 0 | 1.2804 | 0 | 0 | 1.1523
7030 | 2018-10-20 21:01 | 10 | Oktober | 21 | 293 | 0 | 0 | 0 | 0 | 0 | 2.9968 | 1.1939 | 0.99691 | 5.1876 | 2.9968 | 0 | 0.95534 | 0 | 0 | 0 | 0 | 0 | 0.23853 | 0 | 0 | 0.99691 | 0 | 0 | 0.89722
7031 | 2018-10-20 22:01 | 10 | Oktober | 22 | 293 | 0 | 0 | 0 | 0 | 0 | 2.2662 | 1.6344 | 0.5535 | 4.4541 | 2.2662 | 0 | 1.3959 | 0 | 0 | 0 | 0 | 0 | 0.23853 | 0 | 0 | 0.5535 | 0 | 0 | 0.49815
7032 | 2018-10-20 23:01 | 10 | Oktober | 23 | 293 | 0 | 0 | 0 | 0 | 0 | 1.5726 | 1.8051 | 0.49099 | 3.8688 | 1.5726 | 0 | 1.6816 | 0 | 0 | 0 | 0 | 0 | 0.12352 | 0 | 0 | 0.49099 | 0 | 0 | 0.44189
7033 | 2018-10-21 00:01 | 10 | Oktober | 0 | 294 | 0 | 0 | 0 | 0 | 0 | 1.2135 | 1.9225 | 0.59399 | 3.73 | 1.2135 | 0 | 1.799 | 0 | 0 | 0 | 0 | 0 | 0.12352 | 0 | 0 | 0.59399 | 0 | 0 | 0.53459
7034 | 2018-10-21 01:01 | 10 | Oktober | 1 | 294 | 0 | 0 | 0 | 0 | 0 | 1.1125 | 1.9664 | 0.39144 | 3.4703 | 1.1125 | 0 | 1.8428 | 0 | 0 | 0 | 0 | 0 | 0.12352 | 0 | 0 | 0.39144 | 0 | 0 | 0.35229
7035 | 2018-10-21 02:01 | 10 | Oktober | 2 | 294 | 0 | 0 | 0 | 0 | 0 | 1.0883 | 1.9883 | 0.014074 | 3.0907 | 1.0883 | 0 | 1.8648 | 0 | 0 | 0 | 0 | 0 | 0.12352 | 0 | 0 | 0.014074 | 0 | 0 | 0.012667
7036 | 2018-10-21 03:01 | 10 | Oktober | 3 | 294 | 0 | 0 | 0 | 0 | 0 | 1.1079 | 1.9829 | 0.026572 | 3.1173 | 1.1079 | 0 | 1.8593 | 0 | 0 | 0 | 0 | 0 | 0.12352 | 0 | 0 | 0.026572 | 0 | 0 | 0.023914
7037 | 2018-10-21 04:01 | 10 | Oktober | 4 | 294 | 0 | 0 | 0 | 0 | 0 | 1.2846 | 1.9327 | 0.02326 | 3.2405 | 1.2846 | 0 | 1.8091 | 0 | 0 | 0 | 0 | 0 | 0.12352 | 0 | 0 | 0.02326 | 0 | 0 | 0.020934
7038 | 2018-10-21 05:01 | 10 | Oktober | 5 | 294 | 0 | 0 | 0 | 0 | 0 | 2.1152 | 1.6964 | 0 | 3.8116 | 2.1152 | 0 | 1.5729 | 0 | 0 | 0 | 0 | 0 | 0.12352 | 0 | 0 | 0 | 0 | 0 | 0
7039 | 2018-10-21 06:01 | 10 | Oktober | 6 | 294 | 0.039003 | 0.039003 | 0.039003 | 0 | 0 | 2.8347 | 1.3799 | 0 | 4.2146 | 2.8737 | 0 | 1.2564 | 0 | 0 | 0 | 0 | 0 | 0.12352 | 0 | 0 | 0 | 0 | 0 | 0
7040 | 2018-10-21 07:01 | 10 | Oktober | 7 | 294 | 2.8212 | 2.8212 | 2.8212 | 0 | 0 | 0.21222 | 0.94711 | 0 | 1.1593 | 3.0334 | 0 | 0.70858 | 0 | 0 | 0 | 0 | 0 | 0.23853 | 0 | 0 | 0 | 0 | 0 | 0
7041 | 2018-10-21 08:01 | 10 | Oktober | 8 | 294 | 5.4214 | 3.002 | 3.5297 | 0 | 1.8916 | 0 | 0 | 0 | 0 | 3.002 | 0 | 0.17036 | 0 | 0 | 0 | 0 | 0 | 0.35738 | 0 | 0 | 0 | 0 | 0 | 0
7042 | 2018-10-21 09:01 | 10 | Oktober | 9 | 294 | 4.4723 | 2.9216 | 3.9217 | 0 | 0.55063 | 0 | 0 | 0 | 0 | 2.9216 | 0 | 0 | 0 | 0 | 0 | 0 | 0 | 0.70241 | 0 | 0 | 0.29766 | 0 | 0 | 0.2679
7043 | 2018-10-21 10:01 | 10 | Oktober | 10 | 294 | 6.4614 | 2.9463 | 4.2558 | 0 | 2.2056 | 0 | 0 | 0 | 0 | 2.9463 | 0 | 0 | 0 | 0 | 0 | 0 | 0 | 0.70241 | 0 | 0 | 0.60708 | 0 | 0 | 0.54638
7044 | 2018-10-21 11:01 | 10 | Oktober | 11 | 294 | 9.3996 | 3.2833 | 4.6932 | 0 | 4.7064 | 0 | 0 | 0 | 0 | 3.2833 | 0 | 0 | 0 | 0 | 0 | 0 | 0 | 0.93243 | 0 | 0 | 0.47745 | 0 | 0 | 0.4297
7045 | 2018-10-21 12:01 | 10 | Oktober | 12 | 294 | 8.2166 | 3.2019 | 4.6464 | 0 | 3.5701 | 0 | 0 | 0 | 0 | 3.2019 | 0 | 0 | 0 | 0 | 0 | 0 | 0 | 0.93243 | 0 | 0 | 0.51211 | 0 | 0 | 0.4609
7046 | 2018-10-21 13:01 | 10 | Oktober | 13 | 294 | 10.7647 | 2.8129 | 4.3357 | 0 | 6.429 | 0 | 0 | 0 | 0 | 2.8129 | 0 | 0 | 0 | 0 | 0 | 0 | 0 | 0.81742 | 0 | 0 | 0.70537 | 0 | 0 | 0.63484
7047 | 2018-10-21 14:01 | 10 | Oktober | 14 | 294 | 7.8135 | 2.5372 | 3.7979 | 0 | 4.0156 | 0 | 0 | 0 | 0 | 2.5372 | 0 | 0 | 0 | 0 | 0 | 0 | 0 | 0.5874 | 0 | 0 | 0.6733 | 0 | 0 | 0.60597
7048 | 2018-10-21 15:01 | 10 | Oktober | 15 | 294 | 4.1083 | 2.3878 | 3.5512 | 0 | 0.55709 | 0 | 0 | 0 | 0 | 2.3878 | 0 | 0 | 0 | 0 | 0 | 0 | 0 | 0.47239 | 0 | 0 | 0.691 | 0 | 0 | 0.6219
7049 | 2018-10-21 16:01 | 10 | Oktober | 16 | 294 | 0.24702 | 0.24702 | 0.24702 | 0 | 0 | 2.3505 | 0.5874 | 0.81723 | 3.7551 | 2.5975 | 0 | 0 | 0 | 0 | 0 | 0 | 0 | 0.5874 | 0 | 0 | 0.81723 | 0 | 0 | 0.73551
7050 | 2018-10-21 17:01 | 10 | Oktober | 17 | 294 | 0 | 0 | 0 | 0 | 0 | 3.1854 | 0.70241 | 1.2113 | 5.0991 | 3.1854 | 0 | 0 | 0 | 0 | 0 | 0 | 0 | 0.70241 | 0 | 0 | 1.2113 | 0 | 0 | 1.0901
7051 | 2018-10-21 18:01 | 10 | Oktober | 18 | 294 | 0 | 0 | 0 | 0 | 0 | 3.7434 | 0.70241 | 1.9407 | 6.3865 | 3.7434 | 0 | 0 | 0 | 0 | 0 | 0 | 0 | 0.70241 | 0 | 0 | 1.9407 | 0 | 0 | 1.7466
7052 | 2018-10-21 19:01 | 10 | Oktober | 19 | 294 | 0 | 0 | 0 | 0 | 0 | 3.6636 | 0.61871 | 2.17 | 6.4523 | 3.6636 | 0 | 0.14632 | 0 | 0 | 0 | 0 | 0 | 0.47239 | 0 | 0 | 2.17 | 0 | 0 | 1.953
7053 | 2018-10-21 20:01 | 10 | Oktober | 20 | 294 | 0 | 0 | 0 | 0 | 0 | 3.4142 | 0.9735 | 1.905 | 6.2927 | 3.4142 | 0 | 0.50111 | 0 | 0 | 0 | 0 | 0 | 0.47239 | 0 | 0 | 1.905 | 0 | 0 | 1.7145
7054 | 2018-10-21 21:01 | 10 | Oktober | 21 | 294 | 0 | 0 | 0 | 0 | 0 | 2.9968 | 0.93288 | 1.5578 | 5.4875 | 2.9968 | 0 | 0.69435 | 0 | 0 | 0 | 0 | 0 | 0.23853 | 0 | 0 | 1.5578 | 0 | 0 | 1.402
7055 | 2018-10-21 22:01 | 10 | Oktober | 22 | 294 | 0 | 0 | 0 | 0 | 0 | 2.2662 | 1.3861 | 0.88022 | 4.5325 | 2.2662 | 0 | 1.1476 | 0 | 0 | 0 | 0 | 0 | 0.23853 | 0 | 0 | 0.88022 | 0 | 0 | 0.7922
7056 | 2018-10-21 23:01 | 10 | Oktober | 23 | 294 | 0 | 0 | 0 | 0 | 0 | 1.5726 | 1.5852 | 0.73599 | 3.8938 | 1.5726 | 0 | 1.4617 | 0 | 0 | 0 | 0 | 0 | 0.12352 | 0 | 0 | 0.73599 | 0 | 0 | 0.66239
7057 | 2018-10-22 00:01 | 10 | Oktober | 0 | 295 | 0 | 0 | 0 | 0 | 0 | 1.2135 | 1.8213 | 0.37687 | 3.4117 | 1.2135 | 0 | 1.6978 | 0 | 0 | 0 | 0 | 0 | 0.12352 | 0 | 0 | 0.37687 | 0 | 0 | 0.33918
7058 | 2018-10-22 01:01 | 10 | Oktober | 1 | 295 | 0 | 0 | 0 | 0 | 0 | 1.1125 | 1.9396 | 0.57442 | 3.6265 | 1.1125 | 0 | 1.8161 | 0 | 0 | 0 | 0 | 0 | 0.12352 | 0 | 0 | 0.57442 | 0 | 0 | 0.51697
7059 | 2018-10-22 02:01 | 10 | Oktober | 2 | 295 | 0 | 0 | 0 | 0 | 0 | 1.0883 | 2.1958 | 0.34995 | 3.6341 | 1.0883 | 0 | 1.9573 | 0 | 0 | 0 | 0 | 0 | 0.23853 | 0 | 0 | 0.34995 | 0 | 0 | 0.31496
7060 | 2018-10-22 03:01 | 10 | Oktober | 3 | 295 | 0 | 0 | 0 | 0 | 0 | 1.1079 | 2.2501 | 0 | 3.358 | 1.1079 | 0 | 2.0115 | 0 | 0 | 0 | 0 | 0 | 0.23853 | 0 | 0 | 0 | 0 | 0 | 0
7061 | 2018-10-22 04:01 | 10 | Oktober | 4 | 295 | 0 | 0 | 0 | 0 | 0 | 1.2846 | 2.5086 | 0 | 3.7932 | 1.2846 | 0 | 2.0362 | 0 | 0 | 0 | 0 | 0 | 0.47239 | 0 | 0 | 0 | 0 | 0 | 0
7062 | 2018-10-22 05:01 | 10 | Oktober | 5 | 295 | 0 | 0 | 0 | 0 | 0 | 2.1152 | 2.5485 | 0 | 4.6637 | 2.1152 | 0 | 1.8461 | 0 | 0 | 0 | 0 | 0 | 0.70241 | 0 | 0 | 0 | 0 | 0 | 0
7063 | 2018-10-22 06:01 | 10 | Oktober | 6 | 295 | 0.20801 | 0.20801 | 0.20801 | 0 | 0 | 2.6657 | 2.7126 | 0 | 5.3783 | 2.8737 | 0 | 1.5463 | 0 | 0 | 0 | 0 | 0 | 1.1663 | 0 | 0 | 0 | 0 | 0 | 0
7064 | 2018-10-22 07:01 | 10 | Oktober | 7 | 295 | 7.1635 | 3.0334 | 5.4821 | 0 | 1.6813 | 0 | 0 | 0 | 0 | 3.0334 | 0 | 1.2824 | 0 | 0 | 0 | 0 | 0 | 1.1663 | 0 | 0 | 0 | 0 | 0 | 0
7065 | 2018-10-22 08:01 | 10 | Oktober | 8 | 295 | 9.1136 | 3.002 | 5.284 | 0 | 3.8296 | 0 | 0 | 0 | 0 | 3.002 | 0 | 1.3496 | 0 | 0 | 0 | 0 | 0 | 0.93243 | 0 | 0 | 0 | 0 | 0 | 0
7066 | 2018-10-22 09:01 | 10 | Oktober | 9 | 295 | 8.3466 | 2.9216 | 4.906 | 0 | 3.4405 | 0 | 0 | 0 | 0 | 2.9216 | 0 | 1.1901 | 0 | 0 | 0 | 0 | 0 | 0.5874 | 0 | 0 | 0.20694 | 0 | 0 | 0.18624
7067 | 2018-10-22 10:01 | 10 | Oktober | 10 | 295 | 5.2654 | 2.9463 | 4.8871 | 0 | 0.37825 | 0 | 0 | 0 | 0 | 2.9463 | 0 | 1.0244 | 0 | 0 | 0 | 0 | 0 | 0.47239 | 0 | 0 | 0.44402 | 0 | 0 | 0.39962
7068 | 2018-10-22 11:01 | 10 | Oktober | 11 | 295 | 9.4386 | 3.2833 | 5.2403 | 0 | 4.1984 | 0 | 0 | 0 | 0 | 3.2833 | 0 | 0.82152 | 0 | 0 | 0 | 0 | 0 | 0.70241 | 0 | 0 | 0.43304 | 0 | 0 | 0.38973
7069 | 2018-10-22 12:01 | 10 | Oktober | 12 | 295 | 13.3649 | 3.2019 | 5.2265 | 0 | 8.1384 | 0 | 0 | 0 | 0 | 3.2019 | 0 | 0.2509 | 0 | 0 | 0 | 0 | 0 | 0.93243 | 0 | 0 | 0.84126 | 0 | 0 | 0.75713
7070 | 2018-10-22 13:01 | 10 | Oktober | 13 | 295 | 9.5296 | 2.8129 | 5.0186 | 0 | 4.5111 | 0 | 0 | 0 | 0 | 2.8129 | 0 | 0.49907 | 0 | 0 | 0 | 0 | 0 | 0.5874 | 0 | 0 | 1.1192 | 0 | 0 | 1.0073
7071 | 2018-10-22 14:01 | 10 | Oktober | 14 | 295 | 0.68905 | 0.68905 | 0.68905 | 0 | 0 | 1.8482 | 1.2795 | 0.99905 | 4.1267 | 2.5372 | 0 | 0.92591 | 0 | 0 | 0 | 0 | 0 | 0.35355 | 0 | 0 | 0.99905 | 0 | 0 | 0.89914
7072 | 2018-10-22 15:01 | 10 | Oktober | 15 | 295 | 0.93606 | 0.93606 | 0.93606 | 0 | 0 | 1.4517 | 1.403 | 0.6033 | 3.458 | 2.3878 | 0 | 1.0495 | 0 | 0 | 0 | 0 | 0 | 0.35355 | 0 | 0 | 0.6033 | 0 | 0 | 0.54297
7073 | 2018-10-22 16:01 | 10 | Oktober | 16 | 295 | 0.065004 | 0.065004 | 0.065004 | 0 | 0 | 2.5325 | 1.8386 | 1.1803 | 5.5514 | 2.5975 | 0 | 1.2512 | 0 | 0 | 0 | 0 | 0 | 0.5874 | 0 | 0 | 1.1803 | 0 | 0 | 1.0622
7074 | 2018-10-22 17:01 | 10 | Oktober | 17 | 295 | 0 | 0 | 0 | 0 | 0 | 3.1854 | 1.7909 | 2.0695 | 7.0458 | 3.1854 | 0 | 1.0885 | 0 | 0 | 0 | 0 | 0 | 0.70241 | 0 | 0 | 2.0695 | 0 | 0 | 1.8626
7075 | 2018-10-22 18:01 | 10 | Oktober | 18 | 295 | 0 | 0 | 0 | 0 | 0 | 3.7434 | 1.408 | 2.6644 | 7.8159 | 3.7434 | 0 | 0.70563 | 0 | 0 | 0 | 0 | 0 | 0.70241 | 0 | 0 | 2.6644 | 0 | 0 | 2.398
7076 | 2018-10-22 19:01 | 10 | Oktober | 19 | 295 | 0 | 0 | 0 | 0 | 0 | 3.6636 | 1.3756 | 2.5359 | 7.5751 | 3.6636 | 0 | 0.78821 | 0 | 0 | 0 | 0 | 0 | 0.5874 | 0 | 0 | 2.5359 | 0 | 0 | 2.2823
7077 | 2018-10-22 20:01 | 10 | Oktober | 20 | 295 | 0 | 0 | 0 | 0 | 0 | 3.4142 | 1.5038 | 1.8296 | 6.7476 | 3.4142 | 0 | 1.0314 | 0 | 0 | 0 | 0 | 0 | 0.47239 | 0 | 0 | 1.8296 | 0 | 0 | 1.6467
7078 | 2018-10-22 21:01 | 10 | Oktober | 21 | 295 | 0 | 0 | 0 | 0 | 0 | 2.9968 | 1.4326 | 1.4543 | 5.8838 | 2.9968 | 0 | 1.1941 | 0 | 0 | 0 | 0 | 0 | 0.23853 | 0 | 0 | 1.4543 | 0 | 0 | 1.3089
7079 | 2018-10-22 22:01 | 10 | Oktober | 22 | 295 | 0 | 0 | 0 | 0 | 0 | 2.2662 | 1.8537 | 0.9957 | 5.1156 | 2.2662 | 0 | 1.6152 | 0 | 0 | 0 | 0 | 0 | 0.23853 | 0 | 0 | 0.9957 | 0 | 0 | 0.89613
7080 | 2018-10-22 23:01 | 10 | Oktober | 23 | 295 | 0 | 0 | 0 | 0 | 0 | 1.5726 | 2.0216 | 0.63126 | 4.2255 | 1.5726 | 0 | 1.8981 | 0 | 0 | 0 | 0 | 0 | 0.12352 | 0 | 0 | 0.63126 | 0 | 0 | 0.56813
7081 | 2018-10-23 00:01 | 10 | Oktober | 0 | 296 | 0 | 0 | 0 | 0 | 0 | 1.2135 | 2.1378 | 0.34706 | 3.6984 | 1.2135 | 0 | 2.0143 | 0 | 0 | 0 | 0 | 0 | 0.12352 | 0 | 0 | 0.34706 | 0 | 0 | 0.31235
7082 | 2018-10-23 01:01 | 10 | Oktober | 1 | 296 | 0 | 0 | 0 | 0 | 0 | 1.1125 | 2.1813 | 0.040439 | 3.3342 | 1.1125 | 0 | 2.0578 | 0 | 0 | 0 | 0 | 0 | 0.12352 | 0 | 0 | 0.040439 | 0 | 0 | 0.036395
7083 | 2018-10-23 02:01 | 10 | Oktober | 2 | 296 | 0 | 0 | 0 | 0 | 0 | 1.0883 | 2.3181 | 0.042189 | 3.4486 | 1.0883 | 0 | 2.0796 | 0 | 0 | 0 | 0 | 0 | 0.23853 | 0 | 0 | 0.042189 | 0 | 0 | 0.03797
7084 | 2018-10-23 03:01 | 10 | Oktober | 3 | 296 | 0 | 0 | 0 | 0 | 0 | 1.1079 | 2.3128 | 0 | 3.4207 | 1.1079 | 0 | 2.0742 | 0 | 0 | 0 | 0 | 0 | 0.23853 | 0 | 0 | 0 | 0 | 0 | 0
7085 | 2018-10-23 04:01 | 10 | Oktober | 4 | 296 | 0 | 0 | 0 | 0 | 0 | 1.2846 | 2.497 | 0 | 3.7816 | 1.2846 | 0 | 2.0246 | 0 | 0 | 0 | 0 | 0 | 0.47239 | 0 | 0 | 0 | 0 | 0 | 0
7086 | 2018-10-23 05:01 | 10 | Oktober | 5 | 296 | 0 | 0 | 0 | 0 | 0 | 2.1152 | 2.4936 | 0 | 4.6088 | 2.1152 | 0 | 1.7912 | 0 | 0 | 0 | 0 | 0 | 0.70241 | 0 | 0 | 0 | 0 | 0 | 0
7087 | 2018-10-23 06:01 | 10 | Oktober | 6 | 296 | 0.065004 | 0.065004 | 0.065004 | 0 | 0 | 2.8087 | 2.6445 | 0 | 5.4532 | 2.8737 | 0 | 1.4783 | 0 | 0 | 0 | 0 | 0 | 1.1663 | 0 | 0 | 0 | 0 | 0 | 0
7088 | 2018-10-23 07:01 | 10 | Oktober | 7 | 296 | 5.9804 | 3.0334 | 5.1259 | 0 | 0.85448 | 0 | 0 | 0 | 0 | 3.0334 | 0 | 0.92622 | 0 | 0 | 0 | 0 | 0 | 1.1663 | 0 | 0 | 0 | 0 | 0 | 0
7089 | 2018-10-23 08:01 | 10 | Oktober | 8 | 296 | 10.1537 | 3.002 | 4.3725 | 0 | 5.7811 | 0 | 0 | 0 | 0 | 3.002 | 0 | 0.43813 | 0 | 0 | 0 | 0 | 0 | 0.93243 | 0 | 0 | 0 | 0 | 0 | 0
7090 | 2018-10-23 09:01 | 10 | Oktober | 9 | 296 | 12.5068 | 2.9216 | 3.7159 | 0 | 8.7909 | 0 | 0 | 0 | 0 | 2.9216 | 0 | 0 | 0 | 0 | 0 | 0 | 0 | 0.5874 | 0 | 0 | 0.20694 | 0 | 0 | 0.18624
7091 | 2018-10-23 10:01 | 10 | Oktober | 10 | 296 | 14.678 | 2.9463 | 3.8627 | 0 | 10.8152 | 0 | 0 | 0 | 0 | 2.9463 | 0 | 0 | 0 | 0 | 0 | 0 | 0 | 0.47239 | 0 | 0 | 0.44402 | 0 | 0 | 0.39962
7092 | 2018-10-23 11:01 | 10 | Oktober | 11 | 296 | 17.2652 | 3.2833 | 4.4188 | 0 | 12.8464 | 0 | 0 | 0 | 0 | 3.2833 | 0 | 0 | 0 | 0 | 0 | 0 | 0 | 0.70241 | 0 | 0 | 0.43304 | 0 | 0 | 0.38973
7093 | 2018-10-23 12:01 | 10 | Oktober | 12 | 296 | 15.9911 | 3.2019 | 4.9756 | 0 | 11.0155 | 0 | 0 | 0 | 0 | 3.2019 | 0 | 0 | 0 | 0 | 0 | 0 | 0 | 0.93243 | 0 | 0 | 0.84126 | 0 | 0 | 0.75713
7094 | 2018-10-23 13:01 | 10 | Oktober | 13 | 296 | 13.1049 | 2.8129 | 4.5195 | 0 | 8.5854 | 0 | 0 | 0 | 0 | 2.8129 | 0 | 0 | 0 | 0 | 0 | 0 | 0 | 0.5874 | 0 | 0 | 1.1192 | 0 | 0 | 1.0073
7095 | 2018-10-23 14:01 | 10 | Oktober | 14 | 296 | 9.9197 | 2.5372 | 3.8898 | 0 | 6.0299 | 0 | 0 | 0 | 0 | 2.5372 | 0 | 0 | 0 | 0 | 0 | 0 | 0 | 0.35355 | 0 | 0 | 0.99905 | 0 | 0 | 0.89914
7096 | 2018-10-23 15:01 | 10 | Oktober | 15 | 296 | 7.3195 | 2.3878 | 3.3446 | 0 | 3.9749 | 0 | 0 | 0 | 0 | 2.3878 | 0 | 0 | 0 | 0 | 0 | 0 | 0 | 0.35355 | 0 | 0 | 0.6033 | 0 | 0 | 0.54297
7097 | 2018-10-23 16:01 | 10 | Oktober | 16 | 296 | 0.24702 | 0.24702 | 0.24702 | 0 | 0 | 2.3505 | 0.5874 | 1.1803 | 4.1181 | 2.5975 | 0 | 0 | 0 | 0 | 0 | 0 | 0 | 0.5874 | 0 | 0 | 1.1803 | 0 | 0 | 1.0622
7098 | 2018-10-23 17:01 | 10 | Oktober | 17 | 296 | 0 | 0 | 0 | 0 | 0 | 3.1854 | 0.70241 | 2.0695 | 5.9574 | 3.1854 | 0 | 0 | 0 | 0 | 0 | 0 | 0 | 0.70241 | 0 | 0 | 2.0695 | 0 | 0 | 1.8626
7099 | 2018-10-23 18:01 | 10 | Oktober | 18 | 296 | 0 | 0 | 0 | 0 | 0 | 3.7434 | 0.70241 | 2.6644 | 7.1102 | 3.7434 | 0 | 0 | 0 | 0 | 0 | 0 | 0 | 0.70241 | 0 | 0 | 2.6644 | 0 | 0 | 2.398
7100 | 2018-10-23 19:01 | 10 | Oktober | 19 | 296 | 0 | 0 | 0 | 0 | 0 | 3.6636 | 0.5874 | 2.5359 | 6.7869 | 3.6636 | 0 | 0 | 0 | 0 | 0 | 0 | 0 | 0.5874 | 0 | 0 | 2.5359 | 0 | 0 | 2.2823
7101 | 2018-10-23 20:01 | 10 | Oktober | 20 | 296 | 0 | 0 | 0 | 0 | 0 | 3.4142 | 0.47239 | 1.8296 | 5.7162 | 3.4142 | 0 | 0 | 0 | 0 | 0 | 0 | 0 | 0.47239 | 0 | 0 | 1.8296 | 0 | 0 | 1.6467
7102 | 2018-10-23 21:01 | 10 | Oktober | 21 | 296 | 0 | 0 | 0 | 0 | 0 | 2.9968 | 0.23853 | 1.4543 | 4.6897 | 2.9968 | 0 | 0 | 0 | 0 | 0 | 0 | 0 | 0.23853 | 0 | 0 | 1.4543 | 0 | 0 | 1.3089
7103 | 2018-10-23 22:01 | 10 | Oktober | 22 | 296 | 0 | 0 | 0 | 0 | 0 | 2.2662 | 0.23853 | 0.9957 | 3.5004 | 2.2662 | 0 | 0 | 0 | 0 | 0 | 0 | 0 | 0.23853 | 0 | 0 | 0.9957 | 0 | 0 | 0.89613
7104 | 2018-10-23 23:01 | 10 | Oktober | 23 | 296 | 0 | 0 | 0 | 0 | 0 | 1.5726 | 0.12352 | 0.63126 | 2.3274 | 1.5726 | 0 | 0 | 0 | 0 | 0 | 0 | 0 | 0.12352 | 0 | 0 | 0.63126 | 0 | 0 | 0.56813
7105 | 2018-10-24 00:01 | 10 | Oktober | 0 | 297 | 0 | 0 | 0 | 0 | 0 | 1.2135 | 0.12352 | 0.34706 | 1.6841 | 1.2135 | 0 | 0 | 0 | 0 | 0 | 0 | 0 | 0.12352 | 0 | 0 | 0.34706 | 0 | 0 | 0.31235
7106 | 2018-10-24 01:01 | 10 | Oktober | 1 | 297 | 0 | 0 | 0 | 0 | 0 | 1.1125 | 0.58207 | 0.040439 | 1.735 | 1.1125 | 0 | 0.45855 | 0 | 0 | 0 | 0 | 0 | 0.12352 | 0 | 0 | 0.040439 | 0 | 0 | 0.036395
7107 | 2018-10-24 02:01 | 10 | Oktober | 2 | 297 | 0 | 0 | 0 | 0 | 0 | 1.0883 | 2.0228 | 0.042189 | 3.1533 | 1.0883 | 0 | 1.7843 | 0 | 0 | 0 | 0 | 0 | 0.23853 | 0 | 0 | 0.042189 | 0 | 0 | 0.03797
7108 | 2018-10-24 03:01 | 10 | Oktober | 3 | 297 | 0 | 0 | 0 | 0 | 0 | 1.1079 | 2.0622 | 0 | 3.1701 | 1.1079 | 0 | 1.8237 | 0 | 0 | 0 | 0 | 0 | 0.23853 | 0 | 0 | 0 | 0 | 0 | 0
7109 | 2018-10-24 04:01 | 10 | Oktober | 4 | 297 | 0 | 0 | 0 | 0 | 0 | 1.2846 | 2.3213 | 0 | 3.606 | 1.2846 | 0 | 1.849 | 0 | 0 | 0 | 0 | 0 | 0.47239 | 0 | 0 | 0 | 0 | 0 | 0
7110 | 2018-10-24 05:01 | 10 | Oktober | 5 | 297 | 0 | 0 | 0 | 0 | 0 | 2.1152 | 2.3491 | 0 | 4.4643 | 2.1152 | 0 | 1.6467 | 0 | 0 | 0 | 0 | 0 | 0.70241 | 0 | 0 | 0 | 0 | 0 | 0
7111 | 2018-10-24 06:01 | 10 | Oktober | 6 | 297 | 0.013001 | 0.013001 | 0.013001 | 0 | 0 | 2.8607 | 2.5168 | 0 | 5.3775 | 2.8737 | 0 | 1.3505 | 0 | 0 | 0 | 0 | 0 | 1.1663 | 0 | 0 | 0 | 0 | 0 | 0
7112 | 2018-10-24 07:01 | 10 | Oktober | 7 | 297 | 2.4962 | 2.4962 | 2.4962 | 0 | 0 | 0.53724 | 2.3251 | 0 | 2.8623 | 3.0334 | 0 | 1.1588 | 0 | 0 | 0 | 0 | 0 | 1.1663 | 0 | 0 | 0 | 0 | 0 | 0
7113 | 2018-10-24 08:01 | 10 | Oktober | 8 | 297 | 7.9175 | 3.002 | 5.1852 | 0 | 2.7323 | 0 | 0 | 0 | 0 | 3.002 | 0 | 1.2508 | 0 | 0 | 0 | 0 | 0 | 0.93243 | 0 | 0 | 0 | 0 | 0 | 0
7114 | 2018-10-24 09:01 | 10 | Oktober | 9 | 297 | 9.3086 | 2.9216 | 4.9655 | 0 | 4.3431 | 0 | 0 | 0 | 0 | 2.9216 | 0 | 1.2496 | 0 | 0 | 0 | 0 | 0 | 0.5874 | 0 | 0 | 0.20694 | 0 | 0 | 0.18624
7115 | 2018-10-24 10:01 | 10 | Oktober | 10 | 297 | 9.1136 | 2.9463 | 4.2244 | 0 | 4.8892 | 0 | 0 | 0 | 0 | 2.9463 | 0 | 0.36164 | 0 | 0 | 0 | 0 | 0 | 0.47239 | 0 | 0 | 0.44402 | 0 | 0 | 0.39962
7116 | 2018-10-24 11:01 | 10 | Oktober | 11 | 297 | 11.8048 | 3.2833 | 4.7356 | 0 | 7.0692 | 0 | 0 | 0 | 0 | 3.2833 | 0 | 0.31687 | 0 | 0 | 0 | 0 | 0 | 0.70241 | 0 | 0 | 0.43304 | 0 | 0 | 0.38973
7117 | 2018-10-24 12:01 | 10 | Oktober | 12 | 297 | 15.601 | 3.2019 | 4.9756 | 0 | 10.6255 | 0 | 0 | 0 | 0 | 3.2019 | 0 | 0 | 0 | 0 | 0 | 0 | 0 | 0.93243 | 0 | 0 | 0.84126 | 0 | 0 | 0.75713
7118 | 2018-10-24 13:01 | 10 | Oktober | 13 | 297 | 12.4288 | 2.8129 | 4.5195 | 0 | 7.9093 | 0 | 0 | 0 | 0 | 2.8129 | 0 | 0 | 0 | 0 | 0 | 0 | 0 | 0.5874 | 0 | 0 | 1.1192 | 0 | 0 | 1.0073
7119 | 2018-10-24 14:01 | 10 | Oktober | 14 | 297 | 9.9587 | 2.5372 | 3.8898 | 0 | 6.0689 | 0 | 0 | 0 | 0 | 2.5372 | 0 | 0 | 0 | 0 | 0 | 0 | 0 | 0.35355 | 0 | 0 | 0.99905 | 0 | 0 | 0.89914
7120 | 2018-10-24 15:01 | 10 | Oktober | 15 | 297 | 4.7323 | 2.3878 | 3.3446 | 0 | 1.3877 | 0 | 0 | 0 | 0 | 2.3878 | 0 | 0 | 0 | 0 | 0 | 0 | 0 | 0.35355 | 0 | 0 | 0.6033 | 0 | 0 | 0.54297
7121 | 2018-10-24 16:01 | 10 | Oktober | 16 | 297 | 0.24702 | 0.24702 | 0.24702 | 0 | 0 | 2.3505 | 0.5874 | 1.1803 | 4.1181 | 2.5975 | 0 | 0 | 0 | 0 | 0 | 0 | 0 | 0.5874 | 0 | 0 | 1.1803 | 0 | 0 | 1.0622
7122 | 2018-10-24 17:01 | 10 | Oktober | 17 | 297 | 0 | 0 | 0 | 0 | 0 | 3.1854 | 1.2413 | 2.0695 | 6.4962 | 3.1854 | 0 | 0.53887 | 0 | 0 | 0 | 0 | 0 | 0.70241 | 0 | 0 | 2.0695 | 0 | 0 | 1.8626
7123 | 2018-10-24 18:01 | 10 | Oktober | 18 | 297 | 0 | 0 | 0 | 0 | 0 | 3.7434 | 1.0242 | 2.6644 | 7.4321 | 3.7434 | 0 | 0.32183 | 0 | 0 | 0 | 0 | 0 | 0.70241 | 0 | 0 | 2.6644 | 0 | 0 | 2.398
7124 | 2018-10-24 19:01 | 10 | Oktober | 19 | 297 | 0 | 0 | 0 | 0 | 0 | 3.6636 | 1.0512 | 2.5359 | 7.2507 | 3.6636 | 0 | 0.4638 | 0 | 0 | 0 | 0 | 0 | 0.5874 | 0 | 0 | 2.5359 | 0 | 0 | 2.2823
7125 | 2018-10-24 20:01 | 10 | Oktober | 20 | 297 | 0 | 0 | 0 | 0 | 0 | 3.4142 | 1.2367 | 1.8296 | 6.4805 | 3.4142 | 0 | 0.76427 | 0 | 0 | 0 | 0 | 0 | 0.47239 | 0 | 0 | 1.8296 | 0 | 0 | 1.6467
7126 | 2018-10-24 21:01 | 10 | Oktober | 21 | 297 | 0 | 0 | 0 | 0 | 0 | 2.9968 | 1.2238 | 1.4543 | 5.6749 | 2.9968 | 0 | 0.98524 | 0 | 0 | 0 | 0 | 0 | 0.23853 | 0 | 0 | 1.4543 | 0 | 0 | 1.3089
7127 | 2018-10-24 22:01 | 10 | Oktober | 22 | 297 | 0 | 0 | 0 | 0 | 0 | 2.2662 | 1.7001 | 0.9957 | 4.962 | 2.2662 | 0 | 1.4616 | 0 | 0 | 0 | 0 | 0 | 0.23853 | 0 | 0 | 0.9957 | 0 | 0 | 0.89613
7128 | 2018-10-24 23:01 | 10 | Oktober | 23 | 297 | 0 | 0 | 0 | 0 | 0 | 1.5726 | 1.9397 | 0.63126 | 4.1436 | 1.5726 | 0 | 1.8162 | 0 | 0 | 0 | 0 | 0 | 0.12352 | 0 | 0 | 0.63126 | 0 | 0 | 0.56813
7129 | 2018-10-25 00:01 | 10 | Oktober | 0 | 298 | 0 | 0 | 0 | 0 | 0 | 1.3604 | 2.1182 | 0.34706 | 3.8257 | 1.3604 | 0 | 1.9947 | 0 | 0 | 0 | 0 | 0 | 0.12352 | 0 | 0 | 0.34706 | 0 | 0 | 0.31235
7130 | 2018-10-25 01:01 | 10 | Oktober | 1 | 298 | 0 | 0 | 0 | 0 | 0 | 1.1574 | 2.3091 | 0.040439 | 3.5069 | 1.1574 | 0 | 2.1856 | 0 | 0 | 0 | 0 | 0 | 0.12352 | 0 | 0 | 0.040439 | 0 | 0 | 0.036395
7131 | 2018-10-25 02:01 | 10 | Oktober | 2 | 298 | 0 | 0 | 0 | 0 | 0 | 1.1022 | 2.5738 | 0.042189 | 3.7182 | 1.1022 | 0 | 2.3353 | 0 | 0 | 0 | 0 | 0 | 0.23853 | 0 | 0 | 0.042189 | 0 | 0 | 0.03797
7132 | 2018-10-25 03:01 | 10 | Oktober | 3 | 298 | 0 | 0 | 0 | 0 | 0 | 1.0893 | 2.6521 | 0 | 3.7415 | 1.0893 | 0 | 2.4136 | 0 | 0 | 0 | 0 | 0 | 0.23853 | 0 | 0 | 0 | 0 | 0 | 0
7133 | 2018-10-25 04:01 | 10 | Oktober | 4 | 298 | 0 | 0 | 0 | 0 | 0 | 1.1306 | 2.9492 | 0 | 4.0798 | 1.1306 | 0 | 2.4768 | 0 | 0 | 0 | 0 | 0 | 0.47239 | 0 | 0 | 0 | 0 | 0 | 0
7134 | 2018-10-25 05:01 | 10 | Oktober | 5 | 298 | 0 | 0 | 0 | 0 | 0 | 1.4073 | 3.1622 | 0 | 4.5694 | 1.4073 | 0 | 2.4597 | 0 | 0 | 0 | 0 | 0 | 0.70241 | 0 | 0 | 0 | 0 | 0 | 0
7135 | 2018-10-25 06:01 | 10 | Oktober | 6 | 298 | 0.10401 | 0.10401 | 0.10401 | 0 | 0 | 2.0179 | 3.3437 | 0 | 5.3616 | 2.1219 | 0 | 2.1774 | 0 | 0 | 0 | 0 | 0 | 1.1663 | 0 | 0 | 0 | 0 | 0 | 0
7136 | 2018-10-25 07:01 | 10 | Oktober | 7 | 298 | 3.7313 | 2.8726 | 3.7313 | 0 | 0 | 0 | 1.5745 | 0 | 1.5745 | 2.8726 | 0 | 1.2668 | 0 | 0 | 0 | 0 | 0 | 1.1663 | 0 | 0 | 0 | 0 | 0 | 0
7137 | 2018-10-25 08:01 | 10 | Oktober | 8 | 298 | 7.2025 | 3.2993 | 5.4714 | 0 | 1.7311 | 0 | 0 | 0 | 0 | 3.2993 | 0 | 1.2397 | 0 | 0 | 0 | 0 | 0 | 0.93243 | 0 | 0 | 0 | 0 | 0 | 0
7138 | 2018-10-25 09:01 | 10 | Oktober | 9 | 298 | 14.457 | 3.5652 | 4.7512 | 0 | 9.7058 | 0 | 0 | 0 | 0 | 3.5652 | 0 | 0.3917 | 0 | 0 | 0 | 0 | 0 | 0.5874 | 0 | 0 | 0.20694 | 0 | 0 | 0.18624
7139 | 2018-10-25 10:01 | 10 | Oktober | 10 | 298 | 14.0929 | 3.7414 | 5.293 | 0 | 8.7999 | 0 | 0 | 0 | 0 | 3.7414 | 0 | 0.63524 | 0 | 0 | 0 | 0 | 0 | 0.47239 | 0 | 0 | 0.44402 | 0 | 0 | 0.39962
7140 | 2018-10-25 11:01 | 10 | Oktober | 11 | 298 | 13.2869 | 3.9382 | 5.7108 | 0 | 7.5761 | 0 | 0 | 0 | 0 | 3.9382 | 0 | 0.6371 | 0 | 0 | 0 | 0 | 0 | 0.70241 | 0 | 0 | 0.43304 | 0 | 0 | 0.38973
7141 | 2018-10-25 12:01 | 10 | Oktober | 12 | 298 | 10.0107 | 3.8573 | 6.0202 | 0 | 3.9905 | 0 | 0 | 0 | 0 | 3.8573 | 0 | 0.3892 | 0 | 0 | 0 | 0 | 0 | 0.93243 | 0 | 0 | 0.84126 | 0 | 0 | 0.75713
7142 | 2018-10-25 13:01 | 10 | Oktober | 13 | 298 | 3.2632 | 3.2632 | 3.2632 | 0 | 0 | 0.26072 | 0.5874 | 1.1192 | 1.9674 | 3.5239 | 0 | 0 | 0 | 0 | 0 | 0 | 0 | 0.5874 | 0 | 0 | 1.1192 | 0 | 0 | 1.0073
7143 | 2018-10-25 14:01 | 10 | Oktober | 14 | 298 | 2.4052 | 2.4052 | 2.4052 | 0 | 0 | 0.85908 | 0.35355 | 0.99905 | 2.2117 | 3.2642 | 0 | 0 | 0 | 0 | 0 | 0 | 0 | 0.35355 | 0 | 0 | 0.99905 | 0 | 0 | 0.89914
7144 | 2018-10-25 15:01 | 10 | Oktober | 15 | 298 | 0.97507 | 0.97507 | 0.97507 | 0 | 0 | 2.2449 | 0.35355 | 0.6033 | 3.2017 | 3.2199 | 0 | 0 | 0 | 0 | 0 | 0 | 0 | 0.35355 | 0 | 0 | 0.6033 | 0 | 0 | 0.54297
7145 | 2018-10-25 16:01 | 10 | Oktober | 16 | 298 | 0.039003 | 0.039003 | 0.039003 | 0 | 0 | 3.4458 | 0.72677 | 1.1803 | 5.3528 | 3.4848 | 0 | 0.13936 | 0 | 0 | 0 | 0 | 0 | 0.5874 | 0 | 0 | 1.1803 | 0 | 0 | 1.0622
7146 | 2018-10-25 17:01 | 10 | Oktober | 17 | 298 | 0 | 0 | 0 | 0 | 0 | 3.9774 | 1.503 | 2.0695 | 7.5499 | 3.9774 | 0 | 0.80056 | 0 | 0 | 0 | 0 | 0 | 0.70241 | 0 | 0 | 2.0695 | 0 | 0 | 1.8626
7147 | 2018-10-25 18:01 | 10 | Oktober | 18 | 298 | 0 | 0 | 0 | 0 | 0 | 4.2819 | 1.2276 | 2.6644 | 8.1739 | 4.2819 | 0 | 0.52519 | 0 | 0 | 0 | 0 | 0 | 0.70241 | 0 | 0 | 2.6644 | 0 | 0 | 2.398
7148 | 2018-10-25 19:01 | 10 | Oktober | 19 | 298 | 0 | 0 | 0 | 0 | 0 | 3.9176 | 1.2736 | 2.5359 | 7.7271 | 3.9176 | 0 | 0.68617 | 0 | 0 | 0 | 0 | 0 | 0.5874 | 0 | 0 | 2.5359 | 0 | 0 | 2.2823
7149 | 2018-10-25 20:01 | 10 | Oktober | 20 | 298 | 0 | 0 | 0 | 0 | 0 | 3.2364 | 1.5327 | 1.8296 | 6.5987 | 3.2364 | 0 | 1.0603 | 0 | 0 | 0 | 0 | 0 | 0.47239 | 0 | 0 | 1.8296 | 0 | 0 | 1.6467
7150 | 2018-10-25 21:01 | 10 | Oktober | 21 | 298 | 0 | 0 | 0 | 0 | 0 | 3.0561 | 1.4087 | 1.4543 | 5.9191 | 3.0561 | 0 | 1.1702 | 0 | 0 | 0 | 0 | 0 | 0.23853 | 0 | 0 | 1.4543 | 0 | 0 | 1.3089
7151 | 2018-10-25 22:01 | 10 | Oktober | 22 | 298 | 0 | 0 | 0 | 0 | 0 | 2.6011 | 1.7767 | 0.9957 | 5.3735 | 2.6011 | 0 | 1.5382 | 0 | 0 | 0 | 0 | 0 | 0.23853 | 0 | 0 | 0.9957 | 0 | 0 | 0.89613
7152 | 2018-10-25 23:01 | 10 | Oktober | 23 | 298 | 0 | 0 | 0 | 0 | 0 | 1.7076 | 2.0105 | 0.12317 | 3.8414 | 1.7076 | 0 | 1.887 | 0 | 0 | 0 | 0 | 0 | 0.12352 | 0 | 0 | 0.12317 | 0 | 0 | 0.11085
7153 | 2018-10-26 00:01 | 10 | Oktober | 0 | 299 | 0 | 0 | 0 | 0 | 0 | 1.9369 | 1.9473 | 0.091347 | 3.9756 | 1.9369 | 0 | 1.8238 | 0 | 0 | 0 | 0 | 0 | 0.12352 | 0 | 0 | 0.091347 | 0 | 0 | 0.082212
7154 | 2018-10-26 01:01 | 10 | Oktober | 1 | 299 | 0 | 0 | 0 | 0 | 0 | 1.482 | 2.0733 | 0 | 3.5552 | 1.482 | 0 | 1.9497 | 0 | 0 | 0 | 0 | 0 | 0.12352 | 0 | 0 | 0 | 0 | 0 | 0
7155 | 2018-10-26 02:01 | 10 | Oktober | 2 | 299 | 0 | 0 | 0 | 0 | 0 | 1.2073 | 2.2644 | 0.11659 | 3.5883 | 1.2073 | 0 | 2.0258 | 0 | 0 | 0 | 0 | 0 | 0.23853 | 0 | 0 | 0.11659 | 0 | 0 | 0.10493
7156 | 2018-10-26 03:01 | 10 | Oktober | 3 | 299 | 0 | 0 | 0 | 0 | 0 | 1.1125 | 2.2758 | 0.042301 | 3.4306 | 1.1125 | 0 | 2.0372 | 0 | 0 | 0 | 0 | 0 | 0.23853 | 0 | 0 | 0.042301 | 0 | 0 | 0.038071
7157 | 2018-10-26 04:01 | 10 | Oktober | 4 | 299 | 0 | 0 | 0 | 0 | 0 | 1.0899 | 2.516 | 0.039756 | 3.6456 | 1.0899 | 0 | 2.0436 | 0 | 0 | 0 | 0 | 0 | 0.47239 | 0 | 0 | 0.039756 | 0 | 0 | 0.035781
7158 | 2018-10-26 05:01 | 10 | Oktober | 5 | 299 | 0 | 0 | 0 | 0 | 0 | 1.0919 | 2.7307 | 0 | 3.8226 | 1.0919 | 0 | 2.0283 | 0 | 0 | 0 | 0 | 0 | 0.70241 | 0 | 0 | 0 | 0 | 0 | 0
7159 | 2018-10-26 06:01 | 10 | Oktober | 6 | 299 | 0.026002 | 0.026002 | 0.026002 | 0 | 0 | 1.1164 | 3.0973 | 0 | 4.2137 | 1.1424 | 0 | 1.931 | 0 | 0 | 0 | 0 | 0 | 1.1663 | 0 | 0 | 0 | 0 | 0 | 0
7160 | 2018-10-26 07:01 | 10 | Oktober | 7 | 299 | 2.1061 | 1.551 | 2.1061 | 0 | 0 | 0 | 2.0841 | 0 | 2.0841 | 1.551 | 0 | 1.4729 | 0 | 0 | 0 | 0 | 0 | 1.1663 | 0 | 0 | 0 | 0 | 0 | 0
7161 | 2018-10-26 08:01 | 10 | Oktober | 8 | 299 | 4.6543 | 2.4924 | 4.5414 | 0 | 0.11294 | 0 | 0 | 0 | 0 | 2.4924 | 0 | 1.1165 | 0 | 0 | 0 | 0 | 0 | 0.93243 | 0 | 0 | 0 | 0 | 0 | 0
7162 | 2018-10-26 09:01 | 10 | Oktober | 9 | 299 | 5.3044 | 3.4879 | 4.8436 | 0 | 0.46078 | 0 | 0 | 0 | 0 | 3.4879 | 0 | 0.60257 | 0 | 0 | 0 | 0 | 0 | 0.5874 | 0 | 0 | 0.16574 | 0 | 0 | 0.14917
7163 | 2018-10-26 10:01 | 10 | Oktober | 10 | 299 | 7.8525 | 4.0145 | 4.8851 | 0 | 2.9675 | 0 | 0 | 0 | 0 | 4.0145 | 0 | 0 | 0 | 0 | 0 | 0 | 0 | 0.47239 | 0 | 0 | 0.39821 | 0 | 0 | 0.35839
7164 | 2018-10-26 11:01 | 10 | Oktober | 11 | 299 | 8.9446 | 4.4287 | 5.527 | 0 | 3.4176 | 0 | 0 | 0 | 0 | 4.4287 | 0 | 0 | 0 | 0 | 0 | 0 | 0 | 0.70241 | 0 | 0 | 0.39589 | 0 | 0 | 0.3563
7165 | 2018-10-26 12:01 | 10 | Oktober | 12 | 299 | 9.5036 | 4.4828 | 6.36 | 0 | 3.1436 | 0 | 0 | 0 | 0 | 4.4828 | 0 | 0 | 0 | 0 | 0 | 0 | 0 | 0.93243 | 0 | 0 | 0.94478 | 0 | 0 | 0.8503
7166 | 2018-10-26 13:01 | 10 | Oktober | 13 | 299 | 7.7615 | 3.6754 | 5.6274 | 0 | 2.1341 | 0 | 0 | 0 | 0 | 3.6754 | 0 | 0 | 0 | 0 | 0 | 0 | 0 | 0.5874 | 0 | 0 | 1.3646 | 0 | 0 | 1.2281
7167 | 2018-10-26 14:01 | 10 | Oktober | 14 | 299 | 6.4484 | 3.0082 | 4.5382 | 0 | 1.9102 | 0 | 0 | 0 | 0 | 3.0082 | 0 | 0 | 0 | 0 | 0 | 0 | 0 | 0.35355 | 0 | 0 | 1.1765 | 0 | 0 | 1.0589
7168 | 2018-10-26 15:01 | 10 | Oktober | 15 | 299 | 3.7833 | 2.6944 | 3.7833 | 0 | 0 | 0 | 0 | 0.23707 | 0.23707 | 2.6944 | 0 | 0 | 0 | 0 | 0 | 0 | 0 | 0.35355 | 0 | 0 | 0.97242 | 0 | 0 | 0.87517
7169 | 2018-10-26 16:01 | 10 | Oktober | 16 | 299 | 0.14301 | 0.14301 | 0.14301 | 0 | 0 | 2.2685 | 0.5874 | 1.4586 | 4.3145 | 2.4115 | 0 | 0 | 0 | 0 | 0 | 0 | 0 | 0.5874 | 0 | 0 | 1.4586 | 0 | 0 | 1.3127
7170 | 2018-10-26 17:01 | 10 | Oktober | 17 | 299 | 0 | 0 | 0 | 0 | 0 | 2.5032 | 1.2151 | 1.6556 | 5.3739 | 2.5032 | 0 | 0.51267 | 0 | 0 | 0 | 0 | 0 | 0.70241 | 0 | 0 | 1.6556 | 0 | 0 | 1.49
7171 | 2018-10-26 18:01 | 10 | Oktober | 18 | 299 | 0 | 0 | 0 | 0 | 0 | 3.035 | 1.1337 | 2.1629 | 6.3315 | 3.035 | 0 | 0.43129 | 0 | 0 | 0 | 0 | 0 | 0.70241 | 0 | 0 | 2.1629 | 0 | 0 | 1.9466
7172 | 2018-10-26 19:01 | 10 | Oktober | 19 | 299 | 0 | 0 | 0 | 0 | 0 | 3.5167 | 0.9461 | 2.087 | 6.5498 | 3.5167 | 0 | 0.35869 | 0 | 0 | 0 | 0 | 0 | 0.5874 | 0 | 0 | 2.087 | 0 | 0 | 1.8783
7173 | 2018-10-26 20:01 | 10 | Oktober | 20 | 299 | 0 | 0 | 0 | 0 | 0 | 3.3895 | 1.0508 | 1.7154 | 6.1557 | 3.3895 | 0 | 0.57846 | 0 | 0 | 0 | 0 | 0 | 0.47239 | 0 | 0 | 1.7154 | 0 | 0 | 1.5439
7174 | 2018-10-26 21:01 | 10 | Oktober | 21 | 299 | 0 | 0 | 0 | 0 | 0 | 3.1663 | 0.93837 | 1.2558 | 5.3605 | 3.1663 | 0 | 0.69984 | 0 | 0 | 0 | 0 | 0 | 0.23853 | 0 | 0 | 1.2558 | 0 | 0 | 1.1302
7175 | 2018-10-26 22:01 | 10 | Oktober | 22 | 299 | 0 | 0 | 0 | 0 | 0 | 2.8304 | 1.2569 | 0.75773 | 4.8451 | 2.8304 | 0 | 1.0184 | 0 | 0 | 0 | 0 | 0 | 0.23853 | 0 | 0 | 0.75773 | 0 | 0 | 0.68195
7176 | 2018-10-26 23:01 | 10 | Oktober | 23 | 299 | 0 | 0 | 0 | 0 | 0 | 1.5726 | 1.5743 | 0.49733 | 3.6443 | 1.5726 | 0 | 1.4508 | 0 | 0 | 0 | 0 | 0 | 0.12352 | 0 | 0 | 0.49733 | 0 | 0 | 0.4476
7177 | 2018-10-27 00:01 | 10 | Oktober | 0 | 300 | 0 | 0 | 0 | 0 | 0 | 1.2135 | 1.7627 | 0 | 2.9762 | 1.2135 | 0 | 1.6392 | 0 | 0 | 0 | 0 | 0 | 0.12352 | 0 | 0 | 0 | 0 | 0 | 0
7178 | 2018-10-27 01:01 | 10 | Oktober | 1 | 300 | 0 | 0 | 0 | 0 | 0 | 1.1125 | 1.8801 | 0 | 2.9926 | 1.1125 | 0 | 1.7566 | 0 | 0 | 0 | 0 | 0 | 0.12352 | 0 | 0 | 0 | 0 | 0 | 0
7179 | 2018-10-27 02:01 | 10 | Oktober | 2 | 300 | 0 | 0 | 0 | 0 | 0 | 1.0883 | 1.9615 | 0.085531 | 3.1353 | 1.0883 | 0 | 1.8379 | 0 | 0 | 0 | 0 | 0 | 0.12352 | 0 | 0 | 0.085531 | 0 | 0 | 0.076978
7180 | 2018-10-27 03:01 | 10 | Oktober | 3 | 300 | 0 | 0 | 0 | 0 | 0 | 1.1079 | 2.0009 | 0.025909 | 3.1347 | 1.1079 | 0 | 1.8774 | 0 | 0 | 0 | 0 | 0 | 0.12352 | 0 | 0 | 0.025909 | 0 | 0 | 0.023318
7181 | 2018-10-27 04:01 | 10 | Oktober | 4 | 300 | 0 | 0 | 0 | 0 | 0 | 1.2846 | 1.9973 | 0.055915 | 3.3378 | 1.2846 | 0 | 1.8738 | 0 | 0 | 0 | 0 | 0 | 0.12352 | 0 | 0 | 0.055915 | 0 | 0 | 0.050323
7182 | 2018-10-27 05:01 | 10 | Oktober | 5 | 300 | 0 | 0 | 0 | 0 | 0 | 2.1152 | 1.9142 | 0 | 4.0294 | 2.1152 | 0 | 1.6757 | 0 | 0 | 0 | 0 | 0 | 0.23853 | 0 | 0 | 0 | 0 | 0 | 0
7183 | 2018-10-27 06:01 | 10 | Oktober | 6 | 300 | 0.039003 | 0.039003 | 0.039003 | 0 | 0 | 2.8347 | 1.8572 | 0 | 4.6918 | 2.8737 | 0 | 1.3848 | 0 | 0 | 0 | 0 | 0 | 0.47239 | 0 | 0 | 0 | 0 | 0 | 0
7184 | 2018-10-27 07:01 | 10 | Oktober | 7 | 300 | 7.0205 | 3.0334 | 4.4787 | 0 | 2.5417 | 0 | 0 | 0 | 0 | 3.0334 | 0 | 0.74291 | 0 | 0 | 0 | 0 | 0 | 0.70241 | 0 | 0 | 0 | 0 | 0 | 0
7185 | 2018-10-27 08:01 | 10 | Oktober | 8 | 300 | 10.6477 | 3.002 | 4.4963 | 0 | 6.1514 | 0 | 0 | 0 | 0 | 3.002 | 0 | 0.79191 | 0 | 0 | 0 | 0 | 0 | 0.70241 | 0 | 0 | 0 | 0 | 0 | 0
7186 | 2018-10-27 09:01 | 10 | Oktober | 9 | 300 | 13.5339 | 2.9216 | 4.5259 | 0 | 9.008 | 0 | 0 | 0 | 0 | 2.9216 | 0 | 0.74379 | 0 | 0 | 0 | 0 | 0 | 0.5874 | 0 | 0 | 0.27308 | 0 | 0 | 0.24577
7187 | 2018-10-27 10:01 | 10 | Oktober | 10 | 300 | 16.1861 | 2.9463 | 3.8788 | 0 | 12.3073 | 0 | 0 | 0 | 0 | 2.9463 | 0 | 0 | 0 | 0 | 0 | 0 | 0 | 0.35738 | 0 | 0 | 0.57504 | 0 | 0 | 0.51754
7188 | 2018-10-27 11:01 | 10 | Oktober | 11 | 300 | 16.4331 | 3.2833 | 4.3652 | 0 | 12.0679 | 0 | 0 | 0 | 0 | 3.2833 | 0 | 0 | 0 | 0 | 0 | 0 | 0 | 0.5874 | 0 | 0 | 0.49448 | 0 | 0 | 0.44503
7189 | 2018-10-27 12:01 | 10 | Oktober | 12 | 300 | 15.432 | 3.2019 | 4.7072 | 0 | 10.7248 | 0 | 0 | 0 | 0 | 3.2019 | 0 | 0 | 0 | 0 | 0 | 0 | 0 | 0.70241 | 0 | 0 | 0.80292 | 0 | 0 | 0.72263
7190 | 2018-10-27 13:01 | 10 | Oktober | 13 | 300 | 13.1439 | 2.8129 | 4.9436 | 0 | 8.2003 | 0 | 0 | 0 | 0 | 2.8129 | 0 | 0 | 0 | 0 | 0 | 0 | 0 | 0.70241 | 0 | 0 | 1.4283 | 0 | 0 | 1.2855
7191 | 2018-10-27 14:01 | 10 | Oktober | 14 | 300 | 10.3747 | 2.5372 | 4.1515 | 0 | 6.2232 | 0 | 0 | 0 | 0 | 2.5372 | 0 | 0 | 0 | 0 | 0 | 0 | 0 | 0.5874 | 0 | 0 | 1.0268 | 0 | 0 | 0.92416
7192 | 2018-10-27 15:01 | 10 | Oktober | 15 | 300 | 7.0595 | 2.3878 | 3.707 | 0 | 3.3524 | 0 | 0 | 0 | 0 | 2.3878 | 0 | 0 | 0 | 0 | 0 | 0 | 0 | 0.5874 | 0 | 0 | 0.73184 | 0 | 0 | 0.65866
7193 | 2018-10-27 16:01 | 10 | Oktober | 16 | 300 | 0.091006 | 0.091006 | 0.091006 | 0 | 0 | 2.5065 | 1.0513 | 0.83299 | 4.3908 | 2.5975 | 0 | 0 | 0 | 0 | 0 | 0 | 0 | 1.0513 | 0 | 0 | 0.83299 | 0 | 0 | 0.74969
7194 | 2018-10-27 17:01 | 10 | Oktober | 17 | 300 | 0 | 0 | 0 | 0 | 0 | 3.1854 | 0.81742 | 1.2201 | 5.223 | 3.1854 | 0 | 0 | 0 | 0 | 0 | 0 | 0 | 0.81742 | 0 | 0 | 1.2201 | 0 | 0 | 1.0981
7195 | 2018-10-27 18:01 | 10 | Oktober | 18 | 300 | 0 | 0 | 0 | 0 | 0 | 3.7434 | 0.47239 | 1.9034 | 6.1193 | 3.7434 | 0 | 0 | 0 | 0 | 0 | 0 | 0 | 0.47239 | 0 | 0 | 1.9034 | 0 | 0 | 1.7131
7196 | 2018-10-27 19:01 | 10 | Oktober | 19 | 300 | 0 | 0 | 0 | 0 | 0 | 3.6636 | 0.47239 | 1.7545 | 5.8904 | 3.6636 | 0 | 0 | 0 | 0 | 0 | 0 | 0 | 0.47239 | 0 | 0 | 1.7545 | 0 | 0 | 1.579
7197 | 2018-10-27 20:01 | 10 | Oktober | 20 | 300 | 0 | 0 | 0 | 0 | 0 | 3.4142 | 0.23853 | 1.2804 | 4.9331 | 3.4142 | 0 | 0 | 0 | 0 | 0 | 0 | 0 | 0.23853 | 0 | 0 | 1.2804 | 0 | 0 | 1.1523
7198 | 2018-10-27 21:01 | 10 | Oktober | 21 | 300 | 0 | 0 | 0 | 0 | 0 | 2.9968 | 0.23853 | 0.99691 | 4.2323 | 2.9968 | 0 | 0 | 0 | 0 | 0 | 0 | 0 | 0.23853 | 0 | 0 | 0.99691 | 0 | 0 | 0.89722
7199 | 2018-10-27 22:01 | 10 | Oktober | 22 | 300 | 0 | 0 | 0 | 0 | 0 | 2.2662 | 1.3421 | 0.5535 | 4.1618 | 2.2662 | 0 | 1.1036 | 0 | 0 | 0 | 0 | 0 | 0.23853 | 0 | 0 | 0.5535 | 0 | 0 | 0.49815
7200 | 2018-10-27 23:01 | 10 | Oktober | 23 | 300 | 0 | 0 | 0 | 0 | 0 | 1.5726 | 1.8167 | 0.49099 | 3.8804 | 1.5726 | 0 | 1.6932 | 0 | 0 | 0 | 0 | 0 | 0.12352 | 0 | 0 | 0.49099 | 0 | 0 | 0.44189
7201 | 2018-10-28 00:01 | 10 | Oktober | 0 | 301 | 0 | 0 | 0 | 0 | 0 | 1.2135 | 2.0642 | 0.59399 | 3.8717 | 1.2135 | 0 | 1.9407 | 0 | 0 | 0 | 0 | 0 | 0.12352 | 0 | 0 | 0.59399 | 0 | 0 | 0.53459
7202 | 2018-10-28 01:01 | 10 | Oktober | 1 | 301 | 0 | 0 | 0 | 0 | 0 | 1.1125 | 2.2709 | 0.39144 | 3.7749 | 1.1125 | 0 | 2.1474 | 0 | 0 | 0 | 0 | 0 | 0.12352 | 0 | 0 | 0.39144 | 0 | 0 | 0.35229
7203 | 2018-10-28 02:01 | 10 | Oktober | 2 | 301 | 0 | 0 | 0 | 0 | 0 | 1.0883 | 2.4417 | 0.014074 | 3.5441 | 1.0883 | 0 | 2.3182 | 0 | 0 | 0 | 0 | 0 | 0.12352 | 0 | 0 | 0.014074 | 0 | 0 | 0.012667
7204 | 2018-10-28 03:01 | 10 | Oktober | 3 | 301 | 0 | 0 | 0 | 0 | 0 | 1.1079 | 2.5409 | 0.026572 | 3.6754 | 1.1079 | 0 | 2.4174 | 0 | 0 | 0 | 0 | 0 | 0.12352 | 0 | 0 | 0.026572 | 0 | 0 | 0.023914
7205 | 2018-10-28 04:01 | 10 | Oktober | 4 | 301 | 0 | 0 | 0 | 0 | 0 | 1.2846 | 2.5972 | 0.02326 | 3.9051 | 1.2846 | 0 | 2.4737 | 0 | 0 | 0 | 0 | 0 | 0.12352 | 0 | 0 | 0.02326 | 0 | 0 | 0.020934
7206 | 2018-10-28 05:01 | 10 | Oktober | 5 | 301 | 0 | 0 | 0 | 0 | 0 | 2.1152 | 2.4453 | 0 | 4.5605 | 2.1152 | 0 | 2.3217 | 0 | 0 | 0 | 0 | 0 | 0.12352 | 0 | 0 | 0 | 0 | 0 | 0
7207 | 2018-10-28 06:01 | 10 | Oktober | 6 | 301 | 0.039003 | 0.039003 | 0.039003 | 0 | 0 | 2.8347 | 2.171 | 0 | 5.0057 | 2.8737 | 0 | 2.0475 | 0 | 0 | 0 | 0 | 0 | 0.12352 | 0 | 0 | 0 | 0 | 0 | 0
7208 | 2018-10-28 07:01 | 10 | Oktober | 7 | 301 | 3.8743 | 3.0334 | 3.8743 | 0 | 0 | 0 | 0.75583 | 0 | 0.75583 | 3.0334 | 0 | 1.3581 | 0 | 0 | 0 | 0 | 0 | 0.23853 | 0 | 0 | 0 | 0 | 0 | 0
7209 | 2018-10-28 08:01 | 10 | Oktober | 8 | 301 | 10.6867 | 3.002 | 4.2085 | 0 | 6.4782 | 0 | 0 | 0 | 0 | 3.002 | 0 | 0.84917 | 0 | 0 | 0 | 0 | 0 | 0.35738 | 0 | 0 | 0 | 0 | 0 | 0
7210 | 2018-10-28 09:01 | 10 | Oktober | 9 | 301 | 13.3389 | 2.9216 | 4.3287 | 0 | 9.0101 | 0 | 0 | 0 | 0 | 2.9216 | 0 | 0.40707 | 0 | 0 | 0 | 0 | 0 | 0.70241 | 0 | 0 | 0.29766 | 0 | 0 | 0.2679
7211 | 2018-10-28 10:01 | 10 | Oktober | 10 | 301 | 12.1688 | 2.9463 | 4.2558 | 0 | 7.913 | 0 | 0 | 0 | 0 | 2.9463 | 0 | 0 | 0 | 0 | 0 | 0 | 0 | 0.70241 | 0 | 0 | 0.60708 | 0 | 0 | 0.54638
7212 | 2018-10-28 11:01 | 10 | Oktober | 11 | 301 | 14.717 | 3.2833 | 4.6932 | 0 | 10.0238 | 0 | 0 | 0 | 0 | 3.2833 | 0 | 0 | 0 | 0 | 0 | 0 | 0 | 0.93243 | 0 | 0 | 0.47745 | 0 | 0 | 0.4297
7213 | 2018-10-28 12:01 | 10 | Oktober | 12 | 301 | 10.9467 | 3.2019 | 4.6464 | 0 | 6.3003 | 0 | 0 | 0 | 0 | 3.2019 | 0 | 0 | 0 | 0 | 0 | 0 | 0 | 0.93243 | 0 | 0 | 0.51211 | 0 | 0 | 0.4609
7214 | 2018-10-28 13:01 | 10 | Oktober | 13 | 301 | 8.6846 | 2.8129 | 4.3357 | 0 | 4.3489 | 0 | 0 | 0 | 0 | 2.8129 | 0 | 0 | 0 | 0 | 0 | 0 | 0 | 0.81742 | 0 | 0 | 0.70537 | 0 | 0 | 0.63484
7215 | 2018-10-28 14:01 | 10 | Oktober | 14 | 301 | 2.8472 | 2.5372 | 2.8472 | 0 | 0 | 0 | 0.27742 | 0.6733 | 0.95072 | 2.5372 | 0 | 0 | 0 | 0 | 0 | 0 | 0 | 0.5874 | 0 | 0 | 0.6733 | 0 | 0 | 0.60597
7216 | 2018-10-28 15:01 | 10 | Oktober | 15 | 301 | 1.0791 | 1.0791 | 1.0791 | 0 | 0 | 1.3087 | 0.47239 | 0.691 | 2.4721 | 2.3878 | 0 | 0 | 0 | 0 | 0 | 0 | 0 | 0.47239 | 0 | 0 | 0.691 | 0 | 0 | 0.6219
7217 | 2018-10-28 16:01 | 10 | Oktober | 16 | 301 | 0.039003 | 0.039003 | 0.039003 | 0 | 0 | 2.5585 | 1.743 | 0.81723 | 5.1187 | 2.5975 | 0 | 1.1556 | 0 | 0 | 0 | 0 | 0 | 0.5874 | 0 | 0 | 0.81723 | 0 | 0 | 0.73551
7218 | 2018-10-28 17:01 | 10 | Oktober | 17 | 301 | 0 | 0 | 0 | 0 | 0 | 3.1854 | 2.1012 | 1.2113 | 6.4979 | 3.1854 | 0 | 1.3988 | 0 | 0 | 0 | 0 | 0 | 0.70241 | 0 | 0 | 1.2113 | 0 | 0 | 1.0901
7219 | 2018-10-28 18:01 | 10 | Oktober | 18 | 301 | 0 | 0 | 0 | 0 | 0 | 3.7434 | 1.8225 | 1.9407 | 7.5066 | 3.7434 | 0 | 1.1201 | 0 | 0 | 0 | 0 | 0 | 0.70241 | 0 | 0 | 1.9407 | 0 | 0 | 1.7466
7220 | 2018-10-28 19:01 | 10 | Oktober | 19 | 301 | 0 | 0 | 0 | 0 | 0 | 3.6636 | 1.7339 | 2.17 | 7.5675 | 3.6636 | 0 | 1.2615 | 0 | 0 | 0 | 0 | 0 | 0.47239 | 0 | 0 | 2.17 | 0 | 0 | 1.953
7221 | 2018-10-28 20:01 | 10 | Oktober | 20 | 301 | 0 | 0 | 0 | 0 | 0 | 3.4142 | 2.0446 | 1.905 | 7.3638 | 3.4142 | 0 | 1.5722 | 0 | 0 | 0 | 0 | 0 | 0.47239 | 0 | 0 | 1.905 | 0 | 0 | 1.7145
7222 | 2018-10-28 21:01 | 10 | Oktober | 21 | 301 | 0 | 0 | 0 | 0 | 0 | 2.9968 | 2.0439 | 1.5578 | 6.5985 | 2.9968 | 0 | 1.8053 | 0 | 0 | 0 | 0 | 0 | 0.23853 | 0 | 0 | 1.5578 | 0 | 0 | 1.402
7223 | 2018-10-28 22:01 | 10 | Oktober | 22 | 301 | 0 | 0 | 0 | 0 | 0 | 2.2662 | 2.5262 | 0.88022 | 5.6726 | 2.2662 | 0 | 2.2877 | 0 | 0 | 0 | 0 | 0 | 0.23853 | 0 | 0 | 0.88022 | 0 | 0 | 0.7922
7224 | 2018-10-28 23:01 | 10 | Oktober | 23 | 301 | 0 | 0 | 0 | 0 | 0 | 1.5726 | 2.7602 | 0.73599 | 5.0689 | 1.5726 | 0 | 2.6367 | 0 | 0 | 0 | 0 | 0 | 0.12352 | 0 | 0 | 0.73599 | 0 | 0 | 0.66239
7225 | 2018-10-29 00:01 | 10 | Oktober | 0 | 302 | 0 | 0 | 0 | 0 | 0 | 1.2135 | 2.843 | 0.37687 | 4.4334 | 1.2135 | 0 | 2.7195 | 0 | 0 | 0 | 0 | 0 | 0.12352 | 0 | 0 | 0.37687 | 0 | 0 | 0.33918
7226 | 2018-10-29 01:01 | 10 | Oktober | 1 | 302 | 0 | 0 | 0 | 0 | 0 | 1.1125 | 2.8855 | 0.57442 | 4.5724 | 1.1125 | 0 | 2.7619 | 0 | 0 | 0 | 0 | 0 | 0.12352 | 0 | 0 | 0.57442 | 0 | 0 | 0.51697
7227 | 2018-10-29 02:01 | 10 | Oktober | 2 | 302 | 0 | 0 | 0 | 0 | 0 | 1.0883 | 3.0221 | 0.34995 | 4.4604 | 1.0883 | 0 | 2.7836 | 0 | 0 | 0 | 0 | 0 | 0.23853 | 0 | 0 | 0.34995 | 0 | 0 | 0.31496
7228 | 2018-10-29 03:01 | 10 | Oktober | 3 | 302 | 0 | 0 | 0 | 0 | 0 | 1.1079 | 3.0318 | 0 | 4.1397 | 1.1079 | 0 | 2.7933 | 0 | 0 | 0 | 0 | 0 | 0.23853 | 0 | 0 | 0 | 0 | 0 | 0
7229 | 2018-10-29 04:01 | 10 | Oktober | 4 | 302 | 0 | 0 | 0 | 0 | 0 | 1.2846 | 3.2328 | 0 | 4.5174 | 1.2846 | 0 | 2.7604 | 0 | 0 | 0 | 0 | 0 | 0.47239 | 0 | 0 | 0 | 0 | 0 | 0
7230 | 2018-10-29 05:01 | 10 | Oktober | 5 | 302 | 0 | 0 | 0 | 0 | 0 | 2.1152 | 3.2525 | 0 | 5.3677 | 2.1152 | 0 | 2.5501 | 0 | 0 | 0 | 0 | 0 | 0.70241 | 0 | 0 | 0 | 0 | 0 | 0
7231 | 2018-10-29 06:01 | 10 | Oktober | 6 | 302 | 0.026002 | 0.026002 | 0.026002 | 0 | 0 | 2.8477 | 3.4588 | 0 | 6.3065 | 2.8737 | 0 | 2.2925 | 0 | 0 | 0 | 0 | 0 | 1.1663 | 0 | 0 | 0 | 0 | 0 | 0
7232 | 2018-10-29 07:01 | 10 | Oktober | 7 | 302 | 1.3131 | 1.3131 | 1.3131 | 0 | 0 | 1.7203 | 2.8824 | 0 | 4.6027 | 3.0334 | 0 | 1.7161 | 0 | 0 | 0 | 0 | 0 | 1.1663 | 0 | 0 | 0 | 0 | 0 | 0
7233 | 2018-10-29 08:01 | 10 | Oktober | 8 | 302 | 3.9003 | 3.002 | 3.9003 | 0 | 0 | 0 | 1.3493 | 0 | 1.3493 | 3.002 | 0 | 1.3151 | 0 | 0 | 0 | 0 | 0 | 0.93243 | 0 | 0 | 0 | 0 | 0 | 0
7234 | 2018-10-29 09:01 | 10 | Oktober | 9 | 302 | 6.3964 | 2.9216 | 4.705 | 0 | 1.6914 | 0 | 0 | 0 | 0 | 2.9216 | 0 | 0.98906 | 0 | 0 | 0 | 0 | 0 | 0.5874 | 0 | 0 | 0.20694 | 0 | 0 | 0.18624
7235 | 2018-10-29 10:01 | 10 | Oktober | 10 | 302 | 8.3076 | 2.9463 | 4.3854 | 0 | 3.9221 | 0 | 0 | 0 | 0 | 2.9463 | 0 | 0.52269 | 0 | 0 | 0 | 0 | 0 | 0.47239 | 0 | 0 | 0.44402 | 0 | 0 | 0.39962
7236 | 2018-10-29 11:01 | 10 | Oktober | 11 | 302 | 8.9316 | 3.2833 | 4.4188 | 0 | 4.5128 | 0 | 0 | 0 | 0 | 3.2833 | 0 | 0 | 0 | 0 | 0 | 0 | 0 | 0.70241 | 0 | 0 | 0.43304 | 0 | 0 | 0.38973
7237 | 2018-10-29 12:01 | 10 | Oktober | 12 | 302 | 8.3336 | 3.2019 | 4.9756 | 0 | 3.358 | 0 | 0 | 0 | 0 | 3.2019 | 0 | 0 | 0 | 0 | 0 | 0 | 0 | 0.93243 | 0 | 0 | 0.84126 | 0 | 0 | 0.75713
7238 | 2018-10-29 13:01 | 10 | Oktober | 13 | 302 | 7.1115 | 2.8129 | 4.5195 | 0 | 2.592 | 0 | 0 | 0 | 0 | 2.8129 | 0 | 0 | 0 | 0 | 0 | 0 | 0 | 0.5874 | 0 | 0 | 1.1192 | 0 | 0 | 1.0073
7239 | 2018-10-29 14:01 | 10 | Oktober | 14 | 302 | 5.2003 | 2.5372 | 3.8898 | 0 | 1.3105 | 0 | 0 | 0 | 0 | 2.5372 | 0 | 0 | 0 | 0 | 0 | 0 | 0 | 0.35355 | 0 | 0 | 0.99905 | 0 | 0 | 0.89914
7240 | 2018-10-29 15:01 | 10 | Oktober | 15 | 302 | 2.7042 | 2.3878 | 2.7042 | 0 | 0 | 0 | 0.7487 | 0.6033 | 1.352 | 2.3878 | 0 | 0.71155 | 0 | 0 | 0 | 0 | 0 | 0.35355 | 0 | 0 | 0.6033 | 0 | 0 | 0.54297
7241 | 2018-10-29 16:01 | 10 | Oktober | 16 | 302 | 0.091006 | 0.091006 | 0.091006 | 0 | 0 | 2.5065 | 2.2201 | 1.1803 | 5.9068 | 2.5975 | 0 | 1.6327 | 0 | 0 | 0 | 0 | 0 | 0.5874 | 0 | 0 | 1.1803 | 0 | 0 | 1.0622
7242 | 2018-10-29 17:01 | 10 | Oktober | 17 | 302 | 0 | 0 | 0 | 0 | 0 | 3.1854 | 2.2274 | 2.0695 | 7.4823 | 3.1854 | 0 | 1.525 | 0 | 0 | 0 | 0 | 0 | 0.70241 | 0 | 0 | 2.0695 | 0 | 0 | 1.8626
7243 | 2018-10-29 18:01 | 10 | Oktober | 18 | 302 | 0 | 0 | 0 | 0 | 0 | 3.7434 | 1.9064 | 2.6644 | 8.3142 | 3.7434 | 0 | 1.2039 | 0 | 0 | 0 | 0 | 0 | 0.70241 | 0 | 0 | 2.6644 | 0 | 0 | 2.398
7244 | 2018-10-29 19:01 | 10 | Oktober | 19 | 302 | 0 | 0 | 0 | 0 | 0 | 3.6636 | 1.873 | 2.5359 | 8.0724 | 3.6636 | 0 | 1.2856 | 0 | 0 | 0 | 0 | 0 | 0.5874 | 0 | 0 | 2.5359 | 0 | 0 | 2.2823
7245 | 2018-10-29 20:01 | 10 | Oktober | 20 | 302 | 0 | 0 | 0 | 0 | 0 | 3.4142 | 2.0228 | 1.8296 | 7.2666 | 3.4142 | 0 | 1.5504 | 0 | 0 | 0 | 0 | 0 | 0.47239 | 0 | 0 | 1.8296 | 0 | 0 | 1.6467
7246 | 2018-10-29 21:01 | 10 | Oktober | 21 | 302 | 0 | 0 | 0 | 0 | 0 | 2.9968 | 1.9766 | 1.4543 | 6.4277 | 2.9968 | 0 | 1.7381 | 0 | 0 | 0 | 0 | 0 | 0.23853 | 0 | 0 | 1.4543 | 0 | 0 | 1.3089
7247 | 2018-10-29 22:01 | 10 | Oktober | 22 | 302 | 0 | 0 | 0 | 0 | 0 | 2.2662 | 2.3971 | 0.9957 | 5.659 | 2.2662 | 0 | 2.1586 | 0 | 0 | 0 | 0 | 0 | 0.23853 | 0 | 0 | 0.9957 | 0 | 0 | 0.89613
7248 | 2018-10-29 23:01 | 10 | Oktober | 23 | 302 | 0 | 0 | 0 | 0 | 0 | 1.5726 | 2.5849 | 0.63126 | 4.7888 | 1.5726 | 0 | 2.4614 | 0 | 0 | 0 | 0 | 0 | 0.12352 | 0 | 0 | 0.63126 | 0 | 0 | 0.56813
7249 | 2018-10-30 00:01 | 10 | Oktober | 0 | 303 | 0 | 0 | 0 | 0 | 0 | 1.2135 | 2.6522 | 0.34706 | 4.2128 | 1.2135 | 0 | 2.5287 | 0 | 0 | 0 | 0 | 0 | 0.12352 | 0 | 0 | 0.34706 | 0 | 0 | 0.31235
7250 | 2018-10-30 01:01 | 10 | Oktober | 1 | 303 | 0 | 0 | 0 | 0 | 0 | 1.1125 | 2.6349 | 0.040439 | 3.7878 | 1.1125 | 0 | 2.5113 | 0 | 0 | 0 | 0 | 0 | 0.12352 | 0 | 0 | 0.040439 | 0 | 0 | 0.036395
7251 | 2018-10-30 02:01 | 10 | Oktober | 2 | 303 | 0 | 0 | 0 | 0 | 0 | 1.0883 | 2.7118 | 0.042189 | 3.8423 | 1.0883 | 0 | 2.4732 | 0 | 0 | 0 | 0 | 0 | 0.23853 | 0 | 0 | 0.042189 | 0 | 0 | 0.03797
7252 | 2018-10-30 03:01 | 10 | Oktober | 3 | 303 | 0 | 0 | 0 | 0 | 0 | 1.1079 | 2.6917 | 0 | 3.7996 | 1.1079 | 0 | 2.4532 | 0 | 0 | 0 | 0 | 0 | 0.23853 | 0 | 0 | 0 | 0 | 0 | 0
7253 | 2018-10-30 04:01 | 10 | Oktober | 4 | 303 | 0 | 0 | 0 | 0 | 0 | 1.2846 | 2.8482 | 0 | 4.1328 | 1.2846 | 0 | 2.3758 | 0 | 0 | 0 | 0 | 0 | 0.47239 | 0 | 0 | 0 | 0 | 0 | 0
7254 | 2018-10-30 05:01 | 10 | Oktober | 5 | 303 | 0 | 0 | 0 | 0 | 0 | 2.1152 | 2.8395 | 0 | 4.9547 | 2.1152 | 0 | 2.1371 | 0 | 0 | 0 | 0 | 0 | 0.70241 | 0 | 0 | 0 | 0 | 0 | 0
7255 | 2018-10-30 06:01 | 10 | Oktober | 6 | 303 | 0.026002 | 0.026002 | 0.026002 | 0 | 0 | 2.8477 | 3.0028 | 0 | 5.8504 | 2.8737 | 0 | 1.8365 | 0 | 0 | 0 | 0 | 0 | 1.1663 | 0 | 0 | 0 | 0 | 0 | 0
7256 | 2018-10-30 07:01 | 10 | Oktober | 7 | 303 | 4.1603 | 3.0334 | 4.1603 | 0 | 0 | 0 | 1.139 | 0 | 1.139 | 3.0334 | 0 | 1.0996 | 0 | 0 | 0 | 0 | 0 | 1.1663 | 0 | 0 | 0 | 0 | 0 | 0
7257 | 2018-10-30 08:01 | 10 | Oktober | 8 | 303 | 8.0085 | 3.002 | 4.5077 | 0 | 3.5008 | 0 | 0 | 0 | 0 | 3.002 | 0 | 0.57329 | 0 | 0 | 0 | 0 | 0 | 0.93243 | 0 | 0 | 0 | 0 | 0 | 0
7258 | 2018-10-30 09:01 | 10 | Oktober | 9 | 303 | 11.1808 | 2.9216 | 3.9042 | 0 | 7.2765 | 0 | 0 | 0 | 0 | 2.9216 | 0 | 0.1883 | 0 | 0 | 0 | 0 | 0 | 0.5874 | 0 | 0 | 0.20694 | 0 | 0 | 0.18624
7259 | 2018-10-30 10:01 | 10 | Oktober | 10 | 303 | 13.3389 | 2.9463 | 3.8757 | 0 | 9.4632 | 0 | 0 | 0 | 0 | 2.9463 | 0 | 0.012919 | 0 | 0 | 0 | 0 | 0 | 0.47239 | 0 | 0 | 0.44402 | 0 | 0 | 0.39962
7260 | 2018-10-30 11:01 | 10 | Oktober | 11 | 303 | 14.327 | 3.2833 | 4.4188 | 0 | 9.9082 | 0 | 0 | 0 | 0 | 3.2833 | 0 | 0 | 0 | 0 | 0 | 0 | 0 | 0.70241 | 0 | 0 | 0.43304 | 0 | 0 | 0.38973
7261 | 2018-10-30 12:01 | 10 | Oktober | 12 | 303 | 13.5469 | 3.2019 | 4.9756 | 0 | 8.5713 | 0 | 0 | 0 | 0 | 3.2019 | 0 | 0 | 0 | 0 | 0 | 0 | 0 | 0.93243 | 0 | 0 | 0.84126 | 0 | 0 | 0.75713
7262 | 2018-10-30 13:01 | 10 | Oktober | 13 | 303 | 11.5058 | 2.8129 | 4.5195 | 0 | 6.9863 | 0 | 0 | 0 | 0 | 2.8129 | 0 | 0 | 0 | 0 | 0 | 0 | 0 | 0.5874 | 0 | 0 | 1.1192 | 0 | 0 | 1.0073
7263 | 2018-10-30 14:01 | 10 | Oktober | 14 | 303 | 8.8016 | 2.5372 | 4.2015 | 0 | 4.6001 | 0 | 0 | 0 | 0 | 2.5372 | 0 | 0.31167 | 0 | 0 | 0 | 0 | 0 | 0.35355 | 0 | 0 | 0.99905 | 0 | 0 | 0.89914
7264 | 2018-10-30 15:01 | 10 | Oktober | 15 | 303 | 5.3824 | 2.3878 | 4.2128 | 0 | 1.1696 | 0 | 0 | 0 | 0 | 2.3878 | 0 | 0.86812 | 0 | 0 | 0 | 0 | 0 | 0.35355 | 0 | 0 | 0.6033 | 0 | 0 | 0.54297
7265 | 2018-10-30 16:01 | 10 | Oktober | 16 | 303 | 0.091006 | 0.091006 | 0.091006 | 0 | 0 | 2.5065 | 1.6303 | 1.1803 | 5.317 | 2.5975 | 0 | 1.0429 | 0 | 0 | 0 | 0 | 0 | 0.5874 | 0 | 0 | 1.1803 | 0 | 0 | 1.0622
7266 | 2018-10-30 17:01 | 10 | Oktober | 17 | 303 | 0 | 0 | 0 | 0 | 0 | 3.1854 | 1.563 | 2.0695 | 6.8179 | 3.1854 | 0 | 0.86057 | 0 | 0 | 0 | 0 | 0 | 0.70241 | 0 | 0 | 2.0695 | 0 | 0 | 1.8626
7267 | 2018-10-30 18:01 | 10 | Oktober | 18 | 303 | 0 | 0 | 0 | 0 | 0 | 3.7434 | 1.1996 | 2.6644 | 7.6074 | 3.7434 | 0 | 0.49718 | 0 | 0 | 0 | 0 | 0 | 0.70241 | 0 | 0 | 2.6644 | 0 | 0 | 2.398
7268 | 2018-10-30 19:01 | 10 | Oktober | 19 | 303 | 0 | 0 | 0 | 0 | 0 | 3.6636 | 1.1363 | 2.5359 | 7.3357 | 3.6636 | 0 | 0.54886 | 0 | 0 | 0 | 0 | 0 | 0.5874 | 0 | 0 | 2.5359 | 0 | 0 | 2.2823
7269 | 2018-10-30 20:01 | 10 | Oktober | 20 | 303 | 0 | 0 | 0 | 0 | 0 | 3.4142 | 1.2252 | 1.8296 | 6.469 | 3.4142 | 0 | 0.75285 | 0 | 0 | 0 | 0 | 0 | 0.47239 | 0 | 0 | 1.8296 | 0 | 0 | 1.6467
7270 | 2018-10-30 21:01 | 10 | Oktober | 21 | 303 | 0 | 0 | 0 | 0 | 0 | 2.9968 | 1.1336 | 1.4543 | 5.5848 | 2.9968 | 0 | 0.89508 | 0 | 0 | 0 | 0 | 0 | 0.23853 | 0 | 0 | 1.4543 | 0 | 0 | 1.3089
7271 | 2018-10-30 22:01 | 10 | Oktober | 22 | 303 | 0 | 0 | 0 | 0 | 0 | 2.2662 | 1.5072 | 0.9957 | 4.7691 | 2.2662 | 0 | 1.2686 | 0 | 0 | 0 | 0 | 0 | 0.23853 | 0 | 0 | 0.9957 | 0 | 0 | 0.89613
7272 | 2018-10-30 23:01 | 10 | Oktober | 23 | 303 | 0 | 0 | 0 | 0 | 0 | 1.5726 | 1.6489 | 0.63126 | 3.8528 | 1.5726 | 0 | 1.5254 | 0 | 0 | 0 | 0 | 0 | 0.12352 | 0 | 0 | 0.63126 | 0 | 0 | 0.56813
7273 | 2018-10-31 00:01 | 10 | Oktober | 0 | 304 | 0 | 0 | 0 | 0 | 0 | 1.2135 | 1.8051 | 0.34706 | 3.3657 | 1.2135 | 0 | 1.6816 | 0 | 0 | 0 | 0 | 0 | 0.12352 | 0 | 0 | 0.34706 | 0 | 0 | 0.31235
7274 | 2018-10-31 01:01 | 10 | Oktober | 1 | 304 | 0 | 0 | 0 | 0 | 0 | 1.1125 | 1.8771 | 0.040439 | 3.03 | 1.1125 | 0 | 1.7535 | 0 | 0 | 0 | 0 | 0 | 0.12352 | 0 | 0 | 0.040439 | 0 | 0 | 0.036395
7275 | 2018-10-31 02:01 | 10 | Oktober | 2 | 304 | 0 | 0 | 0 | 0 | 0 | 1.0883 | 2.0434 | 0.042189 | 3.1739 | 1.0883 | 0 | 1.8049 | 0 | 0 | 0 | 0 | 0 | 0.23853 | 0 | 0 | 0.042189 | 0 | 0 | 0.03797
7276 | 2018-10-31 03:01 | 10 | Oktober | 3 | 304 | 0 | 0 | 0 | 0 | 0 | 1.1079 | 2.0681 | 0 | 3.176 | 1.1079 | 0 | 1.8296 | 0 | 0 | 0 | 0 | 0 | 0.23853 | 0 | 0 | 0 | 0 | 0 | 0
7277 | 2018-10-31 04:01 | 10 | Oktober | 4 | 304 | 0 | 0 | 0 | 0 | 0 | 1.2846 | 2.2697 | 0 | 3.5543 | 1.2846 | 0 | 1.7973 | 0 | 0 | 0 | 0 | 0 | 0.47239 | 0 | 0 | 0 | 0 | 0 | 0
7278 | 2018-10-31 05:01 | 10 | Oktober | 5 | 304 | 0 | 0 | 0 | 0 | 0 | 2.1152 | 2.2921 | 0 | 4.4074 | 2.1152 | 0 | 1.5897 | 0 | 0 | 0 | 0 | 0 | 0.70241 | 0 | 0 | 0 | 0 | 0 | 0
7279 | 2018-10-31 06:01 | 10 | Oktober | 6 | 304 | 0.026002 | 0.026002 | 0.026002 | 0 | 0 | 2.8477 | 2.4721 | 0 | 5.3197 | 2.8737 | 0 | 1.3058 | 0 | 0 | 0 | 0 | 0 | 1.1663 | 0 | 0 | 0 | 0 | 0 | 0
7280 | 2018-10-31 07:01 | 10 | Oktober | 7 | 304 | 0.88406 | 0.88406 | 0.88406 | 0 | 0 | 2.1493 | 2.1099 | 0 | 4.2592 | 3.0334 | 0 | 0.94359 | 0 | 0 | 0 | 0 | 0 | 1.1663 | 0 | 0 | 0 | 0 | 0 | 0
7281 | 2018-10-31 08:01 | 10 | Oktober | 8 | 304 | 2.3662 | 2.3662 | 2.3662 | 0 | 0 | 0.63582 | 1.8988 | 0 | 2.5346 | 3.002 | 0 | 0.96635 | 0 | 0 | 0 | 0 | 0 | 0.93243 | 0 | 0 | 0 | 0 | 0 | 0
7282 | 2018-10-31 09:01 | 10 | Oktober | 9 | 304 | 3.7703 | 2.9216 | 3.7703 | 0 | 0 | 0 | 0.11258 | 0.20694 | 0.31952 | 2.9216 | 0 | 0.37383 | 0 | 0 | 0 | 0 | 0 | 0.5874 | 0 | 0 | 0.20694 | 0 | 0 | 0.18624
7283 | 2018-10-31 10:01 | 10 | Oktober | 10 | 304 | 4.5893 | 2.9463 | 3.9524 | 0 | 0.63694 | 0 | 0 | 0 | 0 | 2.9463 | 0 | 0.089627 | 0 | 0 | 0 | 0 | 0 | 0.47239 | 0 | 0 | 0.44402 | 0 | 0 | 0.39962
7284 | 2018-10-31 11:01 | 10 | Oktober | 11 | 304 | 5.1873 | 3.2833 | 4.4188 | 0 | 0.76859 | 0 | 0 | 0 | 0 | 3.2833 | 0 | 0 | 0 | 0 | 0 | 0 | 0 | 0.70241 | 0 | 0 | 0.43304 | 0 | 0 | 0.38973
7285 | 2018-10-31 12:01 | 10 | Oktober | 12 | 304 | 4.7193 | 3.2019 | 4.7193 | 0 | 0 | 0 | 0 | 0.25627 | 0.25627 | 3.2019 | 0 | 0 | 0 | 0 | 0 | 0 | 0 | 0.93243 | 0 | 0 | 0.84126 | 0 | 0 | 0.75713
7286 | 2018-10-31 13:01 | 10 | Oktober | 13 | 304 | 3.9263 | 2.8129 | 3.9263 | 0 | 0 | 0 | 0 | 0.59325 | 0.59325 | 2.8129 | 0 | 0 | 0 | 0 | 0 | 0 | 0 | 0.5874 | 0 | 0 | 1.1192 | 0 | 0 | 1.0073
7287 | 2018-10-31 14:01 | 10 | Oktober | 14 | 304 | 2.7562 | 2.5372 | 2.7562 | 0 | 0 | 0 | 0.13457 | 0.99905 | 1.1336 | 2.5372 | 0 | 0 | 0 | 0 | 0 | 0 | 0 | 0.35355 | 0 | 0 | 0.99905 | 0 | 0 | 0.89914
7288 | 2018-10-31 15:01 | 10 | Oktober | 15 | 304 | 1.1701 | 1.1701 | 1.1701 | 0 | 0 | 1.2177 | 1.1338 | 0.6033 | 2.9548 | 2.3878 | 0 | 0.78023 | 0 | 0 | 0 | 0 | 0 | 0.35355 | 0 | 0 | 0.6033 | 0 | 0 | 0.54297
7289 | 2018-10-31 16:01 | 10 | Oktober | 16 | 304 | 0.013001 | 0.013001 | 0.013001 | 0 | 0 | 2.5845 | 1.427 | 1.1803 | 5.1918 | 2.5975 | 0 | 0.83963 | 0 | 0 | 0 | 0 | 0 | 0.5874 | 0 | 0 | 1.1803 | 0 | 0 | 1.0622
7290 | 2018-10-31 17:01 | 10 | Oktober | 17 | 304 | 0 | 0 | 0 | 0 | 0 | 3.1854 | 1.4057 | 2.0695 | 6.6607 | 3.1854 | 0 | 0.7033 | 0 | 0 | 0 | 0 | 0 | 0.70241 | 0 | 0 | 2.0695 | 0 | 0 | 1.8626
7291 | 2018-10-31 18:01 | 10 | Oktober | 18 | 304 | 0 | 0 | 0 | 0 | 0 | 3.7434 | 1.0745 | 2.6644 | 7.4824 | 3.7434 | 0 | 0.37212 | 0 | 0 | 0 | 0 | 0 | 0.70241 | 0 | 0 | 2.6644 | 0 | 0 | 2.398
7292 | 2018-10-31 19:01 | 10 | Oktober | 19 | 304 | 0 | 0 | 0 | 0 | 0 | 3.6636 | 1.0409 | 2.5359 | 7.2404 | 3.6636 | 0 | 0.4535 | 0 | 0 | 0 | 0 | 0 | 0.5874 | 0 | 0 | 2.5359 | 0 | 0 | 2.2823
7293 | 2018-10-31 20:01 | 10 | Oktober | 20 | 304 | 0 | 0 | 0 | 0 | 0 | 3.4142 | 1.1586 | 1.8296 | 6.4024 | 3.4142 | 0 | 0.68618 | 0 | 0 | 0 | 0 | 0 | 0.47239 | 0 | 0 | 1.8296 | 0 | 0 | 1.6467
7294 | 2018-10-31 21:01 | 10 | Oktober | 21 | 304 | 0 | 0 | 0 | 0 | 0 | 2.9968 | 1.0961 | 1.4543 | 5.5472 | 2.9968 | 0 | 0.85757 | 0 | 0 | 0 | 0 | 0 | 0.23853 | 0 | 0 | 1.4543 | 0 | 0 | 1.3089
7295 | 2018-10-31 22:01 | 10 | Oktober | 22 | 304 | 0 | 0 | 0 | 0 | 0 | 2.2662 | 1.5122 | 0.9957 | 4.7741 | 2.2662 | 0 | 1.2737 | 0 | 0 | 0 | 0 | 0 | 0.23853 | 0 | 0 | 0.9957 | 0 | 0 | 0.89613
7296 | 2018-10-31 23:01 | 10 | Oktober | 23 | 304 | 0 | 0 | 0 | 0 | 0 | 1.4016 | 1.7131 | 0.63126 | 3.746 | 1.4016 | 0 | 1.5896 | 0 | 0 | 0 | 0 | 0 | 0.12352 | 0 | 0 | 0.63126 | 0 | 0 | 0.56813
7297 | 2018-11-01 00:01 | 11 | November | 0 | 305 | 0 | 0 | 0 | 0 | 0 | 1.0888 | 1.8713 | 0.34706 | 3.3071 | 1.0888 | 0 | 1.7477 | 0 | 0 | 0 | 0 | 0 | 0.12352 | 0 | 0 | 0.34706 | 0 | 0 | 0.31235
7298 | 2018-11-01 01:01 | 11 | November | 1 | 305 | 0 | 0 | 0 | 0 | 0 | 1.0151 | 1.9656 | 0.040439 | 3.0212 | 1.0151 | 0 | 1.8421 | 0 | 0 | 0 | 0 | 0 | 0.12352 | 0 | 0 | 0.040439 | 0 | 0 | 0.036395
7299 | 2018-11-01 02:01 | 11 | November | 2 | 305 | 0 | 0 | 0 | 0 | 0 | 0.9935 | 2.1611 | 0.042189 | 3.1968 | 0.9935 | 0 | 1.9226 | 0 | 0 | 0 | 0 | 0 | 0.23853 | 0 | 0 | 0.042189 | 0 | 0 | 0.03797
7300 | 2018-11-01 03:01 | 11 | November | 3 | 305 | 0 | 0 | 0 | 0 | 0 | 1.0064 | 2.2025 | 0 | 3.2089 | 1.0064 | 0 | 1.964 | 0 | 0 | 0 | 0 | 0 | 0.23853 | 0 | 0 | 0 | 0 | 0 | 0
7301 | 2018-11-01 04:01 | 11 | November | 4 | 305 | 0 | 0 | 0 | 0 | 0 | 1.1661 | 2.4387 | 0 | 3.6048 | 1.1661 | 0 | 1.9663 | 0 | 0 | 0 | 0 | 0 | 0.47239 | 0 | 0 | 0 | 0 | 0 | 0
7302 | 2018-11-01 05:01 | 11 | November | 5 | 305 | 0 | 0 | 0 | 0 | 0 | 2.0565 | 2.4615 | 0 | 4.518 | 2.0565 | 0 | 1.7591 | 0 | 0 | 0 | 0 | 0 | 0.70241 | 0 | 0 | 0 | 0 | 0 | 0
7303 | 2018-11-01 06:01 | 11 | November | 6 | 305 | 0 | 0 | 0 | 0 | 0 | 2.867 | 2.6293 | 0 | 5.4963 | 2.867 | 0 | 1.463 | 0 | 0 | 0 | 0 | 0 | 1.1663 | 0 | 0 | 0 | 0 | 0 | 0
7304 | 2018-11-01 07:01 | 11 | November | 7 | 305 | 0.97507 | 0.97507 | 0.97507 | 0 | 0 | 1.9764 | 2.3216 | 0 | 4.2981 | 2.9515 | 0 | 1.1553 | 0 | 0 | 0 | 0 | 0 | 1.1663 | 0 | 0 | 0 | 0 | 0 | 0
7305 | 2018-11-01 08:01 | 11 | November | 8 | 305 | 2.2752 | 2.2752 | 2.2752 | 0 | 0 | 0.46404 | 2.0011 | 0 | 2.4651 | 2.7392 | 0 | 1.0686 | 0 | 0 | 0 | 0 | 0 | 0.93243 | 0 | 0 | 0 | 0 | 0 | 0
7306 | 2018-11-01 09:01 | 11 | November | 9 | 305 | 3.5622 | 2.5954 | 3.5622 | 0 | 0 | 0 | 0.3415 | 0.20694 | 0.54844 | 2.5954 | 0 | 0.7209 | 0 | 0 | 0 | 0 | 0 | 0.5874 | 0 | 0 | 0.20694 | 0 | 0 | 0.18624
7307 | 2018-11-01 10:01 | 11 | November | 10 | 305 | 3.6922 | 2.6387 | 3.6922 | 0 | 0 | 0 | 0 | 0.12157 | 0.12157 | 2.6387 | 0 | 0.25869 | 0 | 0 | 0 | 0 | 0 | 0.47239 | 0 | 0 | 0.44402 | 0 | 0 | 0.39962
7308 | 2018-11-01 11:01 | 11 | November | 11 | 305 | 4.1083 | 2.8938 | 4.0686 | 0 | 0.039652 | 0 | 0 | 0 | 0 | 2.8938 | 0 | 0.039403 | 0 | 0 | 0 | 0 | 0 | 0.70241 | 0 | 0 | 0.43304 | 0 | 0 | 0.38973
7309 | 2018-11-01 12:01 | 11 | November | 12 | 305 | 3.3802 | 2.8685 | 3.3802 | 0 | 0 | 0 | 0.42073 | 0.84126 | 1.262 | 2.8685 | 0 | 0 | 0 | 0 | 0 | 0 | 0 | 0.93243 | 0 | 0 | 0.84126 | 0 | 0 | 0.75713
7310 | 2018-11-01 13:01 | 11 | November | 13 | 305 | 2.5482 | 2.5482 | 2.5482 | 0 | 0 | 0.029233 | 0.5874 | 1.1192 | 1.7359 | 2.5774 | 0 | 0 | 0 | 0 | 0 | 0 | 0 | 0.5874 | 0 | 0 | 1.1192 | 0 | 0 | 1.0073
7311 | 2018-11-01 14:01 | 11 | November | 14 | 305 | 1.7031 | 1.7031 | 1.7031 | 0 | 0 | 0.65737 | 0.46348 | 0.99905 | 2.1199 | 2.3605 | 0 | 0.10994 | 0 | 0 | 0 | 0 | 0 | 0.35355 | 0 | 0 | 0.99905 | 0 | 0 | 0.89914
7312 | 2018-11-01 15:01 | 11 | November | 15 | 305 | 0.80605 | 0.80605 | 0.80605 | 0 | 0 | 1.5627 | 0.82022 | 0.6033 | 2.9862 | 2.3687 | 0 | 0.46667 | 0 | 0 | 0 | 0 | 0 | 0.35355 | 0 | 0 | 0.6033 | 0 | 0 | 0.54297
7313 | 2018-11-01 16:01 | 11 | November | 16 | 305 | 0.026002 | 0.026002 | 0.026002 | 0 | 0 | 2.8255 | 1.2166 | 1.1803 | 5.2223 | 2.8515 | 0 | 0.62916 | 0 | 0 | 0 | 0 | 0 | 0.5874 | 0 | 0 | 1.1803 | 0 | 0 | 1.0622
7314 | 2018-11-01 17:01 | 11 | November | 17 | 305 | 0 | 0 | 0 | 0 | 0 | 3.6249 | 1.1466 | 2.0695 | 6.8411 | 3.6249 | 0 | 0.44419 | 0 | 0 | 0 | 0 | 0 | 0.70241 | 0 | 0 | 2.0695 | 0 | 0 | 1.8626
7315 | 2018-11-01 18:01 | 11 | November | 18 | 305 | 0 | 0 | 0 | 0 | 0 | 4.0552 | 0.85175 | 2.6644 | 7.5713 | 4.0552 | 0 | 0.14934 | 0 | 0 | 0 | 0 | 0 | 0.70241 | 0 | 0 | 2.6644 | 0 | 0 | 2.398
7316 | 2018-11-01 19:01 | 11 | November | 19 | 305 | 0 | 0 | 0 | 0 | 0 | 3.6672 | 0.89979 | 2.5359 | 7.1029 | 3.6672 | 0 | 0.31239 | 0 | 0 | 0 | 0 | 0 | 0.5874 | 0 | 0 | 2.5359 | 0 | 0 | 2.2823
7317 | 2018-11-01 20:01 | 11 | November | 20 | 305 | 0 | 0 | 0 | 0 | 0 | 3.1055 | 1.1141 | 1.8296 | 6.0492 | 3.1055 | 0 | 0.6417 | 0 | 0 | 0 | 0 | 0 | 0.47239 | 0 | 0 | 1.8296 | 0 | 0 | 1.6467
7318 | 2018-11-01 21:01 | 11 | November | 21 | 305 | 0 | 0 | 0 | 0 | 0 | 2.6047 | 1.0731 | 1.4543 | 5.1321 | 2.6047 | 0 | 0.83453 | 0 | 0 | 0 | 0 | 0 | 0.23853 | 0 | 0 | 1.4543 | 0 | 0 | 1.3089
7319 | 2018-11-01 22:01 | 11 | November | 22 | 305 | 0 | 0 | 0 | 0 | 0 | 1.9807 | 1.4587 | 0.9957 | 4.4352 | 1.9807 | 0 | 1.2202 | 0 | 0 | 0 | 0 | 0 | 0.23853 | 0 | 0 | 0.9957 | 0 | 0 | 0.89613
7320 | 2018-11-01 23:01 | 11 | November | 23 | 305 | 0 | 0 | 0 | 0 | 0 | 1.4016 | 1.5972 | 0.12317 | 3.1219 | 1.4016 | 0 | 1.4737 | 0 | 0 | 0 | 0 | 0 | 0.12352 | 0 | 0 | 0.12317 | 0 | 0 | 0.11085
7321 | 2018-11-02 00:01 | 11 | November | 0 | 306 | 0 | 0 | 0 | 0 | 0 | 1.0888 | 1.7399 | 0.091347 | 2.9201 | 1.0888 | 0 | 1.6164 | 0 | 0 | 0 | 0 | 0 | 0.12352 | 0 | 0 | 0.091347 | 0 | 0 | 0.082212
7322 | 2018-11-02 01:01 | 11 | November | 1 | 306 | 0 | 0 | 0 | 0 | 0 | 1.0151 | 1.8043 | 0 | 2.8194 | 1.0151 | 0 | 1.6808 | 0 | 0 | 0 | 0 | 0 | 0.12352 | 0 | 0 | 0 | 0 | 0 | 0
7323 | 2018-11-02 02:01 | 11 | November | 2 | 306 | 0 | 0 | 0 | 0 | 0 | 0.9935 | 1.9699 | 0.11659 | 3.08 | 0.9935 | 0 | 1.7314 | 0 | 0 | 0 | 0 | 0 | 0.23853 | 0 | 0 | 0.11659 | 0 | 0 | 0.10493
7324 | 2018-11-02 03:01 | 11 | November | 3 | 306 | 0 | 0 | 0 | 0 | 0 | 1.0064 | 1.9964 | 0.042301 | 3.0451 | 1.0064 | 0 | 1.7579 | 0 | 0 | 0 | 0 | 0 | 0.23853 | 0 | 0 | 0.042301 | 0 | 0 | 0.038071
7325 | 2018-11-02 04:01 | 11 | November | 4 | 306 | 0 | 0 | 0 | 0 | 0 | 1.1661 | 2.2179 | 0.039756 | 3.4238 | 1.1661 | 0 | 1.7456 | 0 | 0 | 0 | 0 | 0 | 0.47239 | 0 | 0 | 0.039756 | 0 | 0 | 0.035781
7326 | 2018-11-02 05:01 | 11 | November | 5 | 306 | 0 | 0 | 0 | 0 | 0 | 2.0565 | 2.2273 | 0 | 4.2838 | 2.0565 | 0 | 1.5249 | 0 | 0 | 0 | 0 | 0 | 0.70241 | 0 | 0 | 0 | 0 | 0 | 0
7327 | 2018-11-02 06:01 | 11 | November | 6 | 306 | 0 | 0 | 0 | 0 | 0 | 2.867 | 2.3969 | 0 | 5.2639 | 2.867 | 0 | 1.2306 | 0 | 0 | 0 | 0 | 0 | 1.1663 | 0 | 0 | 0 | 0 | 0 | 0
7328 | 2018-11-02 07:01 | 11 | November | 7 | 306 | 0.80605 | 0.80605 | 0.80605 | 0 | 0 | 2.1454 | 1.8083 | 0 | 3.9538 | 2.9515 | 0 | 0.64204 | 0 | 0 | 0 | 0 | 0 | 1.1663 | 0 | 0 | 0 | 0 | 0 | 0
7329 | 2018-11-02 08:01 | 11 | November | 8 | 306 | 1.3781 | 1.3781 | 1.3781 | 0 | 0 | 1.3611 | 1.4109 | 0 | 2.772 | 2.7392 | 0 | 0.47848 | 0 | 0 | 0 | 0 | 0 | 0.93243 | 0 | 0 | 0 | 0 | 0 | 0
7330 | 2018-11-02 09:01 | 11 | November | 9 | 306 | 3.0292 | 2.5954 | 3.0292 | 0 | 0 | 0 | 0.36442 | 0.16574 | 0.53016 | 2.5954 | 0 | 0.21078 | 0 | 0 | 0 | 0 | 0 | 0.5874 | 0 | 0 | 0.16574 | 0 | 0 | 0.14917
7331 | 2018-11-02 10:01 | 11 | November | 10 | 306 | 3.9133 | 2.6387 | 3.5093 | 0 | 0.40394 | 0 | 0 | 0 | 0 | 2.6387 | 0 | 0 | 0 | 0 | 0 | 0 | 0 | 0.47239 | 0 | 0 | 0.39821 | 0 | 0 | 0.35839
7332 | 2018-11-02 11:01 | 11 | November | 11 | 306 | 3.6272 | 2.8938 | 3.6272 | 0 | 0 | 0 | 0 | 0.36483 | 0.36483 | 2.8938 | 0 | 0 | 0 | 0 | 0 | 0 | 0 | 0.70241 | 0 | 0 | 0.39589 | 0 | 0 | 0.3563
7333 | 2018-11-02 12:01 | 11 | November | 12 | 306 | 3.3802 | 2.8685 | 3.3802 | 0 | 0 | 0 | 0.42073 | 0.94478 | 1.3655 | 2.8685 | 0 | 0 | 0 | 0 | 0 | 0 | 0 | 0.93243 | 0 | 0 | 0.94478 | 0 | 0 | 0.8503
7334 | 2018-11-02 13:01 | 11 | November | 13 | 306 | 2.3662 | 2.3662 | 2.3662 | 0 | 0 | 0.21125 | 0.5874 | 1.3646 | 2.1632 | 2.5774 | 0 | 0 | 0 | 0 | 0 | 0 | 0 | 0.5874 | 0 | 0 | 1.3646 | 0 | 0 | 1.2281
7335 | 2018-11-02 14:01 | 11 | November | 14 | 306 | 1.5601 | 1.5601 | 1.5601 | 0 | 0 | 0.80038 | 0.35355 | 1.1765 | 2.3304 | 2.3605 | 0 | 0 | 0 | 0 | 0 | 0 | 0 | 0.35355 | 0 | 0 | 1.1765 | 0 | 0 | 1.0589
7336 | 2018-11-02 15:01 | 11 | November | 15 | 306 | 0.52003 | 0.52003 | 0.52003 | 0 | 0 | 1.8487 | 0.35355 | 0.97242 | 3.1747 | 2.3687 | 0 | 0 | 0 | 0 | 0 | 0 | 0 | 0.35355 | 0 | 0 | 0.97242 | 0 | 0 | 0.87517
7337 | 2018-11-02 16:01 | 11 | November | 16 | 306 | 0.026002 | 0.026002 | 0.026002 | 0 | 0 | 2.8255 | 0.5874 | 1.4586 | 4.8715 | 2.8515 | 0 | 0 | 0 | 0 | 0 | 0 | 0 | 0.5874 | 0 | 0 | 1.4586 | 0 | 0 | 1.3127
7338 | 2018-11-02 17:01 | 11 | November | 17 | 306 | 0 | 0 | 0 | 0 | 0 | 3.6249 | 0.70241 | 1.6556 | 5.9829 | 3.6249 | 0 | 0 | 0 | 0 | 0 | 0 | 0 | 0.70241 | 0 | 0 | 1.6556 | 0 | 0 | 1.49
7339 | 2018-11-02 18:01 | 11 | November | 18 | 306 | 0 | 0 | 0 | 0 | 0 | 4.0552 | 0.70241 | 2.1629 | 6.9204 | 4.0552 | 0 | 0 | 0 | 0 | 0 | 0 | 0 | 0.70241 | 0 | 0 | 2.1629 | 0 | 0 | 1.9466
7340 | 2018-11-02 19:01 | 11 | November | 19 | 306 | 0 | 0 | 0 | 0 | 0 | 3.6672 | 0.5874 | 2.087 | 6.3416 | 3.6672 | 0 | 0 | 0 | 0 | 0 | 0 | 0 | 0.5874 | 0 | 0 | 2.087 | 0 | 0 | 1.8783
7341 | 2018-11-02 20:01 | 11 | November | 20 | 306 | 0 | 0 | 0 | 0 | 0 | 3.1055 | 0.47239 | 1.7154 | 5.2934 | 3.1055 | 0 | 0 | 0 | 0 | 0 | 0 | 0 | 0.47239 | 0 | 0 | 1.7154 | 0 | 0 | 1.5439
7342 | 2018-11-02 21:01 | 11 | November | 21 | 306 | 0 | 0 | 0 | 0 | 0 | 2.6047 | 0.23853 | 1.2558 | 4.099 | 2.6047 | 0 | 0 | 0 | 0 | 0 | 0 | 0 | 0.23853 | 0 | 0 | 1.2558 | 0 | 0 | 1.1302
7343 | 2018-11-02 22:01 | 11 | November | 22 | 306 | 0 | 0 | 0 | 0 | 0 | 1.9807 | 0.23853 | 0.75773 | 2.977 | 1.9807 | 0 | 0 | 0 | 0 | 0 | 0 | 0 | 0.23853 | 0 | 0 | 0.75773 | 0 | 0 | 0.68195
7344 | 2018-11-02 23:01 | 11 | November | 23 | 306 | 0 | 0 | 0 | 0 | 0 | 1.4016 | 0.12352 | 0.49733 | 2.0224 | 1.4016 | 0 | 0 | 0 | 0 | 0 | 0 | 0 | 0.12352 | 0 | 0 | 0.49733 | 0 | 0 | 0.4476
7345 | 2018-11-03 00:01 | 11 | November | 0 | 307 | 0 | 0 | 0 | 0 | 0 | 1.0888 | 0.12352 | 0 | 1.2123 | 1.0888 | 0 | 0 | 0 | 0 | 0 | 0 | 0 | 0.12352 | 0 | 0 | 0 | 0 | 0 | 0
7346 | 2018-11-03 01:01 | 11 | November | 1 | 307 | 0 | 0 | 0 | 0 | 0 | 1.0151 | 0.12352 | 0 | 1.1387 | 1.0151 | 0 | 0 | 0 | 0 | 0 | 0 | 0 | 0.12352 | 0 | 0 | 0 | 0 | 0 | 0
7347 | 2018-11-03 02:01 | 11 | November | 2 | 307 | 0 | 0 | 0 | 0 | 0 | 0.9935 | 1.4147 | 0.085531 | 2.4938 | 0.9935 | 0 | 1.2912 | 0 | 0 | 0 | 0 | 0 | 0.12352 | 0 | 0 | 0.085531 | 0 | 0 | 0.076978
7348 | 2018-11-03 03:01 | 11 | November | 3 | 307 | 0 | 0 | 0 | 0 | 0 | 1.0064 | 1.5858 | 0.025909 | 2.6181 | 1.0064 | 0 | 1.4623 | 0 | 0 | 0 | 0 | 0 | 0.12352 | 0 | 0 | 0.025909 | 0 | 0 | 0.023318
7349 | 2018-11-03 04:01 | 11 | November | 4 | 307 | 0 | 0 | 0 | 0 | 0 | 1.1661 | 1.5737 | 0.055915 | 2.7958 | 1.1661 | 0 | 1.4502 | 0 | 0 | 0 | 0 | 0 | 0.12352 | 0 | 0 | 0.055915 | 0 | 0 | 0.050323
7350 | 2018-11-03 05:01 | 11 | November | 5 | 307 | 0 | 0 | 0 | 0 | 0 | 2.0565 | 1.4844 | 0 | 3.5409 | 2.0565 | 0 | 1.2459 | 0 | 0 | 0 | 0 | 0 | 0.23853 | 0 | 0 | 0 | 0 | 0 | 0
7351 | 2018-11-03 06:01 | 11 | November | 6 | 307 | 0.026002 | 0.026002 | 0.026002 | 0 | 0 | 2.841 | 1.4258 | 0 | 4.2667 | 2.867 | 0 | 0.95337 | 0 | 0 | 0 | 0 | 0 | 0.47239 | 0 | 0 | 0 | 0 | 0 | 0
7352 | 2018-11-03 07:01 | 11 | November | 7 | 307 | 3.9523 | 2.9515 | 3.9523 | 0 | 0 | 0 | 0.44316 | 0 | 0.44316 | 2.9515 | 0 | 0.74154 | 0 | 0 | 0 | 0 | 0 | 0.70241 | 0 | 0 | 0 | 0 | 0 | 0
7353 | 2018-11-03 08:01 | 11 | November | 8 | 307 | 5.4474 | 2.7392 | 4.0416 | 0 | 1.4058 | 0 | 0 | 0 | 0 | 2.7392 | 0 | 0.59999 | 0 | 0 | 0 | 0 | 0 | 0.70241 | 0 | 0 | 0 | 0 | 0 | 0
7354 | 2018-11-03 09:01 | 11 | November | 9 | 307 | 7.6185 | 2.5954 | 4.0967 | 0 | 3.5218 | 0 | 0 | 0 | 0 | 2.5954 | 0 | 0.64076 | 0 | 0 | 0 | 0 | 0 | 0.5874 | 0 | 0 | 0.27308 | 0 | 0 | 0.24577
7355 | 2018-11-03 10:01 | 11 | November | 10 | 307 | 9.2826 | 2.6387 | 4.0825 | 0 | 5.2001 | 0 | 0 | 0 | 0 | 2.6387 | 0 | 0.51136 | 0 | 0 | 0 | 0 | 0 | 0.35738 | 0 | 0 | 0.57504 | 0 | 0 | 0.51754
7356 | 2018-11-03 11:01 | 11 | November | 11 | 307 | 10.2577 | 2.8938 | 4.4117 | 0 | 5.846 | 0 | 0 | 0 | 0 | 2.8938 | 0 | 0.43602 | 0 | 0 | 0 | 0 | 0 | 0.5874 | 0 | 0 | 0.49448 | 0 | 0 | 0.44503
7357 | 2018-11-03 12:01 | 11 | November | 12 | 307 | 9.3866 | 2.8685 | 4.8306 | 0 | 4.556 | 0 | 0 | 0 | 0 | 2.8685 | 0 | 0.45677 | 0 | 0 | 0 | 0 | 0 | 0.70241 | 0 | 0 | 0.80292 | 0 | 0 | 0.72263
7358 | 2018-11-03 13:01 | 11 | November | 13 | 307 | 7.0205 | 2.5774 | 4.7081 | 0 | 2.3123 | 0 | 0 | 0 | 0 | 2.5774 | 0 | 0 | 0 | 0 | 0 | 0 | 0 | 0.70241 | 0 | 0 | 1.4283 | 0 | 0 | 1.2855
7359 | 2018-11-03 14:01 | 11 | November | 14 | 307 | 3.9003 | 2.3605 | 3.9003 | 0 | 0 | 0 | 0 | 0.074465 | 0.074465 | 2.3605 | 0 | 0 | 0 | 0 | 0 | 0 | 0 | 0.5874 | 0 | 0 | 1.0268 | 0 | 0 | 0.92416
7360 | 2018-11-03 15:01 | 11 | November | 15 | 307 | 1.3911 | 1.3911 | 1.3911 | 0 | 0 | 0.97763 | 0.5874 | 0.73184 | 2.2969 | 2.3687 | 0 | 0 | 0 | 0 | 0 | 0 | 0 | 0.5874 | 0 | 0 | 0.73184 | 0 | 0 | 0.65866
7361 | 2018-11-03 16:01 | 11 | November | 16 | 307 | 0.026002 | 0.026002 | 0.026002 | 0 | 0 | 2.8255 | 1.0513 | 0.83299 | 4.7098 | 2.8515 | 0 | 0 | 0 | 0 | 0 | 0 | 0 | 1.0513 | 0 | 0 | 0.83299 | 0 | 0 | 0.74969
7362 | 2018-11-03 17:01 | 11 | November | 17 | 307 | 0 | 0 | 0 | 0 | 0 | 3.6249 | 0.81742 | 1.2201 | 5.6625 | 3.6249 | 0 | 0 | 0 | 0 | 0 | 0 | 0 | 0.81742 | 0 | 0 | 1.2201 | 0 | 0 | 1.0981
7363 | 2018-11-03 18:01 | 11 | November | 18 | 307 | 0 | 0 | 0 | 0 | 0 | 4.0552 | 0.47239 | 1.9034 | 6.431 | 4.0552 | 0 | 0 | 0 | 0 | 0 | 0 | 0 | 0.47239 | 0 | 0 | 1.9034 | 0 | 0 | 1.7131
7364 | 2018-11-03 19:01 | 11 | November | 19 | 307 | 0 | 0 | 0 | 0 | 0 | 3.6672 | 0.47239 | 1.7545 | 5.8941 | 3.6672 | 0 | 0 | 0 | 0 | 0 | 0 | 0 | 0.47239 | 0 | 0 | 1.7545 | 0 | 0 | 1.579
7365 | 2018-11-03 20:01 | 11 | November | 20 | 307 | 0 | 0 | 0 | 0 | 0 | 3.1055 | 0.23853 | 1.2804 | 4.6244 | 3.1055 | 0 | 0 | 0 | 0 | 0 | 0 | 0 | 0.23853 | 0 | 0 | 1.2804 | 0 | 0 | 1.1523
7366 | 2018-11-03 21:01 | 11 | November | 21 | 307 | 0 | 0 | 0 | 0 | 0 | 2.6047 | 0.23853 | 0.99691 | 3.8402 | 2.6047 | 0 | 0 | 0 | 0 | 0 | 0 | 0 | 0.23853 | 0 | 0 | 0.99691 | 0 | 0 | 0.89722
7367 | 2018-11-03 22:01 | 11 | November | 22 | 307 | 0 | 0 | 0 | 0 | 0 | 1.9807 | 0.89302 | 0.5535 | 3.4273 | 1.9807 | 0 | 0.65449 | 0 | 0 | 0 | 0 | 0 | 0.23853 | 0 | 0 | 0.5535 | 0 | 0 | 0.49815
7368 | 2018-11-03 23:01 | 11 | November | 23 | 307 | 0 | 0 | 0 | 0 | 0 | 1.4016 | 1.589 | 0.49099 | 3.4816 | 1.4016 | 0 | 1.4655 | 0 | 0 | 0 | 0 | 0 | 0.12352 | 0 | 0 | 0.49099 | 0 | 0 | 0.44189
7369 | 2018-11-04 00:01 | 11 | November | 0 | 308 | 0 | 0 | 0 | 0 | 0 | 1.0888 | 1.7904 | 0.59399 | 3.4732 | 1.0888 | 0 | 1.6668 | 0 | 0 | 0 | 0 | 0 | 0.12352 | 0 | 0 | 0.59399 | 0 | 0 | 0.53459
7370 | 2018-11-04 01:01 | 11 | November | 1 | 308 | 0 | 0 | 0 | 0 | 0 | 1.0151 | 1.944 | 0.39144 | 3.3506 | 1.0151 | 0 | 1.8205 | 0 | 0 | 0 | 0 | 0 | 0.12352 | 0 | 0 | 0.39144 | 0 | 0 | 0.35229
7371 | 2018-11-04 02:01 | 11 | November | 2 | 308 | 0 | 0 | 0 | 0 | 0 | 0.9935 | 2.084 | 0.014074 | 3.0916 | 0.9935 | 0 | 1.9605 | 0 | 0 | 0 | 0 | 0 | 0.12352 | 0 | 0 | 0.014074 | 0 | 0 | 0.012667
7372 | 2018-11-04 03:01 | 11 | November | 3 | 308 | 0 | 0 | 0 | 0 | 0 | 1.0064 | 2.1554 | 0.026572 | 3.1883 | 1.0064 | 0 | 2.0318 | 0 | 0 | 0 | 0 | 0 | 0.12352 | 0 | 0 | 0.026572 | 0 | 0 | 0.023914
7373 | 2018-11-04 04:01 | 11 | November | 4 | 308 | 0 | 0 | 0 | 0 | 0 | 1.1661 | 2.1883 | 0.02326 | 3.3776 | 1.1661 | 0 | 2.0648 | 0 | 0 | 0 | 0 | 0 | 0.12352 | 0 | 0 | 0.02326 | 0 | 0 | 0.020934
7374 | 2018-11-04 05:01 | 11 | November | 5 | 308 | 0 | 0 | 0 | 0 | 0 | 2.0565 | 2.0152 | 0 | 4.0717 | 2.0565 | 0 | 1.8917 | 0 | 0 | 0 | 0 | 0 | 0.12352 | 0 | 0 | 0 | 0 | 0 | 0
7375 | 2018-11-04 06:01 | 11 | November | 6 | 308 | 0 | 0 | 0 | 0 | 0 | 2.867 | 1.7841 | 0 | 4.6511 | 2.867 | 0 | 1.6606 | 0 | 0 | 0 | 0 | 0 | 0.12352 | 0 | 0 | 0 | 0 | 0 | 0
7376 | 2018-11-04 07:01 | 11 | November | 7 | 308 | 1.7291 | 1.7291 | 1.7291 | 0 | 0 | 1.2224 | 1.6026 | 0 | 2.825 | 2.9515 | 0 | 1.3641 | 0 | 0 | 0 | 0 | 0 | 0.23853 | 0 | 0 | 0 | 0 | 0 | 0
7377 | 2018-11-04 08:01 | 11 | November | 8 | 308 | 4.5893 | 2.7392 | 3.2776 | 0 | 1.3117 | 0 | 0 | 0 | 0 | 2.7392 | 0 | 0.18102 | 0 | 0 | 0 | 0 | 0 | 0.35738 | 0 | 0 | 0 | 0 | 0 | 0
7378 | 2018-11-04 09:01 | 11 | November | 9 | 308 | 6.5004 | 2.5954 | 3.5955 | 0 | 2.9049 | 0 | 0 | 0 | 0 | 2.5954 | 0 | 0 | 0 | 0 | 0 | 0 | 0 | 0.70241 | 0 | 0 | 0.29766 | 0 | 0 | 0.2679
7379 | 2018-11-04 10:01 | 11 | November | 10 | 308 | 7.5925 | 2.6387 | 3.9482 | 0 | 3.6443 | 0 | 0 | 0 | 0 | 2.6387 | 0 | 0 | 0 | 0 | 0 | 0 | 0 | 0.70241 | 0 | 0 | 0.60708 | 0 | 0 | 0.54638
7380 | 2018-11-04 11:01 | 11 | November | 11 | 308 | 8.8926 | 2.8938 | 4.3037 | 0 | 4.5889 | 0 | 0 | 0 | 0 | 2.8938 | 0 | 0 | 0 | 0 | 0 | 0 | 0 | 0.93243 | 0 | 0 | 0.47745 | 0 | 0 | 0.4297
7381 | 2018-11-04 12:01 | 11 | November | 12 | 308 | 8.5806 | 2.8685 | 4.3131 | 0 | 4.2675 | 0 | 0 | 0 | 0 | 2.8685 | 0 | 0 | 0 | 0 | 0 | 0 | 0 | 0.93243 | 0 | 0 | 0.51211 | 0 | 0 | 0.4609
7382 | 2018-11-04 13:01 | 11 | November | 13 | 308 | 6.5654 | 2.5774 | 4.1002 | 0 | 2.4652 | 0 | 0 | 0 | 0 | 2.5774 | 0 | 0 | 0 | 0 | 0 | 0 | 0 | 0.81742 | 0 | 0 | 0.70537 | 0 | 0 | 0.63484
7383 | 2018-11-04 14:01 | 11 | November | 14 | 308 | 4.7193 | 2.3605 | 3.6212 | 0 | 1.0981 | 0 | 0 | 0 | 0 | 2.3605 | 0 | 0 | 0 | 0 | 0 | 0 | 0 | 0.5874 | 0 | 0 | 0.6733 | 0 | 0 | 0.60597
7384 | 2018-11-04 15:01 | 11 | November | 15 | 308 | 2.1061 | 2.1061 | 2.1061 | 0 | 0 | 0.26258 | 0.47239 | 0.691 | 1.426 | 2.3687 | 0 | 0 | 0 | 0 | 0 | 0 | 0 | 0.47239 | 0 | 0 | 0.691 | 0 | 0 | 0.6219
7385 | 2018-11-04 16:01 | 11 | November | 16 | 308 | 0.026002 | 0.026002 | 0.026002 | 0 | 0 | 2.8255 | 0.5874 | 0.81723 | 4.2302 | 2.8515 | 0 | 0 | 0 | 0 | 0 | 0 | 0 | 0.5874 | 0 | 0 | 0.81723 | 0 | 0 | 0.73551
7386 | 2018-11-04 17:01 | 11 | November | 17 | 308 | 0 | 0 | 0 | 0 | 0 | 3.6249 | 0.70241 | 1.2113 | 5.5386 | 3.6249 | 0 | 0 | 0 | 0 | 0 | 0 | 0 | 0.70241 | 0 | 0 | 1.2113 | 0 | 0 | 1.0901
7387 | 2018-11-04 18:01 | 11 | November | 18 | 308 | 0 | 0 | 0 | 0 | 0 | 4.0552 | 0.70241 | 1.9407 | 6.6983 | 4.0552 | 0 | 0 | 0 | 0 | 0 | 0 | 0 | 0.70241 | 0 | 0 | 1.9407 | 0 | 0 | 1.7466
7388 | 2018-11-04 19:01 | 11 | November | 19 | 308 | 0 | 0 | 0 | 0 | 0 | 3.6672 | 0.47239 | 2.17 | 6.3096 | 3.6672 | 0 | 0 | 0 | 0 | 0 | 0 | 0 | 0.47239 | 0 | 0 | 2.17 | 0 | 0 | 1.953
7389 | 2018-11-04 20:01 | 11 | November | 20 | 308 | 0 | 0 | 0 | 0 | 0 | 3.1055 | 0.47239 | 1.905 | 5.4829 | 3.1055 | 0 | 0 | 0 | 0 | 0 | 0 | 0 | 0.47239 | 0 | 0 | 1.905 | 0 | 0 | 1.7145
7390 | 2018-11-04 21:01 | 11 | November | 21 | 308 | 0 | 0 | 0 | 0 | 0 | 2.6047 | 0.23853 | 1.5578 | 4.4011 | 2.6047 | 0 | 0 | 0 | 0 | 0 | 0 | 0 | 0.23853 | 0 | 0 | 1.5578 | 0 | 0 | 1.402
7391 | 2018-11-04 22:01 | 11 | November | 22 | 308 | 0 | 0 | 0 | 0 | 0 | 1.9807 | 0.23853 | 0.88022 | 3.0995 | 1.9807 | 0 | 0 | 0 | 0 | 0 | 0 | 0 | 0.23853 | 0 | 0 | 0.88022 | 0 | 0 | 0.7922
7392 | 2018-11-04 23:01 | 11 | November | 23 | 308 | 0 | 0 | 0 | 0 | 0 | 1.4016 | 0.12352 | 0.73599 | 2.2611 | 1.4016 | 0 | 0 | 0 | 0 | 0 | 0 | 0 | 0.12352 | 0 | 0 | 0.73599 | 0 | 0 | 0.66239
7393 | 2018-11-05 00:01 | 11 | November | 0 | 309 | 0 | 0 | 0 | 0 | 0 | 1.0888 | 0.12352 | 0.37687 | 1.5892 | 1.0888 | 0 | 0 | 0 | 0 | 0 | 0 | 0 | 0.12352 | 0 | 0 | 0.37687 | 0 | 0 | 0.33918
7394 | 2018-11-05 01:01 | 11 | November | 1 | 309 | 0 | 0 | 0 | 0 | 0 | 1.0151 | 0.12352 | 0.57442 | 1.7131 | 1.0151 | 0 | 0 | 0 | 0 | 0 | 0 | 0 | 0.12352 | 0 | 0 | 0.57442 | 0 | 0 | 0.51697
7395 | 2018-11-05 02:01 | 11 | November | 2 | 309 | 0 | 0 | 0 | 0 | 0 | 0.9935 | 0.77615 | 0.34995 | 2.1196 | 0.9935 | 0 | 0.53762 | 0 | 0 | 0 | 0 | 0 | 0.23853 | 0 | 0 | 0.34995 | 0 | 0 | 0.31496
7396 | 2018-11-05 03:01 | 11 | November | 3 | 309 | 0 | 0 | 0 | 0 | 0 | 1.0064 | 1.9747 | 0 | 2.9811 | 1.0064 | 0 | 1.7362 | 0 | 0 | 0 | 0 | 0 | 0.23853 | 0 | 0 | 0 | 0 | 0 | 0
7397 | 2018-11-05 04:01 | 11 | November | 4 | 309 | 0 | 0 | 0 | 0 | 0 | 1.1661 | 2.197 | 0 | 3.3631 | 1.1661 | 0 | 1.7246 | 0 | 0 | 0 | 0 | 0 | 0.47239 | 0 | 0 | 0 | 0 | 0 | 0
7398 | 2018-11-05 05:01 | 11 | November | 5 | 309 | 0 | 0 | 0 | 0 | 0 | 2.0565 | 2.2106 | 0 | 4.2671 | 2.0565 | 0 | 1.5082 | 0 | 0 | 0 | 0 | 0 | 0.70241 | 0 | 0 | 0 | 0 | 0 | 0
7399 | 2018-11-05 06:01 | 11 | November | 6 | 309 | 0 | 0 | 0 | 0 | 0 | 2.867 | 2.4004 | 0 | 5.2674 | 2.867 | 0 | 1.2341 | 0 | 0 | 0 | 0 | 0 | 1.1663 | 0 | 0 | 0 | 0 | 0 | 0
7400 | 2018-11-05 07:01 | 11 | November | 7 | 309 | 0.19501 | 0.19501 | 0.19501 | 0 | 0 | 2.7565 | 2.1777 | 0 | 4.9342 | 2.9515 | 0 | 1.0114 | 0 | 0 | 0 | 0 | 0 | 1.1663 | 0 | 0 | 0 | 0 | 0 | 0
7401 | 2018-11-05 08:01 | 11 | November | 8 | 309 | 0.52003 | 0.52003 | 0.52003 | 0 | 0 | 2.2192 | 1.6874 | 0 | 3.9066 | 2.7392 | 0 | 0.755 | 0 | 0 | 0 | 0 | 0 | 0.93243 | 0 | 0 | 0 | 0 | 0 | 0
7402 | 2018-11-05 09:01 | 11 | November | 9 | 309 | 0.85806 | 0.85806 | 0.85806 | 0 | 0 | 1.7374 | 1.1607 | 0.20694 | 3.105 | 2.5954 | 0 | 0.57325 | 0 | 0 | 0 | 0 | 0 | 0.5874 | 0 | 0 | 0.20694 | 0 | 0 | 0.18624
7403 | 2018-11-05 10:01 | 11 | November | 10 | 309 | 1.0791 | 1.0791 | 1.0791 | 0 | 0 | 1.5596 | 0.74784 | 0.44402 | 2.7515 | 2.6387 | 0 | 0.27545 | 0 | 0 | 0 | 0 | 0 | 0.47239 | 0 | 0 | 0.44402 | 0 | 0 | 0.39962
7404 | 2018-11-05 11:01 | 11 | November | 11 | 309 | 1.1701 | 1.1701 | 1.1701 | 0 | 0 | 1.7237 | 0.70241 | 0.43304 | 2.8591 | 2.8938 | 0 | 0 | 0 | 0 | 0 | 0 | 0 | 0.70241 | 0 | 0 | 0.43304 | 0 | 0 | 0.38973
7405 | 2018-11-05 12:01 | 11 | November | 12 | 309 | 1.1701 | 1.1701 | 1.1701 | 0 | 0 | 1.6984 | 0.93243 | 0.84126 | 3.4721 | 2.8685 | 0 | 0 | 0 | 0 | 0 | 0 | 0 | 0.93243 | 0 | 0 | 0.84126 | 0 | 0 | 0.75713
7406 | 2018-11-05 13:01 | 11 | November | 13 | 309 | 0.97507 | 0.97507 | 0.97507 | 0 | 0 | 1.6023 | 0.5874 | 1.1192 | 3.309 | 2.5774 | 0 | 0 | 0 | 0 | 0 | 0 | 0 | 0.5874 | 0 | 0 | 1.1192 | 0 | 0 | 1.0073
7407 | 2018-11-05 14:01 | 11 | November | 14 | 309 | 0.66304 | 0.66304 | 0.66304 | 0 | 0 | 1.6974 | 0.42058 | 0.99905 | 3.1171 | 2.3605 | 0 | 0.067034 | 0 | 0 | 0 | 0 | 0 | 0.35355 | 0 | 0 | 0.99905 | 0 | 0 | 0.89914
7408 | 2018-11-05 15:01 | 11 | November | 15 | 309 | 0.22101 | 0.22101 | 0.22101 | 0 | 0 | 2.1477 | 0.81948 | 0.6033 | 3.5705 | 2.3687 | 0 | 0.46594 | 0 | 0 | 0 | 0 | 0 | 0.35355 | 0 | 0 | 0.6033 | 0 | 0 | 0.54297
7409 | 2018-11-05 16:01 | 11 | November | 16 | 309 | 0.026002 | 0.026002 | 0.026002 | 0 | 0 | 2.8255 | 1.1656 | 1.1803 | 5.1714 | 2.8515 | 0 | 0.57817 | 0 | 0 | 0 | 0 | 0 | 0.5874 | 0 | 0 | 1.1803 | 0 | 0 | 1.0622
7410 | 2018-11-05 17:01 | 11 | November | 17 | 309 | 0 | 0 | 0 | 0 | 0 | 3.6249 | 1.1164 | 2.0695 | 6.8109 | 3.6249 | 0 | 0.41401 | 0 | 0 | 0 | 0 | 0 | 0.70241 | 0 | 0 | 2.0695 | 0 | 0 | 1.8626
7411 | 2018-11-05 18:01 | 11 | November | 18 | 309 | 0 | 0 | 0 | 0 | 0 | 4.0552 | 0.84501 | 2.6644 | 7.5646 | 4.0552 | 0 | 0.1426 | 0 | 0 | 0 | 0 | 0 | 0.70241 | 0 | 0 | 2.6644 | 0 | 0 | 2.398
7412 | 2018-11-05 19:01 | 11 | November | 19 | 309 | 0 | 0 | 0 | 0 | 0 | 3.6672 | 0.89056 | 2.5359 | 7.0936 | 3.6672 | 0 | 0.30316 | 0 | 0 | 0 | 0 | 0 | 0.5874 | 0 | 0 | 2.5359 | 0 | 0 | 2.2823
7413 | 2018-11-05 20:01 | 11 | November | 20 | 309 | 0 | 0 | 0 | 0 | 0 | 3.1055 | 1.1133 | 1.8296 | 6.0485 | 3.1055 | 0 | 0.6409 | 0 | 0 | 0 | 0 | 0 | 0.47239 | 0 | 0 | 1.8296 | 0 | 0 | 1.6467
7414 | 2018-11-05 21:01 | 11 | November | 21 | 309 | 0 | 0 | 0 | 0 | 0 | 2.6047 | 1.084 | 1.4543 | 5.143 | 2.6047 | 0 | 0.84545 | 0 | 0 | 0 | 0 | 0 | 0.23853 | 0 | 0 | 1.4543 | 0 | 0 | 1.3089
7415 | 2018-11-05 22:01 | 11 | November | 22 | 309 | 0 | 0 | 0 | 0 | 0 | 1.9807 | 1.4618 | 0.9957 | 4.4383 | 1.9807 | 0 | 1.2233 | 0 | 0 | 0 | 0 | 0 | 0.23853 | 0 | 0 | 0.9957 | 0 | 0 | 0.89613
7416 | 2018-11-05 23:01 | 11 | November | 23 | 309 | 0 | 0 | 0 | 0 | 0 | 1.4016 | 1.6105 | 0.63126 | 3.6434 | 1.4016 | 0 | 1.487 | 0 | 0 | 0 | 0 | 0 | 0.12352 | 0 | 0 | 0.63126 | 0 | 0 | 0.56813
7417 | 2018-11-06 00:01 | 11 | November | 0 | 310 | 0 | 0 | 0 | 0 | 0 | 1.2903 | 1.714 | 0.34706 | 3.3514 | 1.2903 | 0 | 1.5905 | 0 | 0 | 0 | 0 | 0 | 0.12352 | 0 | 0 | 0.34706 | 0 | 0 | 0.31235
7418 | 2018-11-06 01:01 | 11 | November | 1 | 310 | 0 | 0 | 0 | 0 | 0 | 1.0677 | 1.8463 | 0.040439 | 2.9545 | 1.0677 | 0 | 1.7228 | 0 | 0 | 0 | 0 | 0 | 0.12352 | 0 | 0 | 0.040439 | 0 | 0 | 0.036395
7419 | 2018-11-06 02:01 | 11 | November | 2 | 310 | 0 | 0 | 0 | 0 | 0 | 1.0182 | 2.0488 | 0.042189 | 3.1092 | 1.0182 | 0 | 1.8103 | 0 | 0 | 0 | 0 | 0 | 0.23853 | 0 | 0 | 0.042189 | 0 | 0 | 0.03797
7420 | 2018-11-06 03:01 | 11 | November | 3 | 310 | 0 | 0 | 0 | 0 | 0 | 0.99298 | 2.145 | 0 | 3.1379 | 0.99298 | 0 | 1.9064 | 0 | 0 | 0 | 0 | 0 | 0.23853 | 0 | 0 | 0 | 0 | 0 | 0
7421 | 2018-11-06 04:01 | 11 | November | 4 | 310 | 0 | 0 | 0 | 0 | 0 | 1.026 | 2.3555 | 0 | 3.3815 | 1.026 | 0 | 1.8831 | 0 | 0 | 0 | 0 | 0 | 0.47239 | 0 | 0 | 0 | 0 | 0 | 0
7422 | 2018-11-06 05:01 | 11 | November | 5 | 310 | 0 | 0 | 0 | 0 | 0 | 1.2944 | 2.5312 | 0 | 3.8256 | 1.2944 | 0 | 1.8288 | 0 | 0 | 0 | 0 | 0 | 0.70241 | 0 | 0 | 0 | 0 | 0 | 0
7423 | 2018-11-06 06:01 | 11 | November | 6 | 310 | 0 | 0 | 0 | 0 | 0 | 1.889 | 2.7934 | 0 | 4.6824 | 1.889 | 0 | 1.6271 | 0 | 0 | 0 | 0 | 0 | 1.1663 | 0 | 0 | 0 | 0 | 0 | 0
7424 | 2018-11-06 07:01 | 11 | November | 7 | 310 | 0.42903 | 0.42903 | 0.42903 | 0 | 0 | 2.238 | 2.4601 | 0 | 4.6981 | 2.6671 | 0 | 1.2938 | 0 | 0 | 0 | 0 | 0 | 1.1663 | 0 | 0 | 0 | 0 | 0 | 0
7425 | 2018-11-06 08:01 | 11 | November | 8 | 310 | 1.3391 | 1.3391 | 1.3391 | 0 | 0 | 1.7814 | 2.0196 | 0 | 3.801 | 3.1205 | 0 | 1.0872 | 0 | 0 | 0 | 0 | 0 | 0.93243 | 0 | 0 | 0 | 0 | 0 | 0
7426 | 2018-11-06 09:01 | 11 | November | 9 | 310 | 2.1841 | 2.1841 | 2.1841 | 0 | 0 | 1.0631 | 1.7047 | 0.20694 | 2.9747 | 3.2472 | 0 | 1.1173 | 0 | 0 | 0 | 0 | 0 | 0.5874 | 0 | 0 | 0.20694 | 0 | 0 | 0.18624
7427 | 2018-11-06 10:01 | 11 | November | 10 | 310 | 2.8212 | 2.8212 | 2.8212 | 0 | 0 | 0.57342 | 1.3795 | 0.44402 | 2.3969 | 3.3946 | 0 | 0.90707 | 0 | 0 | 0 | 0 | 0 | 0.47239 | 0 | 0 | 0.44402 | 0 | 0 | 0.39962
7428 | 2018-11-06 11:01 | 11 | November | 11 | 310 | 2.6132 | 2.6132 | 2.6132 | 0 | 0 | 1.0205 | 1.5051 | 0.43304 | 2.9586 | 3.6337 | 0 | 0.80266 | 0 | 0 | 0 | 0 | 0 | 0.70241 | 0 | 0 | 0.43304 | 0 | 0 | 0.38973
7429 | 2018-11-06 12:01 | 11 | November | 12 | 310 | 2.3532 | 2.3532 | 2.3532 | 0 | 0 | 1.2646 | 1.7137 | 0.84126 | 3.8195 | 3.6177 | 0 | 0.78124 | 0 | 0 | 0 | 0 | 0 | 0.93243 | 0 | 0 | 0.84126 | 0 | 0 | 0.75713
7430 | 2018-11-06 13:01 | 11 | November | 13 | 310 | 1.9111 | 1.9111 | 1.9111 | 0 | 0 | 1.4515 | 0.5874 | 1.1192 | 3.1582 | 3.3627 | 0 | 0 | 0 | 0 | 0 | 0 | 0 | 0.5874 | 0 | 0 | 1.1192 | 0 | 0 | 1.0073
7431 | 2018-11-06 14:01 | 11 | November | 14 | 310 | 1.3261 | 1.3261 | 1.3261 | 0 | 0 | 1.8372 | 0.35355 | 0.99905 | 3.1898 | 3.1633 | 0 | 0 | 0 | 0 | 0 | 0 | 0 | 0.35355 | 0 | 0 | 0.99905 | 0 | 0 | 0.89914
7432 | 2018-11-06 15:01 | 11 | November | 15 | 310 | 0.48103 | 0.48103 | 0.48103 | 0 | 0 | 2.7023 | 0.42895 | 0.6033 | 3.7346 | 3.1833 | 0 | 0.075405 | 0 | 0 | 0 | 0 | 0 | 0.35355 | 0 | 0 | 0.6033 | 0 | 0 | 0.54297
7433 | 2018-11-06 16:01 | 11 | November | 16 | 310 | 0.026002 | 0.026002 | 0.026002 | 0 | 0 | 3.8942 | 1.192 | 1.1803 | 6.2665 | 3.9202 | 0 | 0.60465 | 0 | 0 | 0 | 0 | 0 | 0.5874 | 0 | 0 | 1.1803 | 0 | 0 | 1.0622
7434 | 2018-11-06 17:01 | 11 | November | 17 | 310 | 0 | 0 | 0 | 0 | 0 | 4.5158 | 1.1776 | 2.0695 | 7.763 | 4.5158 | 0 | 0.47519 | 0 | 0 | 0 | 0 | 0 | 0.70241 | 0 | 0 | 2.0695 | 0 | 0 | 1.8626
7435 | 2018-11-06 18:01 | 11 | November | 18 | 310 | 0 | 0 | 0 | 0 | 0 | 4.5308 | 1.0153 | 2.6644 | 8.2104 | 4.5308 | 0 | 0.31288 | 0 | 0 | 0 | 0 | 0 | 0.70241 | 0 | 0 | 2.6644 | 0 | 0 | 2.398
7436 | 2018-11-06 19:01 | 11 | November | 19 | 310 | 0 | 0 | 0 | 0 | 0 | 3.744 | 1.1629 | 2.5359 | 7.4428 | 3.744 | 0 | 0.57554 | 0 | 0 | 0 | 0 | 0 | 0.5874 | 0 | 0 | 2.5359 | 0 | 0 | 2.2823
7437 | 2018-11-06 20:01 | 11 | November | 20 | 310 | 0 | 0 | 0 | 0 | 0 | 2.9638 | 1.4254 | 1.8296 | 6.2189 | 2.9638 | 0 | 0.95302 | 0 | 0 | 0 | 0 | 0 | 0.47239 | 0 | 0 | 1.8296 | 0 | 0 | 1.6467
7438 | 2018-11-06 21:01 | 11 | November | 21 | 310 | 0 | 0 | 0 | 0 | 0 | 2.7248 | 1.3279 | 1.4543 | 5.507 | 2.7248 | 0 | 1.0894 | 0 | 0 | 0 | 0 | 0 | 0.23853 | 0 | 0 | 1.4543 | 0 | 0 | 1.3089
7439 | 2018-11-06 22:01 | 11 | November | 22 | 310 | 0 | 0 | 0 | 0 | 0 | 2.3419 | 1.6418 | 0.9957 | 4.9794 | 2.3419 | 0 | 1.4033 | 0 | 0 | 0 | 0 | 0 | 0.23853 | 0 | 0 | 0.9957 | 0 | 0 | 0.89613
7440 | 2018-11-06 23:01 | 11 | November | 23 | 310 | 0 | 0 | 0 | 0 | 0 | 1.5819 | 1.821 | 0.63126 | 4.0342 | 1.5819 | 0 | 1.6975 | 0 | 0 | 0 | 0 | 0 | 0.12352 | 0 | 0 | 0.63126 | 0 | 0 | 0.56813
7441 | 2018-11-07 00:01 | 11 | November | 0 | 311 | 0 | 0 | 0 | 0 | 0 | 1.8112 | 1.8219 | 0.34706 | 3.9801 | 1.8112 | 0 | 1.6983 | 0 | 0 | 0 | 0 | 0 | 0.12352 | 0 | 0 | 0.34706 | 0 | 0 | 0.31235
7442 | 2018-11-07 01:01 | 11 | November | 1 | 311 | 0 | 0 | 0 | 0 | 0 | 1.3598 | 2.0126 | 0.040439 | 3.4129 | 1.3598 | 0 | 1.8891 | 0 | 0 | 0 | 0 | 0 | 0.12352 | 0 | 0 | 0.040439 | 0 | 0 | 0.036395
7443 | 2018-11-07 02:01 | 11 | November | 2 | 311 | 0 | 0 | 0 | 0 | 0 | 1.129 | 2.2468 | 0.042189 | 3.418 | 1.129 | 0 | 2.0082 | 0 | 0 | 0 | 0 | 0 | 0.23853 | 0 | 0 | 0.042189 | 0 | 0 | 0.03797
7444 | 2018-11-07 03:01 | 11 | November | 3 | 311 | 0 | 0 | 0 | 0 | 0 | 1.0481 | 2.2975 | 0 | 3.3456 | 1.0481 | 0 | 2.059 | 0 | 0 | 0 | 0 | 0 | 0.23853 | 0 | 0 | 0 | 0 | 0 | 0
7445 | 2018-11-07 04:01 | 11 | November | 4 | 311 | 0 | 0 | 0 | 0 | 0 | 0.99814 | 2.5891 | 0 | 3.5872 | 0.99814 | 0 | 2.1167 | 0 | 0 | 0 | 0 | 0 | 0.47239 | 0 | 0 | 0 | 0 | 0 | 0
7446 | 2018-11-07 05:01 | 11 | November | 5 | 311 | 0 | 0 | 0 | 0 | 0 | 0.99607 | 2.8347 | 0 | 3.8307 | 0.99607 | 0 | 2.1322 | 0 | 0 | 0 | 0 | 0 | 0.70241 | 0 | 0 | 0 | 0 | 0 | 0
7447 | 2018-11-07 06:01 | 11 | November | 6 | 311 | 0 | 0 | 0 | 0 | 0 | 1.044 | 3.2386 | 0 | 4.2826 | 1.044 | 0 | 2.0723 | 0 | 0 | 0 | 0 | 0 | 1.1663 | 0 | 0 | 0 | 0 | 0 | 0
7448 | 2018-11-07 07:01 | 11 | November | 7 | 311 | 3.8743 | 1.2305 | 3.8743 | 0 | 0 | 0 | 0.39747 | 0 | 0.39747 | 1.2305 | 0 | 1.8749 | 0 | 0 | 0 | 0 | 0 | 1.1663 | 0 | 0 | 0 | 0 | 0 | 0
7449 | 2018-11-07 08:01 | 11 | November | 8 | 311 | 6.5654 | 2.0245 | 4.6261 | 0 | 1.9393 | 0 | 0 | 0 | 0 | 2.0245 | 0 | 1.6692 | 0 | 0 | 0 | 0 | 0 | 0.93243 | 0 | 0 | 0 | 0 | 0 | 0
7450 | 2018-11-07 09:01 | 11 | November | 9 | 311 | 9.2306 | 3.0545 | 5.0723 | 0 | 4.1584 | 0 | 0 | 0 | 0 | 3.0545 | 0 | 1.2234 | 0 | 0 | 0 | 0 | 0 | 0.5874 | 0 | 0 | 0.20694 | 0 | 0 | 0.18624
7451 | 2018-11-07 10:01 | 11 | November | 10 | 311 | 11.1417 | 3.7898 | 5.6112 | 0 | 5.5306 | 0 | 0 | 0 | 0 | 3.7898 | 0 | 0.90498 | 0 | 0 | 0 | 0 | 0 | 0.47239 | 0 | 0 | 0.44402 | 0 | 0 | 0.39962
7452 | 2018-11-07 11:01 | 11 | November | 11 | 311 | 11.7918 | 4.3793 | 6.158 | 0 | 5.6337 | 0 | 0 | 0 | 0 | 4.3793 | 0 | 0.64334 | 0 | 0 | 0 | 0 | 0 | 0.70241 | 0 | 0 | 0.43304 | 0 | 0 | 0.38973
7453 | 2018-11-07 12:01 | 11 | November | 12 | 311 | 10.9597 | 4.4602 | 6.8051 | 0 | 4.1546 | 0 | 0 | 0 | 0 | 4.4602 | 0 | 0.57129 | 0 | 0 | 0 | 0 | 0 | 0.93243 | 0 | 0 | 0.84126 | 0 | 0 | 0.75713
7454 | 2018-11-07 13:01 | 11 | November | 13 | 311 | 8.8146 | 3.7661 | 6.2378 | 0 | 2.5767 | 0 | 0 | 0 | 0 | 3.7661 | 0 | 0.7651 | 0 | 0 | 0 | 0 | 0 | 0.5874 | 0 | 0 | 1.1192 | 0 | 0 | 1.0073
7455 | 2018-11-07 14:01 | 11 | November | 14 | 311 | 6.6694 | 3.0056 | 5.3954 | 0 | 1.274 | 0 | 0 | 0 | 0 | 3.0056 | 0 | 1.0373 | 0 | 0 | 0 | 0 | 0 | 0.35355 | 0 | 0 | 0.99905 | 0 | 0 | 0.89914
7456 | 2018-11-07 15:01 | 11 | November | 15 | 311 | 3.4322 | 2.6032 | 3.4322 | 0 | 0 | 0 | 0.74534 | 0.6033 | 1.3486 | 2.6032 | 0 | 1.2209 | 0 | 0 | 0 | 0 | 0 | 0.35355 | 0 | 0 | 0.6033 | 0 | 0 | 0.54297
7457 | 2018-11-07 16:01 | 11 | November | 16 | 311 | 0.026002 | 0.026002 | 0.026002 | 0 | 0 | 2.3731 | 1.9941 | 1.1803 | 5.5475 | 2.3991 | 0 | 1.4067 | 0 | 0 | 0 | 0 | 0 | 0.5874 | 0 | 0 | 1.1803 | 0 | 0 | 1.0622
7458 | 2018-11-07 17:01 | 11 | November | 17 | 311 | 0 | 0 | 0 | 0 | 0 | 2.7907 | 2.0157 | 2.0695 | 6.876 | 2.7907 | 0 | 1.3133 | 0 | 0 | 0 | 0 | 0 | 0.70241 | 0 | 0 | 2.0695 | 0 | 0 | 1.8626
7459 | 2018-11-07 18:01 | 11 | November | 18 | 311 | 0 | 0 | 0 | 0 | 0 | 3.4235 | 1.6518 | 2.6644 | 7.7397 | 3.4235 | 0 | 0.94942 | 0 | 0 | 0 | 0 | 0 | 0.70241 | 0 | 0 | 2.6644 | 0 | 0 | 2.398
7460 | 2018-11-07 19:01 | 11 | November | 19 | 311 | 0 | 0 | 0 | 0 | 0 | 3.8331 | 1.4771 | 2.5359 | 7.8461 | 3.8331 | 0 | 0.88969 | 0 | 0 | 0 | 0 | 0 | 0.5874 | 0 | 0 | 2.5359 | 0 | 0 | 2.2823
7461 | 2018-11-07 20:01 | 11 | November | 20 | 311 | 0 | 0 | 0 | 0 | 0 | 3.5002 | 1.5934 | 1.8296 | 6.9232 | 3.5002 | 0 | 1.121 | 0 | 0 | 0 | 0 | 0 | 0.47239 | 0 | 0 | 1.8296 | 0 | 0 | 1.6467
7462 | 2018-11-07 21:01 | 11 | November | 21 | 311 | 0 | 0 | 0 | 0 | 0 | 2.9932 | 1.5492 | 1.4543 | 5.9967 | 2.9932 | 0 | 1.3107 | 0 | 0 | 0 | 0 | 0 | 0.23853 | 0 | 0 | 1.4543 | 0 | 0 | 1.3089
7463 | 2018-11-07 22:01 | 11 | November | 22 | 311 | 0 | 0 | 0 | 0 | 0 | 2.565 | 1.8433 | 0.9957 | 5.404 | 2.565 | 0 | 1.6048 | 0 | 0 | 0 | 0 | 0 | 0.23853 | 0 | 0 | 0.9957 | 0 | 0 | 0.89613
7464 | 2018-11-07 23:01 | 11 | November | 23 | 311 | 0 | 0 | 0 | 0 | 0 | 1.4016 | 2.1242 | 0.63126 | 4.1571 | 1.4016 | 0 | 2.0007 | 0 | 0 | 0 | 0 | 0 | 0.12352 | 0 | 0 | 0.63126 | 0 | 0 | 0.56813
7465 | 2018-11-08 00:01 | 11 | November | 0 | 312 | 0 | 0 | 0 | 0 | 0 | 1.0888 | 2.2043 | 0.34706 | 3.6402 | 1.0888 | 0 | 2.0808 | 0 | 0 | 0 | 0 | 0 | 0.12352 | 0 | 0 | 0.34706 | 0 | 0 | 0.31235
7466 | 2018-11-08 01:01 | 11 | November | 1 | 312 | 0 | 0 | 0 | 0 | 0 | 1.0151 | 2.2382 | 0.040439 | 3.2937 | 1.0151 | 0 | 2.1146 | 0 | 0 | 0 | 0 | 0 | 0.12352 | 0 | 0 | 0.040439 | 0 | 0 | 0.036395
7467 | 2018-11-08 02:01 | 11 | November | 2 | 312 | 0 | 0 | 0 | 0 | 0 | 0.9935 | 2.3886 | 0.042189 | 3.4243 | 0.9935 | 0 | 2.1501 | 0 | 0 | 0 | 0 | 0 | 0.23853 | 0 | 0 | 0.042189 | 0 | 0 | 0.03797
7468 | 2018-11-08 03:01 | 11 | November | 3 | 312 | 0 | 0 | 0 | 0 | 0 | 1.0064 | 2.3855 | 0 | 3.3918 | 1.0064 | 0 | 2.1469 | 0 | 0 | 0 | 0 | 0 | 0.23853 | 0 | 0 | 0 | 0 | 0 | 0
7469 | 2018-11-08 04:01 | 11 | November | 4 | 312 | 0 | 0 | 0 | 0 | 0 | 1.1661 | 2.5936 | 0 | 3.7597 | 1.1661 | 0 | 2.1212 | 0 | 0 | 0 | 0 | 0 | 0.47239 | 0 | 0 | 0 | 0 | 0 | 0
7470 | 2018-11-08 05:01 | 11 | November | 5 | 312 | 0 | 0 | 0 | 0 | 0 | 2.0565 | 2.6113 | 0 | 4.6678 | 2.0565 | 0 | 1.9089 | 0 | 0 | 0 | 0 | 0 | 0.70241 | 0 | 0 | 0 | 0 | 0 | 0
7471 | 2018-11-08 06:01 | 11 | November | 6 | 312 | 0 | 0 | 0 | 0 | 0 | 2.867 | 2.7915 | 0 | 5.6584 | 2.867 | 0 | 1.6252 | 0 | 0 | 0 | 0 | 0 | 1.1663 | 0 | 0 | 0 | 0 | 0 | 0
7472 | 2018-11-08 07:01 | 11 | November | 7 | 312 | 1.7421 | 1.7421 | 1.7421 | 0 | 0 | 1.2094 | 2.6063 | 0 | 3.8157 | 2.9515 | 0 | 1.44 | 0 | 0 | 0 | 0 | 0 | 1.1663 | 0 | 0 | 0 | 0 | 0 | 0
7473 | 2018-11-08 08:01 | 11 | November | 8 | 312 | 4.0043 | 2.7392 | 4.0043 | 0 | 0 | 0 | 1.0275 | 0 | 1.0275 | 2.7392 | 0 | 1.3602 | 0 | 0 | 0 | 0 | 0 | 0.93243 | 0 | 0 | 0 | 0 | 0 | 0
7474 | 2018-11-08 09:01 | 11 | November | 9 | 312 | 5.9934 | 2.5954 | 4.5435 | 0 | 1.4499 | 0 | 0 | 0 | 0 | 2.5954 | 0 | 1.1537 | 0 | 0 | 0 | 0 | 0 | 0.5874 | 0 | 0 | 0.20694 | 0 | 0 | 0.18624
7475 | 2018-11-08 10:01 | 11 | November | 10 | 312 | 7.3065 | 2.6387 | 4.5401 | 0 | 2.7663 | 0 | 0 | 0 | 0 | 2.6387 | 0 | 0.98501 | 0 | 0 | 0 | 0 | 0 | 0.47239 | 0 | 0 | 0.44402 | 0 | 0 | 0.39962
7476 | 2018-11-08 11:01 | 11 | November | 11 | 312 | 7.4495 | 2.8938 | 4.8451 | 0 | 2.6044 | 0 | 0 | 0 | 0 | 2.8938 | 0 | 0.81586 | 0 | 0 | 0 | 0 | 0 | 0.70241 | 0 | 0 | 0.43304 | 0 | 0 | 0.38973
7477 | 2018-11-08 12:01 | 11 | November | 12 | 312 | 6.0844 | 2.8685 | 5.3982 | 0 | 0.68622 | 0 | 0 | 0 | 0 | 2.8685 | 0 | 0.75597 | 0 | 0 | 0 | 0 | 0 | 0.93243 | 0 | 0 | 0.84126 | 0 | 0 | 0.75713
7478 | 2018-11-08 13:01 | 11 | November | 13 | 312 | 4.5113 | 2.5774 | 4.5113 | 0 | 0 | 0 | 0 | 0.57669 | 0.57669 | 2.5774 | 0 | 0.80395 | 0 | 0 | 0 | 0 | 0 | 0.5874 | 0 | 0 | 1.1192 | 0 | 0 | 1.0073
7479 | 2018-11-08 14:01 | 11 | November | 14 | 312 | 3.1462 | 2.3605 | 3.1462 | 0 | 0 | 0 | 0.4716 | 0.99905 | 1.4706 | 2.3605 | 0 | 0.90378 | 0 | 0 | 0 | 0 | 0 | 0.35355 | 0 | 0 | 0.99905 | 0 | 0 | 0.89914
7480 | 2018-11-08 15:01 | 11 | November | 15 | 312 | 1.0921 | 1.0921 | 1.0921 | 0 | 0 | 1.2767 | 1.4352 | 0.6033 | 3.3151 | 2.3687 | 0 | 1.0816 | 0 | 0 | 0 | 0 | 0 | 0.35355 | 0 | 0 | 0.6033 | 0 | 0 | 0.54297
7481 | 2018-11-08 16:01 | 11 | November | 16 | 312 | 0 | 0 | 0 | 0 | 0 | 2.8515 | 1.7049 | 1.1803 | 5.7367 | 2.8515 | 0 | 1.1175 | 0 | 0 | 0 | 0 | 0 | 0.5874 | 0 | 0 | 1.1803 | 0 | 0 | 1.0622
7482 | 2018-11-08 17:01 | 11 | November | 17 | 312 | 0 | 0 | 0 | 0 | 0 | 3.6249 | 1.6601 | 2.0695 | 7.3546 | 3.6249 | 0 | 0.95768 | 0 | 0 | 0 | 0 | 0 | 0.70241 | 0 | 0 | 2.0695 | 0 | 0 | 1.8626
7483 | 2018-11-08 18:01 | 11 | November | 18 | 312 | 0 | 0 | 0 | 0 | 0 | 4.0552 | 1.3502 | 2.6644 | 8.0697 | 4.0552 | 0 | 0.64776 | 0 | 0 | 0 | 0 | 0 | 0.70241 | 0 | 0 | 2.6644 | 0 | 0 | 2.398
7484 | 2018-11-08 19:01 | 11 | November | 19 | 312 | 0 | 0 | 0 | 0 | 0 | 3.6672 | 1.3641 | 2.5359 | 7.5671 | 3.6672 | 0 | 0.77666 | 0 | 0 | 0 | 0 | 0 | 0.5874 | 0 | 0 | 2.5359 | 0 | 0 | 2.2823
7485 | 2018-11-08 20:01 | 11 | November | 20 | 312 | 0 | 0 | 0 | 0 | 0 | 3.1055 | 1.5671 | 1.8296 | 6.5023 | 3.1055 | 0 | 1.0947 | 0 | 0 | 0 | 0 | 0 | 0.47239 | 0 | 0 | 1.8296 | 0 | 0 | 1.6467
7486 | 2018-11-08 21:01 | 11 | November | 21 | 312 | 0 | 0 | 0 | 0 | 0 | 2.6047 | 1.5653 | 1.4543 | 5.6243 | 2.6047 | 0 | 1.3268 | 0 | 0 | 0 | 0 | 0 | 0.23853 | 0 | 0 | 1.4543 | 0 | 0 | 1.3089
7487 | 2018-11-08 22:01 | 11 | November | 22 | 312 | 0 | 0 | 0 | 0 | 0 | 1.9807 | 1.8479 | 0.9957 | 4.8243 | 1.9807 | 0 | 1.6094 | 0 | 0 | 0 | 0 | 0 | 0.23853 | 0 | 0 | 0.9957 | 0 | 0 | 0.89613
7488 | 2018-11-08 23:01 | 11 | November | 23 | 312 | 0 | 0 | 0 | 0 | 0 | 1.4016 | 1.9783 | 0.12317 | 3.503 | 1.4016 | 0 | 1.8548 | 0 | 0 | 0 | 0 | 0 | 0.12352 | 0 | 0 | 0.12317 | 0 | 0 | 0.11085
7489 | 2018-11-09 00:01 | 11 | November | 0 | 313 | 0 | 0 | 0 | 0 | 0 | 1.0888 | 2.1026 | 0.091347 | 3.2828 | 1.0888 | 0 | 1.9791 | 0 | 0 | 0 | 0 | 0 | 0.12352 | 0 | 0 | 0.091347 | 0 | 0 | 0.082212
7490 | 2018-11-09 01:01 | 11 | November | 1 | 313 | 0 | 0 | 0 | 0 | 0 | 1.0151 | 2.1811 | 0 | 3.1963 | 1.0151 | 0 | 2.0576 | 0 | 0 | 0 | 0 | 0 | 0.12352 | 0 | 0 | 0 | 0 | 0 | 0
7491 | 2018-11-09 02:01 | 11 | November | 2 | 313 | 0 | 0 | 0 | 0 | 0 | 0.9935 | 2.3614 | 0.11659 | 3.4715 | 0.9935 | 0 | 2.1229 | 0 | 0 | 0 | 0 | 0 | 0.23853 | 0 | 0 | 0.11659 | 0 | 0 | 0.10493
7492 | 2018-11-09 03:01 | 11 | November | 3 | 313 | 0 | 0 | 0 | 0 | 0 | 1.0064 | 2.3732 | 0.042301 | 3.4218 | 1.0064 | 0 | 2.1346 | 0 | 0 | 0 | 0 | 0 | 0.23853 | 0 | 0 | 0.042301 | 0 | 0 | 0.038071
7493 | 2018-11-09 04:01 | 11 | November | 4 | 313 | 0 | 0 | 0 | 0 | 0 | 1.1661 | 2.6412 | 0.039756 | 3.847 | 1.1661 | 0 | 2.1688 | 0 | 0 | 0 | 0 | 0 | 0.47239 | 0 | 0 | 0.039756 | 0 | 0 | 0.035781
7494 | 2018-11-09 05:01 | 11 | November | 5 | 313 | 0 | 0 | 0 | 0 | 0 | 2.0565 | 2.6007 | 0 | 4.6571 | 2.0565 | 0 | 1.8982 | 0 | 0 | 0 | 0 | 0 | 0.70241 | 0 | 0 | 0 | 0 | 0 | 0
7495 | 2018-11-09 06:01 | 11 | November | 6 | 313 | 0 | 0 | 0 | 0 | 0 | 2.867 | 2.7974 | 0 | 5.6644 | 2.867 | 0 | 1.6311 | 0 | 0 | 0 | 0 | 0 | 1.1663 | 0 | 0 | 0 | 0 | 0 | 0
7496 | 2018-11-09 07:01 | 11 | November | 7 | 313 | 1.0661 | 1.0661 | 1.0661 | 0 | 0 | 1.8854 | 2.6125 | 0 | 4.4979 | 2.9515 | 0 | 1.4462 | 0 | 0 | 0 | 0 | 0 | 1.1663 | 0 | 0 | 0 | 0 | 0 | 0
7497 | 2018-11-09 08:01 | 11 | November | 8 | 313 | 9.0876 | 2.7392 | 5.0238 | 0 | 4.0638 | 0 | 0 | 0 | 0 | 2.7392 | 0 | 1.3522 | 0 | 0 | 0 | 0 | 0 | 0.93243 | 0 | 0 | 0 | 0 | 0 | 0
7498 | 2018-11-09 09:01 | 11 | November | 9 | 313 | 10.9727 | 2.5954 | 4.5415 | 0 | 6.4313 | 0 | 0 | 0 | 0 | 2.5954 | 0 | 1.1929 | 0 | 0 | 0 | 0 | 0 | 0.5874 | 0 | 0 | 0.16574 | 0 | 0 | 0.14917
7499 | 2018-11-09 10:01 | 11 | November | 10 | 313 | 8.6976 | 2.6387 | 4.5009 | 0 | 4.1967 | 0 | 0 | 0 | 0 | 2.6387 | 0 | 0.99157 | 0 | 0 | 0 | 0 | 0 | 0.47239 | 0 | 0 | 0.39821 | 0 | 0 | 0.35839
7500 | 2018-11-09 11:01 | 11 | November | 11 | 313 | 8.8926 | 2.8938 | 4.7294 | 0 | 4.1632 | 0 | 0 | 0 | 0 | 2.8938 | 0 | 0.73734 | 0 | 0 | 0 | 0 | 0 | 0.70241 | 0 | 0 | 0.39589 | 0 | 0 | 0.3563
7501 | 2018-11-09 12:01 | 11 | November | 12 | 313 | 1.3651 | 1.3651 | 1.3651 | 0 | 0 | 1.5034 | 1.5888 | 0.94478 | 4.037 | 2.8685 | 0 | 0.65634 | 0 | 0 | 0 | 0 | 0 | 0.93243 | 0 | 0 | 0.94478 | 0 | 0 | 0.8503
7502 | 2018-11-09 13:01 | 11 | November | 13 | 313 | 0.71505 | 0.71505 | 0.71505 | 0 | 0 | 1.8624 | 1.3796 | 1.3646 | 4.6065 | 2.5774 | 0 | 0.79222 | 0 | 0 | 0 | 0 | 0 | 0.5874 | 0 | 0 | 1.3646 | 0 | 0 | 1.2281
7503 | 2018-11-09 14:01 | 11 | November | 14 | 313 | 2.0411 | 2.0411 | 2.0411 | 0 | 0 | 0.31934 | 1.3368 | 1.1765 | 2.8327 | 2.3605 | 0 | 0.98328 | 0 | 0 | 0 | 0 | 0 | 0.35355 | 0 | 0 | 1.1765 | 0 | 0 | 1.0589
7504 | 2018-11-09 15:01 | 11 | November | 15 | 313 | 0.16901 | 0.16901 | 0.16901 | 0 | 0 | 2.1997 | 1.4895 | 0.97242 | 4.6616 | 2.3687 | 0 | 1.1359 | 0 | 0 | 0 | 0 | 0 | 0.35355 | 0 | 0 | 0.97242 | 0 | 0 | 0.87517
7505 | 2018-11-09 16:01 | 11 | November | 16 | 313 | 0 | 0 | 0 | 0 | 0 | 2.8515 | 1.7553 | 1.4586 | 6.0654 | 2.8515 | 0 | 1.1679 | 0 | 0 | 0 | 0 | 0 | 0.5874 | 0 | 0 | 1.4586 | 0 | 0 | 1.3127
7506 | 2018-11-09 17:01 | 11 | November | 17 | 313 | 0 | 0 | 0 | 0 | 0 | 3.6249 | 1.7119 | 1.6556 | 6.9924 | 3.6249 | 0 | 1.0095 | 0 | 0 | 0 | 0 | 0 | 0.70241 | 0 | 0 | 1.6556 | 0 | 0 | 1.49
7507 | 2018-11-09 18:01 | 11 | November | 18 | 313 | 0 | 0 | 0 | 0 | 0 | 4.0552 | 1.4637 | 2.1629 | 7.6818 | 4.0552 | 0 | 0.76131 | 0 | 0 | 0 | 0 | 0 | 0.70241 | 0 | 0 | 2.1629 | 0 | 0 | 1.9466
7508 | 2018-11-09 19:01 | 11 | November | 19 | 313 | 0 | 0 | 0 | 0 | 0 | 3.6672 | 1.5218 | 2.087 | 7.2759 | 3.6672 | 0 | 0.93436 | 0 | 0 | 0 | 0 | 0 | 0.5874 | 0 | 0 | 2.087 | 0 | 0 | 1.8783
7509 | 2018-11-09 20:01 | 11 | November | 20 | 313 | 0 | 0 | 0 | 0 | 0 | 3.1055 | 1.7531 | 1.7154 | 6.5741 | 3.1055 | 0 | 1.2807 | 0 | 0 | 0 | 0 | 0 | 0.47239 | 0 | 0 | 1.7154 | 0 | 0 | 1.5439
7510 | 2018-11-09 21:01 | 11 | November | 21 | 313 | 0 | 0 | 0 | 0 | 0 | 2.6047 | 1.7356 | 1.2558 | 5.5961 | 2.6047 | 0 | 1.4971 | 0 | 0 | 0 | 0 | 0 | 0.23853 | 0 | 0 | 1.2558 | 0 | 0 | 1.1302
7511 | 2018-11-09 22:01 | 11 | November | 22 | 313 | 0 | 0 | 0 | 0 | 0 | 1.9807 | 2.1356 | 0.75773 | 4.8741 | 1.9807 | 0 | 1.8971 | 0 | 0 | 0 | 0 | 0 | 0.23853 | 0 | 0 | 0.75773 | 0 | 0 | 0.68195
7512 | 2018-11-09 23:01 | 11 | November | 23 | 313 | 0 | 0 | 0 | 0 | 0 | 1.4016 | 2.2947 | 0.49733 | 4.1937 | 1.4016 | 0 | 2.1712 | 0 | 0 | 0 | 0 | 0 | 0.12352 | 0 | 0 | 0.49733 | 0 | 0 | 0.4476
7513 | 2018-11-10 00:01 | 11 | November | 0 | 314 | 0 | 0 | 0 | 0 | 0 | 1.0888 | 2.523 | 0 | 3.6118 | 1.0888 | 0 | 2.3995 | 0 | 0 | 0 | 0 | 0 | 0.12352 | 0 | 0 | 0 | 0 | 0 | 0
7514 | 2018-11-10 01:01 | 11 | November | 1 | 314 | 0 | 0 | 0 | 0 | 0 | 1.0151 | 2.7357 | 0 | 3.7508 | 1.0151 | 0 | 2.6121 | 0 | 0 | 0 | 0 | 0 | 0.12352 | 0 | 0 | 0 | 0 | 0 | 0
7515 | 2018-11-10 02:01 | 11 | November | 2 | 314 | 0 | 0 | 0 | 0 | 0 | 0.9935 | 2.9351 | 0.085531 | 4.0142 | 0.9935 | 0 | 2.8116 | 0 | 0 | 0 | 0 | 0 | 0.12352 | 0 | 0 | 0.085531 | 0 | 0 | 0.076978
7516 | 2018-11-10 03:01 | 11 | November | 3 | 314 | 0 | 0 | 0 | 0 | 0 | 1.0064 | 3.0513 | 0.025909 | 4.0836 | 1.0064 | 0 | 2.9278 | 0 | 0 | 0 | 0 | 0 | 0.12352 | 0 | 0 | 0.025909 | 0 | 0 | 0.023318
7517 | 2018-11-10 04:01 | 11 | November | 4 | 314 | 0 | 0 | 0 | 0 | 0 | 1.1661 | 3.1305 | 0.055915 | 4.3525 | 1.1661 | 0 | 3.007 | 0 | 0 | 0 | 0 | 0 | 0.12352 | 0 | 0 | 0.055915 | 0 | 0 | 0.050323
7518 | 2018-11-10 05:01 | 11 | November | 5 | 314 | 0 | 0 | 0 | 0 | 0 | 2.0565 | 3.1106 | 0 | 5.167 | 2.0565 | 0 | 2.872 | 0 | 0 | 0 | 0 | 0 | 0.23853 | 0 | 0 | 0 | 0 | 0 | 0
7519 | 2018-11-10 06:01 | 11 | November | 6 | 314 | 0 | 0 | 0 | 0 | 0 | 2.867 | 3.1536 | 0 | 6.0205 | 2.867 | 0 | 2.6812 | 0 | 0 | 0 | 0 | 0 | 0.47239 | 0 | 0 | 0 | 0 | 0 | 0
7520 | 2018-11-10 07:01 | 11 | November | 7 | 314 | 0.24702 | 0.24702 | 0.24702 | 0 | 0 | 2.7045 | 3.2207 | 0 | 5.9251 | 2.9515 | 0 | 2.5182 | 0 | 0 | 0 | 0 | 0 | 0.70241 | 0 | 0 | 0 | 0 | 0 | 0
7521 | 2018-11-10 08:01 | 11 | November | 8 | 314 | 0.89706 | 0.89706 | 0.89706 | 0 | 0 | 1.8421 | 2.2895 | 0 | 4.1316 | 2.7392 | 0 | 1.587 | 0 | 0 | 0 | 0 | 0 | 0.70241 | 0 | 0 | 0 | 0 | 0 | 0
7522 | 2018-11-10 09:01 | 11 | November | 9 | 314 | 1.3651 | 1.3651 | 1.3651 | 0 | 0 | 1.2303 | 1.6754 | 0.27308 | 3.1788 | 2.5954 | 0 | 1.088 | 0 | 0 | 0 | 0 | 0 | 0.5874 | 0 | 0 | 0.27308 | 0 | 0 | 0.24577
7523 | 2018-11-10 10:01 | 11 | November | 10 | 314 | 1.7811 | 1.7811 | 1.7811 | 0 | 0 | 0.8576 | 1.097 | 0.57504 | 2.5297 | 2.6387 | 0 | 0.73965 | 0 | 0 | 0 | 0 | 0 | 0.35738 | 0 | 0 | 0.57504 | 0 | 0 | 0.51754
7524 | 2018-11-10 11:01 | 11 | November | 11 | 314 | 1.9761 | 1.9761 | 1.9761 | 0 | 0 | 0.91764 | 1.1059 | 0.49448 | 2.518 | 2.8938 | 0 | 0.5185 | 0 | 0 | 0 | 0 | 0 | 0.5874 | 0 | 0 | 0.49448 | 0 | 0 | 0.44503
7525 | 2018-11-10 12:01 | 11 | November | 12 | 314 | 1.8461 | 1.8461 | 1.8461 | 0 | 0 | 1.0224 | 1.1019 | 0.80292 | 2.9272 | 2.8685 | 0 | 0.39949 | 0 | 0 | 0 | 0 | 0 | 0.70241 | 0 | 0 | 0.80292 | 0 | 0 | 0.72263
7526 | 2018-11-10 13:01 | 11 | November | 13 | 314 | 1.4951 | 1.4951 | 1.4951 | 0 | 0 | 1.0823 | 1.3723 | 1.4283 | 3.8829 | 2.5774 | 0 | 0.6699 | 0 | 0 | 0 | 0 | 0 | 0.70241 | 0 | 0 | 1.4283 | 0 | 0 | 1.2855
7527 | 2018-11-10 14:01 | 11 | November | 14 | 314 | 0.87106 | 0.87106 | 0.87106 | 0 | 0 | 1.4894 | 1.6029 | 1.0268 | 4.1191 | 2.3605 | 0 | 1.0155 | 0 | 0 | 0 | 0 | 0 | 0.5874 | 0 | 0 | 1.0268 | 0 | 0 | 0.92416
7528 | 2018-11-10 15:01 | 11 | November | 15 | 314 | 0.27302 | 0.27302 | 0.27302 | 0 | 0 | 2.0957 | 2.2414 | 0.73184 | 5.0689 | 2.3687 | 0 | 1.654 | 0 | 0 | 0 | 0 | 0 | 0.5874 | 0 | 0 | 0.73184 | 0 | 0 | 0.65866
7529 | 2018-11-10 16:01 | 11 | November | 16 | 314 | 0 | 0 | 0 | 0 | 0 | 2.8515 | 3.3734 | 0.83299 | 7.0579 | 2.8515 | 0 | 2.3221 | 0 | 0 | 0 | 0 | 0 | 1.0513 | 0 | 0 | 0.83299 | 0 | 0 | 0.74969
7530 | 2018-11-10 17:01 | 11 | November | 17 | 314 | 0 | 0 | 0 | 0 | 0 | 3.6249 | 3.0124 | 1.2201 | 7.8574 | 3.6249 | 0 | 2.1949 | 0 | 0 | 0 | 0 | 0 | 0.81742 | 0 | 0 | 1.2201 | 0 | 0 | 1.0981
7531 | 2018-11-10 18:01 | 11 | November | 18 | 314 | 0 | 0 | 0 | 0 | 0 | 4.0552 | 2.4212 | 1.9034 | 8.3798 | 4.0552 | 0 | 1.9488 | 0 | 0 | 0 | 0 | 0 | 0.47239 | 0 | 0 | 1.9034 | 0 | 0 | 1.7131
7532 | 2018-11-10 19:01 | 11 | November | 19 | 314 | 0 | 0 | 0 | 0 | 0 | 3.6672 | 2.6235 | 1.7545 | 8.0451 | 3.6672 | 0 | 2.1511 | 0 | 0 | 0 | 0 | 0 | 0.47239 | 0 | 0 | 1.7545 | 0 | 0 | 1.579
7533 | 2018-11-10 20:01 | 11 | November | 20 | 314 | 0 | 0 | 0 | 0 | 0 | 3.1055 | 2.7344 | 1.2804 | 7.1203 | 3.1055 | 0 | 2.4959 | 0 | 0 | 0 | 0 | 0 | 0.23853 | 0 | 0 | 1.2804 | 0 | 0 | 1.1523
7534 | 2018-11-10 21:01 | 11 | November | 21 | 314 | 0 | 0 | 0 | 0 | 0 | 2.6047 | 2.9649 | 0.99691 | 6.5665 | 2.6047 | 0 | 2.7264 | 0 | 0 | 0 | 0 | 0 | 0.23853 | 0 | 0 | 0.99691 | 0 | 0 | 0.89722
7535 | 2018-11-10 22:01 | 11 | November | 22 | 314 | 0 | 0 | 0 | 0 | 0 | 1.9807 | 3.378 | 0.5535 | 5.9122 | 1.9807 | 0 | 3.1395 | 0 | 0 | 0 | 0 | 0 | 0.23853 | 0 | 0 | 0.5535 | 0 | 0 | 0.49815
7536 | 2018-11-10 23:01 | 11 | November | 23 | 314 | 0 | 0 | 0 | 0 | 0 | 1.4016 | 3.536 | 0.49099 | 5.4286 | 1.4016 | 0 | 3.4125 | 0 | 0 | 0 | 0 | 0 | 0.12352 | 0 | 0 | 0.49099 | 0 | 0 | 0.44189
7537 | 2018-11-11 00:01 | 11 | November | 0 | 315 | 0 | 0 | 0 | 0 | 0 | 1.0888 | 3.555 | 0.59399 | 5.2378 | 1.0888 | 0 | 3.4314 | 0 | 0 | 0 | 0 | 0 | 0.12352 | 0 | 0 | 0.59399 | 0 | 0 | 0.53459
7538 | 2018-11-11 01:01 | 11 | November | 1 | 315 | 0 | 0 | 0 | 0 | 0 | 1.0151 | 3.4841 | 0.39144 | 4.8906 | 1.0151 | 0 | 3.3605 | 0 | 0 | 0 | 0 | 0 | 0.12352 | 0 | 0 | 0.39144 | 0 | 0 | 0.35229
7539 | 2018-11-11 02:01 | 11 | November | 2 | 315 | 0 | 0 | 0 | 0 | 0 | 0.9935 | 3.415 | 0.014074 | 4.4226 | 0.9935 | 0 | 3.2915 | 0 | 0 | 0 | 0 | 0 | 0.12352 | 0 | 0 | 0.014074 | 0 | 0 | 0.012667
7540 | 2018-11-11 03:01 | 11 | November | 3 | 315 | 0 | 0 | 0 | 0 | 0 | 1.0064 | 3.3671 | 0.026572 | 4.4001 | 1.0064 | 0 | 3.2436 | 0 | 0 | 0 | 0 | 0 | 0.12352 | 0 | 0 | 0.026572 | 0 | 0 | 0.023914
7541 | 2018-11-11 04:01 | 11 | November | 4 | 315 | 0 | 0 | 0 | 0 | 0 | 1.1661 | 3.2675 | 0.02326 | 4.4569 | 1.1661 | 0 | 3.144 | 0 | 0 | 0 | 0 | 0 | 0.12352 | 0 | 0 | 0.02326 | 0 | 0 | 0.020934
7542 | 2018-11-11 05:01 | 11 | November | 5 | 315 | 0 | 0 | 0 | 0 | 0 | 2.0565 | 3.0146 | 0 | 5.0711 | 2.0565 | 0 | 2.8911 | 0 | 0 | 0 | 0 | 0 | 0.12352 | 0 | 0 | 0 | 0 | 0 | 0
7543 | 2018-11-11 06:01 | 11 | November | 6 | 315 | 0 | 0 | 0 | 0 | 0 | 2.867 | 2.6912 | 0 | 5.5582 | 2.867 | 0 | 2.5677 | 0 | 0 | 0 | 0 | 0 | 0.12352 | 0 | 0 | 0 | 0 | 0 | 0
7544 | 2018-11-11 07:01 | 11 | November | 7 | 315 | 1.7941 | 1.7941 | 1.7941 | 0 | 0 | 1.1574 | 2.5931 | 0 | 3.7504 | 2.9515 | 0 | 2.3545 | 0 | 0 | 0 | 0 | 0 | 0.23853 | 0 | 0 | 0 | 0 | 0 | 0
7545 | 2018-11-11 08:01 | 11 | November | 8 | 315 | 1.8461 | 1.8461 | 1.8461 | 0 | 0 | 0.89307 | 2.2354 | 0 | 3.1284 | 2.7392 | 0 | 1.878 | 0 | 0 | 0 | 0 | 0 | 0.35738 | 0 | 0 | 0 | 0 | 0 | 0
7546 | 2018-11-11 09:01 | 11 | November | 9 | 315 | 2.3142 | 2.3142 | 2.3142 | 0 | 0 | 0.28128 | 2.171 | 0.29766 | 2.7499 | 2.5954 | 0 | 1.4685 | 0 | 0 | 0 | 0 | 0 | 0.70241 | 0 | 0 | 0.29766 | 0 | 0 | 0.2679
7547 | 2018-11-11 10:01 | 11 | November | 10 | 315 | 6.3704 | 2.6387 | 4.971 | 0 | 1.3995 | 0 | 0 | 0 | 0 | 2.6387 | 0 | 1.0228 | 0 | 0 | 0 | 0 | 0 | 0.70241 | 0 | 0 | 0.60708 | 0 | 0 | 0.54638
7548 | 2018-11-11 11:01 | 11 | November | 11 | 315 | 7.0075 | 2.8938 | 5.0669 | 0 | 1.9406 | 0 | 0 | 0 | 0 | 2.8938 | 0 | 0.76322 | 0 | 0 | 0 | 0 | 0 | 0.93243 | 0 | 0 | 0.47745 | 0 | 0 | 0.4297
7549 | 2018-11-11 12:01 | 11 | November | 12 | 315 | 7.0465 | 2.8685 | 4.905 | 0 | 2.1414 | 0 | 0 | 0 | 0 | 2.8685 | 0 | 0.59195 | 0 | 0 | 0 | 0 | 0 | 0.93243 | 0 | 0 | 0.51211 | 0 | 0 | 0.4609
7550 | 2018-11-11 13:01 | 11 | November | 13 | 315 | 5.1093 | 2.5774 | 4.7287 | 0 | 0.38063 | 0 | 0 | 0 | 0 | 2.5774 | 0 | 0.62851 | 0 | 0 | 0 | 0 | 0 | 0.81742 | 0 | 0 | 0.70537 | 0 | 0 | 0.63484
7551 | 2018-11-11 14:01 | 11 | November | 14 | 315 | 1.3911 | 1.3911 | 1.3911 | 0 | 0 | 0.96939 | 1.6565 | 0.6733 | 3.2992 | 2.3605 | 0 | 1.0691 | 0 | 0 | 0 | 0 | 0 | 0.5874 | 0 | 0 | 0.6733 | 0 | 0 | 0.60597
7552 | 2018-11-11 15:01 | 11 | November | 15 | 315 | 0.67605 | 0.67605 | 0.67605 | 0 | 0 | 1.6927 | 1.7778 | 0.691 | 4.1615 | 2.3687 | 0 | 1.3054 | 0 | 0 | 0 | 0 | 0 | 0.47239 | 0 | 0 | 0.691 | 0 | 0 | 0.6219
7553 | 2018-11-11 16:01 | 11 | November | 16 | 315 | 0 | 0 | 0 | 0 | 0 | 2.8515 | 2.0947 | 0.81723 | 5.7635 | 2.8515 | 0 | 1.5073 | 0 | 0 | 0 | 0 | 0 | 0.5874 | 0 | 0 | 0.81723 | 0 | 0 | 0.73551
7554 | 2018-11-11 17:01 | 11 | November | 17 | 315 | 0 | 0 | 0 | 0 | 0 | 3.6249 | 2.0093 | 1.2113 | 6.8455 | 3.6249 | 0 | 1.3069 | 0 | 0 | 0 | 0 | 0 | 0.70241 | 0 | 0 | 1.2113 | 0 | 0 | 1.0901
7555 | 2018-11-11 18:01 | 11 | November | 18 | 315 | 0 | 0 | 0 | 0 | 0 | 4.0552 | 1.7204 | 1.9407 | 7.7163 | 4.0552 | 0 | 1.018 | 0 | 0 | 0 | 0 | 0 | 0.70241 | 0 | 0 | 1.9407 | 0 | 0 | 1.7466
7556 | 2018-11-11 19:01 | 11 | November | 19 | 315 | 0 | 0 | 0 | 0 | 0 | 3.6672 | 1.6175 | 2.17 | 7.4547 | 3.6672 | 0 | 1.1451 | 0 | 0 | 0 | 0 | 0 | 0.47239 | 0 | 0 | 2.17 | 0 | 0 | 1.953
7557 | 2018-11-11 20:01 | 11 | November | 20 | 315 | 0 | 0 | 0 | 0 | 0 | 3.1055 | 1.916 | 1.905 | 6.9266 | 3.1055 | 0 | 1.4437 | 0 | 0 | 0 | 0 | 0 | 0.47239 | 0 | 0 | 1.905 | 0 | 0 | 1.7145
7558 | 2018-11-11 21:01 | 11 | November | 21 | 315 | 0 | 0 | 0 | 0 | 0 | 2.6047 | 1.8374 | 1.5578 | 5.9999 | 2.6047 | 0 | 1.5988 | 0 | 0 | 0 | 0 | 0 | 0.23853 | 0 | 0 | 1.5578 | 0 | 0 | 1.402
7559 | 2018-11-11 22:01 | 11 | November | 22 | 315 | 0 | 0 | 0 | 0 | 0 | 1.9807 | 2.1889 | 0.88022 | 5.0499 | 1.9807 | 0 | 1.9504 | 0 | 0 | 0 | 0 | 0 | 0.23853 | 0 | 0 | 0.88022 | 0 | 0 | 0.7922
7560 | 2018-11-11 23:01 | 11 | November | 23 | 315 | 0 | 0 | 0 | 0 | 0 | 1.4016 | 2.2862 | 0.73599 | 4.4237 | 1.4016 | 0 | 2.1626 | 0 | 0 | 0 | 0 | 0 | 0.12352 | 0 | 0 | 0.73599 | 0 | 0 | 0.66239
7561 | 2018-11-12 00:01 | 11 | November | 0 | 316 | 0 | 0 | 0 | 0 | 0 | 1.0888 | 2.4836 | 0.37687 | 3.9493 | 1.0888 | 0 | 2.3601 | 0 | 0 | 0 | 0 | 0 | 0.12352 | 0 | 0 | 0.37687 | 0 | 0 | 0.33918
7562 | 2018-11-12 01:01 | 11 | November | 1 | 316 | 0 | 0 | 0 | 0 | 0 | 1.0151 | 2.6215 | 0.57442 | 4.211 | 1.0151 | 0 | 2.4979 | 0 | 0 | 0 | 0 | 0 | 0.12352 | 0 | 0 | 0.57442 | 0 | 0 | 0.51697
7563 | 2018-11-12 02:01 | 11 | November | 2 | 316 | 0 | 0 | 0 | 0 | 0 | 0.9935 | 2.8613 | 0.34995 | 4.2048 | 0.9935 | 0 | 2.6228 | 0 | 0 | 0 | 0 | 0 | 0.23853 | 0 | 0 | 0.34995 | 0 | 0 | 0.31496
7564 | 2018-11-12 03:01 | 11 | November | 3 | 316 | 0 | 0 | 0 | 0 | 0 | 1.0064 | 2.9328 | 0 | 3.9392 | 1.0064 | 0 | 2.6943 | 0 | 0 | 0 | 0 | 0 | 0.23853 | 0 | 0 | 0 | 0 | 0 | 0
7565 | 2018-11-12 04:01 | 11 | November | 4 | 316 | 0 | 0 | 0 | 0 | 0 | 1.1661 | 3.1866 | 0 | 4.3527 | 1.1661 | 0 | 2.7142 | 0 | 0 | 0 | 0 | 0 | 0.47239 | 0 | 0 | 0 | 0 | 0 | 0
7566 | 2018-11-12 05:01 | 11 | November | 5 | 316 | 0 | 0 | 0 | 0 | 0 | 2.0565 | 3.2546 | 0 | 5.311 | 2.0565 | 0 | 2.5521 | 0 | 0 | 0 | 0 | 0 | 0.70241 | 0 | 0 | 0 | 0 | 0 | 0
7567 | 2018-11-12 06:01 | 11 | November | 6 | 316 | 0 | 0 | 0 | 0 | 0 | 2.867 | 3.4862 | 0 | 6.3532 | 2.867 | 0 | 2.3199 | 0 | 0 | 0 | 0 | 0 | 1.1663 | 0 | 0 | 0 | 0 | 0 | 0
7568 | 2018-11-12 07:01 | 11 | November | 7 | 316 | 0.26002 | 0.26002 | 0.26002 | 0 | 0 | 2.6915 | 3.3519 | 0 | 6.0434 | 2.9515 | 0 | 2.1856 | 0 | 0 | 0 | 0 | 0 | 1.1663 | 0 | 0 | 0 | 0 | 0 | 0
7569 | 2018-11-12 08:01 | 11 | November | 8 | 316 | 0.52003 | 0.52003 | 0.52003 | 0 | 0 | 2.2192 | 3.064 | 0 | 5.2832 | 2.7392 | 0 | 2.1316 | 0 | 0 | 0 | 0 | 0 | 0.93243 | 0 | 0 | 0 | 0 | 0 | 0
7570 | 2018-11-12 09:01 | 11 | November | 9 | 316 | 0.68905 | 0.68905 | 0.68905 | 0 | 0 | 1.9064 | 2.8736 | 0.20694 | 4.987 | 2.5954 | 0 | 2.2862 | 0 | 0 | 0 | 0 | 0 | 0.5874 | 0 | 0 | 0.20694 | 0 | 0 | 0.18624
7571 | 2018-11-12 10:01 | 11 | November | 10 | 316 | 1.9761 | 1.9761 | 1.9761 | 0 | 0 | 0.66259 | 2.5925 | 0.44402 | 3.6991 | 2.6387 | 0 | 2.1201 | 0 | 0 | 0 | 0 | 0 | 0.47239 | 0 | 0 | 0.44402 | 0 | 0 | 0.39962
7572 | 2018-11-12 11:01 | 11 | November | 11 | 316 | 3.0032 | 2.8938 | 3.0032 | 0 | 0 | 0 | 2.0716 | 0.43304 | 2.5046 | 2.8938 | 0 | 1.4786 | 0 | 0 | 0 | 0 | 0 | 0.70241 | 0 | 0 | 0.43304 | 0 | 0 | 0.38973
7573 | 2018-11-12 12:01 | 11 | November | 12 | 316 | 3.2762 | 2.8685 | 3.2762 | 0 | 0 | 0 | 1.9231 | 0.84126 | 2.7643 | 2.8685 | 0 | 1.3983 | 0 | 0 | 0 | 0 | 0 | 0.93243 | 0 | 0 | 0.84126 | 0 | 0 | 0.75713
7574 | 2018-11-12 13:01 | 11 | November | 13 | 316 | 11.7138 | 2.5774 | 5.2351 | 0 | 6.4787 | 0 | 0 | 0 | 0 | 2.5774 | 0 | 0.95106 | 0 | 0 | 0 | 0 | 0 | 0.5874 | 0 | 0 | 1.1192 | 0 | 0 | 1.0073
7575 | 2018-11-12 14:01 | 11 | November | 14 | 316 | 9.0356 | 2.3605 | 4.9679 | 0 | 4.0677 | 0 | 0 | 0 | 0 | 2.3605 | 0 | 1.2548 | 0 | 0 | 0 | 0 | 0 | 0.35355 | 0 | 0 | 0.99905 | 0 | 0 | 0.89914
7576 | 2018-11-12 15:01 | 11 | November | 15 | 316 | 5.9674 | 2.3687 | 4.5746 | 0 | 1.3928 | 0 | 0 | 0 | 0 | 2.3687 | 0 | 1.2491 | 0 | 0 | 0 | 0 | 0 | 0.35355 | 0 | 0 | 0.6033 | 0 | 0 | 0.54297
7577 | 2018-11-12 16:01 | 11 | November | 16 | 316 | 0 | 0 | 0 | 0 | 0 | 2.8515 | 2.4232 | 1.1803 | 6.455 | 2.8515 | 0 | 1.8358 | 0 | 0 | 0 | 0 | 0 | 0.5874 | 0 | 0 | 1.1803 | 0 | 0 | 1.0622
7578 | 2018-11-12 17:01 | 11 | November | 17 | 316 | 0 | 0 | 0 | 0 | 0 | 3.6249 | 2.3146 | 2.0695 | 8.009 | 3.6249 | 0 | 1.6121 | 0 | 0 | 0 | 0 | 0 | 0.70241 | 0 | 0 | 2.0695 | 0 | 0 | 1.8626
7579 | 2018-11-12 18:01 | 11 | November | 18 | 316 | 0 | 0 | 0 | 0 | 0 | 4.0552 | 1.9829 | 2.6644 | 8.7024 | 4.0552 | 0 | 1.2805 | 0 | 0 | 0 | 0 | 0 | 0.70241 | 0 | 0 | 2.6644 | 0 | 0 | 2.398
7580 | 2018-11-12 19:01 | 11 | November | 19 | 316 | 0 | 0 | 0 | 0 | 0 | 3.6672 | 1.9646 | 2.5359 | 8.1677 | 3.6672 | 0 | 1.3772 | 0 | 0 | 0 | 0 | 0 | 0.5874 | 0 | 0 | 2.5359 | 0 | 0 | 2.2823
7581 | 2018-11-12 20:01 | 11 | November | 20 | 316 | 0 | 0 | 0 | 0 | 0 | 3.1055 | 2.1168 | 1.8296 | 7.0519 | 3.1055 | 0 | 1.6444 | 0 | 0 | 0 | 0 | 0 | 0.47239 | 0 | 0 | 1.8296 | 0 | 0 | 1.6467
7582 | 2018-11-12 21:01 | 11 | November | 21 | 316 | 0 | 0 | 0 | 0 | 0 | 2.6047 | 2.0075 | 1.4543 | 6.0665 | 2.6047 | 0 | 1.7689 | 0 | 0 | 0 | 0 | 0 | 0.23853 | 0 | 0 | 1.4543 | 0 | 0 | 1.3089
7583 | 2018-11-12 22:01 | 11 | November | 22 | 316 | 0 | 0 | 0 | 0 | 0 | 1.9807 | 2.3125 | 0.9957 | 5.2889 | 1.9807 | 0 | 2.0739 | 0 | 0 | 0 | 0 | 0 | 0.23853 | 0 | 0 | 0.9957 | 0 | 0 | 0.89613
7584 | 2018-11-12 23:01 | 11 | November | 23 | 316 | 0 | 0 | 0 | 0 | 0 | 1.4016 | 2.3788 | 0.63126 | 4.4116 | 1.4016 | 0 | 2.2552 | 0 | 0 | 0 | 0 | 0 | 0.12352 | 0 | 0 | 0.63126 | 0 | 0 | 0.56813
7585 | 2018-11-13 00:01 | 11 | November | 0 | 317 | 0 | 0 | 0 | 0 | 0 | 1.2903 | 2.3618 | 0.34706 | 3.9991 | 1.2903 | 0 | 2.2382 | 0 | 0 | 0 | 0 | 0 | 0.12352 | 0 | 0 | 0.34706 | 0 | 0 | 0.31235
7586 | 2018-11-13 01:01 | 11 | November | 1 | 317 | 0 | 0 | 0 | 0 | 0 | 1.0677 | 2.3574 | 0.040439 | 3.4655 | 1.0677 | 0 | 2.2339 | 0 | 0 | 0 | 0 | 0 | 0.12352 | 0 | 0 | 0.040439 | 0 | 0 | 0.036395
7587 | 2018-11-13 02:01 | 11 | November | 2 | 317 | 0 | 0 | 0 | 0 | 0 | 1.0182 | 2.4102 | 0.042189 | 3.4706 | 1.0182 | 0 | 2.1717 | 0 | 0 | 0 | 0 | 0 | 0.23853 | 0 | 0 | 0.042189 | 0 | 0 | 0.03797
7588 | 2018-11-13 03:01 | 11 | November | 3 | 317 | 0 | 0 | 0 | 0 | 0 | 0.99298 | 2.3867 | 0 | 3.3797 | 0.99298 | 0 | 2.1482 | 0 | 0 | 0 | 0 | 0 | 0.23853 | 0 | 0 | 0 | 0 | 0 | 0
7589 | 2018-11-13 04:01 | 11 | November | 4 | 317 | 0 | 0 | 0 | 0 | 0 | 1.026 | 2.5678 | 0 | 3.5937 | 1.026 | 0 | 2.0954 | 0 | 0 | 0 | 0 | 0 | 0.47239 | 0 | 0 | 0 | 0 | 0 | 0
7590 | 2018-11-13 05:01 | 11 | November | 5 | 317 | 0 | 0 | 0 | 0 | 0 | 1.2944 | 2.7016 | 0 | 3.996 | 1.2944 | 0 | 1.9992 | 0 | 0 | 0 | 0 | 0 | 0.70241 | 0 | 0 | 0 | 0 | 0 | 0
7591 | 2018-11-13 06:01 | 11 | November | 6 | 317 | 0 | 0 | 0 | 0 | 0 | 1.889 | 2.9137 | 0 | 4.8027 | 1.889 | 0 | 1.7474 | 0 | 0 | 0 | 0 | 0 | 1.1663 | 0 | 0 | 0 | 0 | 0 | 0
7592 | 2018-11-13 07:01 | 11 | November | 7 | 317 | 0.11701 | 0.11701 | 0.11701 | 0 | 0 | 2.5501 | 2.5304 | 0 | 5.0804 | 2.6671 | 0 | 1.3641 | 0 | 0 | 0 | 0 | 0 | 1.1663 | 0 | 0 | 0 | 0 | 0 | 0
7593 | 2018-11-13 08:01 | 11 | November | 8 | 317 | 0.94906 | 0.94906 | 0.94906 | 0 | 0 | 2.1714 | 1.7647 | 0 | 3.9361 | 3.1205 | 0 | 0.83226 | 0 | 0 | 0 | 0 | 0 | 0.93243 | 0 | 0 | 0 | 0 | 0 | 0
7594 | 2018-11-13 09:01 | 11 | November | 9 | 317 | 1.7421 | 1.7421 | 1.7421 | 0 | 0 | 1.5051 | 0.94944 | 0.20694 | 2.6615 | 3.2472 | 0 | 0.36203 | 0 | 0 | 0 | 0 | 0 | 0.5874 | 0 | 0 | 0.20694 | 0 | 0 | 0.18624
7595 | 2018-11-13 10:01 | 11 | November | 10 | 317 | 2.5742 | 2.5742 | 2.5742 | 0 | 0 | 0.82043 | 0.47239 | 0.44402 | 1.7368 | 3.3946 | 0 | 0 | 0 | 0 | 0 | 0 | 0 | 0.47239 | 0 | 0 | 0.44402 | 0 | 0 | 0.39962
7596 | 2018-11-13 11:01 | 11 | November | 11 | 317 | 2.8342 | 2.8342 | 2.8342 | 0 | 0 | 0.79949 | 0.70241 | 0.43304 | 1.9349 | 3.6337 | 0 | 0 | 0 | 0 | 0 | 0 | 0 | 0.70241 | 0 | 0 | 0.43304 | 0 | 0 | 0.38973
7597 | 2018-11-13 12:01 | 11 | November | 12 | 317 | 2.4702 | 2.4702 | 2.4702 | 0 | 0 | 1.1475 | 0.93243 | 0.84126 | 2.9212 | 3.6177 | 0 | 0 | 0 | 0 | 0 | 0 | 0 | 0.93243 | 0 | 0 | 0.84126 | 0 | 0 | 0.75713
7598 | 2018-11-13 13:01 | 11 | November | 13 | 317 | 11.2588 | 3.3627 | 5.0693 | 0 | 6.1895 | 0 | 0 | 0 | 0 | 3.3627 | 0 | 0 | 0 | 0 | 0 | 0 | 0 | 0.5874 | 0 | 0 | 1.1192 | 0 | 0 | 1.0073
7599 | 2018-11-13 14:01 | 11 | November | 14 | 317 | 8.8536 | 3.1633 | 4.5158 | 0 | 4.3377 | 0 | 0 | 0 | 0 | 3.1633 | 0 | 0 | 0 | 0 | 0 | 0 | 0 | 0.35355 | 0 | 0 | 0.99905 | 0 | 0 | 0.89914
7600 | 2018-11-13 15:01 | 11 | November | 15 | 317 | 5.2264 | 3.1833 | 4.1402 | 0 | 1.0862 | 0 | 0 | 0 | 0 | 3.1833 | 0 | 0 | 0 | 0 | 0 | 0 | 0 | 0.35355 | 0 | 0 | 0.6033 | 0 | 0 | 0.54297
7601 | 2018-11-13 16:01 | 11 | November | 16 | 317 | 0 | 0 | 0 | 0 | 0 | 3.9202 | 0.5874 | 1.1803 | 5.6878 | 3.9202 | 0 | 0 | 0 | 0 | 0 | 0 | 0 | 0.5874 | 0 | 0 | 1.1803 | 0 | 0 | 1.0622
7602 | 2018-11-13 17:01 | 11 | November | 17 | 317 | 0 | 0 | 0 | 0 | 0 | 4.5158 | 0.70241 | 2.0695 | 7.2878 | 4.5158 | 0 | 0 | 0 | 0 | 0 | 0 | 0 | 0.70241 | 0 | 0 | 2.0695 | 0 | 0 | 1.8626
7603 | 2018-11-13 18:01 | 11 | November | 18 | 317 | 0 | 0 | 0 | 0 | 0 | 4.5308 | 0.70241 | 2.6644 | 7.8976 | 4.5308 | 0 | 0 | 0 | 0 | 0 | 0 | 0 | 0.70241 | 0 | 0 | 2.6644 | 0 | 0 | 2.398
7604 | 2018-11-13 19:01 | 11 | November | 19 | 317 | 0 | 0 | 0 | 0 | 0 | 3.744 | 0.5874 | 2.5359 | 6.8672 | 3.744 | 0 | 0 | 0 | 0 | 0 | 0 | 0 | 0.5874 | 0 | 0 | 2.5359 | 0 | 0 | 2.2823
7605 | 2018-11-13 20:01 | 11 | November | 20 | 317 | 0 | 0 | 0 | 0 | 0 | 2.9638 | 0.47239 | 1.8296 | 5.2659 | 2.9638 | 0 | 0 | 0 | 0 | 0 | 0 | 0 | 0.47239 | 0 | 0 | 1.8296 | 0 | 0 | 1.6467
7606 | 2018-11-13 21:01 | 11 | November | 21 | 317 | 0 | 0 | 0 | 0 | 0 | 2.7248 | 0.97529 | 1.4543 | 5.1544 | 2.7248 | 0 | 0.73675 | 0 | 0 | 0 | 0 | 0 | 0.23853 | 0 | 0 | 1.4543 | 0 | 0 | 1.3089
7607 | 2018-11-13 22:01 | 11 | November | 22 | 317 | 0 | 0 | 0 | 0 | 0 | 2.3419 | 1.3176 | 0.9957 | 4.6553 | 2.3419 | 0 | 1.0791 | 0 | 0 | 0 | 0 | 0 | 0.23853 | 0 | 0 | 0.9957 | 0 | 0 | 0.89613
7608 | 2018-11-13 23:01 | 11 | November | 23 | 317 | 0 | 0 | 0 | 0 | 0 | 1.5819 | 1.5021 | 0.63126 | 3.7152 | 1.5819 | 0 | 1.3785 | 0 | 0 | 0 | 0 | 0 | 0.12352 | 0 | 0 | 0.63126 | 0 | 0 | 0.56813
7609 | 2018-11-14 00:01 | 11 | November | 0 | 318 | 0 | 0 | 0 | 0 | 0 | 1.8112 | 1.5948 | 0.34706 | 3.7531 | 1.8112 | 0 | 1.4713 | 0 | 0 | 0 | 0 | 0 | 0.12352 | 0 | 0 | 0.34706 | 0 | 0 | 0.31235
7610 | 2018-11-14 01:01 | 11 | November | 1 | 318 | 0 | 0 | 0 | 0 | 0 | 1.3598 | 1.8554 | 0.040439 | 3.2557 | 1.3598 | 0 | 1.7319 | 0 | 0 | 0 | 0 | 0 | 0.12352 | 0 | 0 | 0.040439 | 0 | 0 | 0.036395
7611 | 2018-11-14 02:01 | 11 | November | 2 | 318 | 0 | 0 | 0 | 0 | 0 | 1.129 | 2.1766 | 0.042189 | 3.3478 | 1.129 | 0 | 1.9381 | 0 | 0 | 0 | 0 | 0 | 0.23853 | 0 | 0 | 0.042189 | 0 | 0 | 0.03797
7612 | 2018-11-14 03:01 | 11 | November | 3 | 318 | 0 | 0 | 0 | 0 | 0 | 1.0481 | 2.2861 | 0 | 3.3342 | 1.0481 | 0 | 2.0476 | 0 | 0 | 0 | 0 | 0 | 0.23853 | 0 | 0 | 0 | 0 | 0 | 0
7613 | 2018-11-14 04:01 | 11 | November | 4 | 318 | 0 | 0 | 0 | 0 | 0 | 0.99814 | 2.607 | 0 | 3.6051 | 0.99814 | 0 | 2.1346 | 0 | 0 | 0 | 0 | 0 | 0.47239 | 0 | 0 | 0 | 0 | 0 | 0
7614 | 2018-11-14 05:01 | 11 | November | 5 | 318 | 0 | 0 | 0 | 0 | 0 | 0.99607 | 2.9122 | 0 | 3.9083 | 0.99607 | 0 | 2.2098 | 0 | 0 | 0 | 0 | 0 | 0.70241 | 0 | 0 | 0 | 0 | 0 | 0
7615 | 2018-11-14 06:01 | 11 | November | 6 | 318 | 0 | 0 | 0 | 0 | 0 | 1.044 | 3.3497 | 0 | 4.3937 | 1.044 | 0 | 2.1834 | 0 | 0 | 0 | 0 | 0 | 1.1663 | 0 | 0 | 0 | 0 | 0 | 0
7616 | 2018-11-14 07:01 | 11 | November | 7 | 318 | 1.4561 | 1.2305 | 1.4561 | 0 | 0 | 0 | 2.9162 | 0 | 2.9162 | 1.2305 | 0 | 1.9755 | 0 | 0 | 0 | 0 | 0 | 1.1663 | 0 | 0 | 0 | 0 | 0 | 0
7617 | 2018-11-14 08:01 | 11 | November | 8 | 318 | 8.7626 | 2.0245 | 4.0082 | 0 | 4.7543 | 0 | 0 | 0 | 0 | 2.0245 | 0 | 1.0513 | 0 | 0 | 0 | 0 | 0 | 0.93243 | 0 | 0 | 0 | 0 | 0 | 0
7618 | 2018-11-14 09:01 | 11 | November | 9 | 318 | 5.9024 | 3.0545 | 4.0467 | 0 | 1.8557 | 0 | 0 | 0 | 0 | 3.0545 | 0 | 0.1978 | 0 | 0 | 0 | 0 | 0 | 0.5874 | 0 | 0 | 0.20694 | 0 | 0 | 0.18624
7619 | 2018-11-14 10:01 | 11 | November | 10 | 318 | 5.9674 | 3.7898 | 4.7062 | 0 | 1.2612 | 0 | 0 | 0 | 0 | 3.7898 | 0 | 0 | 0 | 0 | 0 | 0 | 0 | 0.47239 | 0 | 0 | 0.44402 | 0 | 0 | 0.39962
7620 | 2018-11-14 11:01 | 11 | November | 11 | 318 | 11.5708 | 4.3793 | 5.5147 | 0 | 6.0561 | 0 | 0 | 0 | 0 | 4.3793 | 0 | 0 | 0 | 0 | 0 | 0 | 0 | 0.70241 | 0 | 0 | 0.43304 | 0 | 0 | 0.38973
7621 | 2018-11-14 12:01 | 11 | November | 12 | 318 | 5.1743 | 4.4602 | 5.1743 | 0 | 0 | 0 | 0.21825 | 0.84126 | 1.0595 | 4.4602 | 0 | 0 | 0 | 0 | 0 | 0 | 0 | 0.93243 | 0 | 0 | 0.84126 | 0 | 0 | 0.75713
7622 | 2018-11-14 13:01 | 11 | November | 13 | 318 | 5.5514 | 3.7661 | 5.4727 | 0 | 0.078629 | 0 | 0 | 0 | 0 | 3.7661 | 0 | 0 | 0 | 0 | 0 | 0 | 0 | 0.5874 | 0 | 0 | 1.1192 | 0 | 0 | 1.0073
7623 | 2018-11-14 14:01 | 11 | November | 14 | 318 | 1.2481 | 1.2481 | 1.2481 | 0 | 0 | 1.7575 | 0.35355 | 0.99905 | 3.1101 | 3.0056 | 0 | 0 | 0 | 0 | 0 | 0 | 0 | 0.35355 | 0 | 0 | 0.99905 | 0 | 0 | 0.89914
7624 | 2018-11-14 15:01 | 11 | November | 15 | 318 | 0.97507 | 0.97507 | 0.97507 | 0 | 0 | 1.6281 | 0.35355 | 0.6033 | 2.5849 | 2.6032 | 0 | 0 | 0 | 0 | 0 | 0 | 0 | 0.35355 | 0 | 0 | 0.6033 | 0 | 0 | 0.54297
7625 | 2018-11-14 16:01 | 11 | November | 16 | 318 | 0 | 0 | 0 | 0 | 0 | 2.3991 | 0.5874 | 1.1803 | 4.1668 | 2.3991 | 0 | 0 | 0 | 0 | 0 | 0 | 0 | 0.5874 | 0 | 0 | 1.1803 | 0 | 0 | 1.0622
7626 | 2018-11-14 17:01 | 11 | November | 17 | 318 | 0 | 0 | 0 | 0 | 0 | 2.7907 | 1.349 | 2.0695 | 6.2092 | 2.7907 | 0 | 0.64654 | 0 | 0 | 0 | 0 | 0 | 0.70241 | 0 | 0 | 2.0695 | 0 | 0 | 1.8626
7627 | 2018-11-14 18:01 | 11 | November | 18 | 318 | 0 | 0 | 0 | 0 | 0 | 3.4235 | 1.4991 | 2.6644 | 7.587 | 3.4235 | 0 | 0.79671 | 0 | 0 | 0 | 0 | 0 | 0.70241 | 0 | 0 | 2.6644 | 0 | 0 | 2.398
7628 | 2018-11-14 19:01 | 11 | November | 19 | 318 | 0 | 0 | 0 | 0 | 0 | 3.8331 | 1.3585 | 2.5359 | 7.7275 | 3.8331 | 0 | 0.7711 | 0 | 0 | 0 | 0 | 0 | 0.5874 | 0 | 0 | 2.5359 | 0 | 0 | 2.2823
7629 | 2018-11-14 20:01 | 11 | November | 20 | 318 | 0 | 0 | 0 | 0 | 0 | 3.5002 | 1.4963 | 1.8296 | 6.8262 | 3.5002 | 0 | 1.0239 | 0 | 0 | 0 | 0 | 0 | 0.47239 | 0 | 0 | 1.8296 | 0 | 0 | 1.6467
7630 | 2018-11-14 21:01 | 11 | November | 21 | 318 | 0 | 0 | 0 | 0 | 0 | 2.9932 | 1.4617 | 1.4543 | 5.9092 | 2.9932 | 0 | 1.2232 | 0 | 0 | 0 | 0 | 0 | 0.23853 | 0 | 0 | 1.4543 | 0 | 0 | 1.3089
7631 | 2018-11-14 22:01 | 11 | November | 22 | 318 | 0 | 0 | 0 | 0 | 0 | 2.565 | 1.7748 | 0.9957 | 5.3355 | 2.565 | 0 | 1.5362 | 0 | 0 | 0 | 0 | 0 | 0.23853 | 0 | 0 | 0.9957 | 0 | 0 | 0.89613
7632 | 2018-11-14 23:01 | 11 | November | 23 | 318 | 0 | 0 | 0 | 0 | 0 | 1.4016 | 2.0568 | 0.63126 | 4.0896 | 1.4016 | 0 | 1.9332 | 0 | 0 | 0 | 0 | 0 | 0.12352 | 0 | 0 | 0.63126 | 0 | 0 | 0.56813
7633 | 2018-11-15 00:01 | 11 | November | 0 | 319 | 0 | 0 | 0 | 0 | 0 | 1.0888 | 2.1634 | 0.34706 | 3.5992 | 1.0888 | 0 | 2.0398 | 0 | 0 | 0 | 0 | 0 | 0.12352 | 0 | 0 | 0.34706 | 0 | 0 | 0.31235
7634 | 2018-11-15 01:01 | 11 | November | 1 | 319 | 0 | 0 | 0 | 0 | 0 | 1.0151 | 2.1964 | 0.040439 | 3.252 | 1.0151 | 0 | 2.0729 | 0 | 0 | 0 | 0 | 0 | 0.12352 | 0 | 0 | 0.040439 | 0 | 0 | 0.036395
7635 | 2018-11-15 02:01 | 11 | November | 2 | 319 | 0 | 0 | 0 | 0 | 0 | 0.9935 | 2.3169 | 0.042189 | 3.3525 | 0.9935 | 0 | 2.0783 | 0 | 0 | 0 | 0 | 0 | 0.23853 | 0 | 0 | 0.042189 | 0 | 0 | 0.03797
7636 | 2018-11-15 03:01 | 11 | November | 3 | 319 | 0 | 0 | 0 | 0 | 0 | 1.0064 | 2.3138 | 0 | 3.3202 | 1.0064 | 0 | 2.0753 | 0 | 0 | 0 | 0 | 0 | 0.23853 | 0 | 0 | 0 | 0 | 0 | 0
7637 | 2018-11-15 04:01 | 11 | November | 4 | 319 | 0 | 0 | 0 | 0 | 0 | 1.1661 | 2.5087 | 0 | 3.6748 | 1.1661 | 0 | 2.0363 | 0 | 0 | 0 | 0 | 0 | 0.47239 | 0 | 0 | 0 | 0 | 0 | 0
7638 | 2018-11-15 05:01 | 11 | November | 5 | 319 | 0 | 0 | 0 | 0 | 0 | 2.0565 | 2.5209 | 0 | 4.5773 | 2.0565 | 0 | 1.8184 | 0 | 0 | 0 | 0 | 0 | 0.70241 | 0 | 0 | 0 | 0 | 0 | 0
7639 | 2018-11-15 06:01 | 11 | November | 6 | 319 | 0 | 0 | 0 | 0 | 0 | 2.867 | 2.7126 | 0 | 5.5796 | 2.867 | 0 | 1.5464 | 0 | 0 | 0 | 0 | 0 | 1.1663 | 0 | 0 | 0 | 0 | 0 | 0
7640 | 2018-11-15 07:01 | 11 | November | 7 | 319 | 0.091006 | 0.091006 | 0.091006 | 0 | 0 | 2.8605 | 2.5182 | 0 | 5.3787 | 2.9515 | 0 | 1.3519 | 0 | 0 | 0 | 0 | 0 | 1.1663 | 0 | 0 | 0 | 0 | 0 | 0
7641 | 2018-11-15 08:01 | 11 | November | 8 | 319 | 0.49403 | 0.49403 | 0.49403 | 0 | 0 | 2.2452 | 1.8888 | 0 | 4.134 | 2.7392 | 0 | 0.95636 | 0 | 0 | 0 | 0 | 0 | 0.93243 | 0 | 0 | 0 | 0 | 0 | 0
7642 | 2018-11-15 09:01 | 11 | November | 9 | 319 | 0.94906 | 0.94906 | 0.94906 | 0 | 0 | 1.6464 | 1.1174 | 0.20694 | 2.9707 | 2.5954 | 0 | 0.53 | 0 | 0 | 0 | 0 | 0 | 0.5874 | 0 | 0 | 0.20694 | 0 | 0 | 0.18624
7643 | 2018-11-15 10:01 | 11 | November | 10 | 319 | 1.1441 | 1.1441 | 1.1441 | 0 | 0 | 1.4946 | 0.63861 | 0.44402 | 2.5773 | 2.6387 | 0 | 0.16622 | 0 | 0 | 0 | 0 | 0 | 0.47239 | 0 | 0 | 0.44402 | 0 | 0 | 0.39962
7644 | 2018-11-15 11:01 | 11 | November | 11 | 319 | 1.2091 | 1.2091 | 1.2091 | 0 | 0 | 1.6847 | 0.70241 | 0.43304 | 2.8201 | 2.8938 | 0 | 0 | 0 | 0 | 0 | 0 | 0 | 0.70241 | 0 | 0 | 0.43304 | 0 | 0 | 0.38973
7645 | 2018-11-15 12:01 | 11 | November | 12 | 319 | 1.1701 | 1.1701 | 1.1701 | 0 | 0 | 1.6984 | 0.93243 | 0.84126 | 3.4721 | 2.8685 | 0 | 0 | 0 | 0 | 0 | 0 | 0 | 0.93243 | 0 | 0 | 0.84126 | 0 | 0 | 0.75713
7646 | 2018-11-15 13:01 | 11 | November | 13 | 319 | 0.94906 | 0.94906 | 0.94906 | 0 | 0 | 1.6283 | 0.5874 | 1.1192 | 3.335 | 2.5774 | 0 | 0 | 0 | 0 | 0 | 0 | 0 | 0.5874 | 0 | 0 | 1.1192 | 0 | 0 | 1.0073
7647 | 2018-11-15 14:01 | 11 | November | 14 | 319 | 0.58504 | 0.58504 | 0.58504 | 0 | 0 | 1.7754 | 0.35355 | 0.99905 | 3.128 | 2.3605 | 0 | 0 | 0 | 0 | 0 | 0 | 0 | 0.35355 | 0 | 0 | 0.99905 | 0 | 0 | 0.89914
7648 | 2018-11-15 15:01 | 11 | November | 15 | 319 | 0.16901 | 0.16901 | 0.16901 | 0 | 0 | 2.1997 | 0.79552 | 0.6033 | 3.5985 | 2.3687 | 0 | 0.44198 | 0 | 0 | 0 | 0 | 0 | 0.35355 | 0 | 0 | 0.6033 | 0 | 0 | 0.54297
7649 | 2018-11-15 16:01 | 11 | November | 16 | 319 | 0 | 0 | 0 | 0 | 0 | 2.8515 | 1.2811 | 1.1803 | 5.3129 | 2.8515 | 0 | 0.69373 | 0 | 0 | 0 | 0 | 0 | 0.5874 | 0 | 0 | 1.1803 | 0 | 0 | 1.0622
7650 | 2018-11-15 17:01 | 11 | November | 17 | 319 | 0 | 0 | 0 | 0 | 0 | 3.6249 | 1.2907 | 2.0695 | 6.9852 | 3.6249 | 0 | 0.58827 | 0 | 0 | 0 | 0 | 0 | 0.70241 | 0 | 0 | 2.0695 | 0 | 0 | 1.8626
7651 | 2018-11-15 18:01 | 11 | November | 18 | 319 | 0 | 0 | 0 | 0 | 0 | 4.0552 | 1.0693 | 2.6644 | 7.7889 | 4.0552 | 0 | 0.36688 | 0 | 0 | 0 | 0 | 0 | 0.70241 | 0 | 0 | 2.6644 | 0 | 0 | 2.398
7652 | 2018-11-15 19:01 | 11 | November | 19 | 319 | 0 | 0 | 0 | 0 | 0 | 3.6672 | 1.1537 | 2.5359 | 7.3568 | 3.6672 | 0 | 0.56629 | 0 | 0 | 0 | 0 | 0 | 0.5874 | 0 | 0 | 2.5359 | 0 | 0 | 2.2823
7653 | 2018-11-15 20:01 | 11 | November | 20 | 319 | 0 | 0 | 0 | 0 | 0 | 3.1055 | 1.3909 | 1.8296 | 6.3261 | 3.1055 | 0 | 0.91851 | 0 | 0 | 0 | 0 | 0 | 0.47239 | 0 | 0 | 1.8296 | 0 | 0 | 1.6467
7654 | 2018-11-15 21:01 | 11 | November | 21 | 319 | 0 | 0 | 0 | 0 | 0 | 2.6047 | 1.3838 | 1.4543 | 5.4429 | 2.6047 | 0 | 1.1453 | 0 | 0 | 0 | 0 | 0 | 0.23853 | 0 | 0 | 1.4543 | 0 | 0 | 1.3089
7655 | 2018-11-15 22:01 | 11 | November | 22 | 319 | 0 | 0 | 0 | 0 | 0 | 1.9807 | 1.8028 | 0.9957 | 4.7792 | 1.9807 | 0 | 1.5642 | 0 | 0 | 0 | 0 | 0 | 0.23853 | 0 | 0 | 0.9957 | 0 | 0 | 0.89613
7656 | 2018-11-15 23:01 | 11 | November | 23 | 319 | 0 | 0 | 0 | 0 | 0 | 1.4016 | 1.9554 | 0.12317 | 3.4801 | 1.4016 | 0 | 1.8318 | 0 | 0 | 0 | 0 | 0 | 0.12352 | 0 | 0 | 0.12317 | 0 | 0 | 0.11085
7657 | 2018-11-16 00:01 | 11 | November | 0 | 320 | 0 | 0 | 0 | 0 | 0 | 1.0888 | 2.2256 | 0.091347 | 3.4058 | 1.0888 | 0 | 2.1021 | 0 | 0 | 0 | 0 | 0 | 0.12352 | 0 | 0 | 0.091347 | 0 | 0 | 0.082212
7658 | 2018-11-16 01:01 | 11 | November | 1 | 320 | 0 | 0 | 0 | 0 | 0 | 1.0151 | 2.4376 | 0 | 3.4527 | 1.0151 | 0 | 2.314 | 0 | 0 | 0 | 0 | 0 | 0.12352 | 0 | 0 | 0 | 0 | 0 | 0
7659 | 2018-11-16 02:01 | 11 | November | 2 | 320 | 0 | 0 | 0 | 0 | 0 | 0.9935 | 2.7668 | 0.11659 | 3.8769 | 0.9935 | 0 | 2.5283 | 0 | 0 | 0 | 0 | 0 | 0.23853 | 0 | 0 | 0.11659 | 0 | 0 | 0.10493
7660 | 2018-11-16 03:01 | 11 | November | 3 | 320 | 0 | 0 | 0 | 0 | 0 | 1.0064 | 2.8682 | 0.042301 | 3.9168 | 1.0064 | 0 | 2.6296 | 0 | 0 | 0 | 0 | 0 | 0.23853 | 0 | 0 | 0.042301 | 0 | 0 | 0.038071
7661 | 2018-11-16 04:01 | 11 | November | 4 | 320 | 0 | 0 | 0 | 0 | 0 | 1.1661 | 3.1677 | 0.039756 | 4.3735 | 1.1661 | 0 | 2.6953 | 0 | 0 | 0 | 0 | 0 | 0.47239 | 0 | 0 | 0.039756 | 0 | 0 | 0.035781
7662 | 2018-11-16 05:01 | 11 | November | 5 | 320 | 0 | 0 | 0 | 0 | 0 | 2.0565 | 3.2557 | 0 | 5.3122 | 2.0565 | 0 | 2.5533 | 0 | 0 | 0 | 0 | 0 | 0.70241 | 0 | 0 | 0 | 0 | 0 | 0
7663 | 2018-11-16 06:01 | 11 | November | 6 | 320 | 0 | 0 | 0 | 0 | 0 | 2.867 | 3.5237 | 0 | 6.3907 | 2.867 | 0 | 2.3574 | 0 | 0 | 0 | 0 | 0 | 1.1663 | 0 | 0 | 0 | 0 | 0 | 0
7664 | 2018-11-16 07:01 | 11 | November | 7 | 320 | 0.11701 | 0.11701 | 0.11701 | 0 | 0 | 2.8345 | 3.392 | 0 | 6.2265 | 2.9515 | 0 | 2.2257 | 0 | 0 | 0 | 0 | 0 | 1.1663 | 0 | 0 | 0 | 0 | 0 | 0
7665 | 2018-11-16 08:01 | 11 | November | 8 | 320 | 0.37703 | 0.37703 | 0.37703 | 0 | 0 | 2.3622 | 2.4909 | 0 | 4.8531 | 2.7392 | 0 | 1.5585 | 0 | 0 | 0 | 0 | 0 | 0.93243 | 0 | 0 | 0 | 0 | 0 | 0
7666 | 2018-11-16 09:01 | 11 | November | 9 | 320 | 2.7432 | 2.5954 | 2.7432 | 0 | 0 | 0 | 1.3934 | 0.16574 | 1.5592 | 2.5954 | 0 | 0.95376 | 0 | 0 | 0 | 0 | 0 | 0.5874 | 0 | 0 | 0.16574 | 0 | 0 | 0.14917
7667 | 2018-11-16 10:01 | 11 | November | 10 | 320 | 5.0053 | 2.6387 | 3.8821 | 0 | 1.1233 | 0 | 0 | 0 | 0 | 2.6387 | 0 | 0.37273 | 0 | 0 | 0 | 0 | 0 | 0.47239 | 0 | 0 | 0.39821 | 0 | 0 | 0.35839
7668 | 2018-11-16 11:01 | 11 | November | 11 | 320 | 11.3498 | 2.8938 | 3.9921 | 0 | 7.3577 | 0 | 0 | 0 | 0 | 2.8938 | 0 | 0 | 0 | 0 | 0 | 0 | 0 | 0.70241 | 0 | 0 | 0.39589 | 0 | 0 | 0.3563
7669 | 2018-11-16 12:01 | 11 | November | 12 | 320 | 14.691 | 2.8685 | 4.7457 | 0 | 9.9452 | 0 | 0 | 0 | 0 | 2.8685 | 0 | 0 | 0 | 0 | 0 | 0 | 0 | 0.93243 | 0 | 0 | 0.94478 | 0 | 0 | 0.8503
7670 | 2018-11-16 13:01 | 11 | November | 13 | 320 | 8.8146 | 2.5774 | 4.7385 | 0 | 4.0761 | 0 | 0 | 0 | 0 | 2.5774 | 0 | 0.20915 | 0 | 0 | 0 | 0 | 0 | 0.5874 | 0 | 0 | 1.3646 | 0 | 0 | 1.2281
7671 | 2018-11-16 14:01 | 11 | November | 14 | 320 | 7.2805 | 2.3605 | 4.5458 | 0 | 2.7347 | 0 | 0 | 0 | 0 | 2.3605 | 0 | 0.65527 | 0 | 0 | 0 | 0 | 0 | 0.35355 | 0 | 0 | 1.1765 | 0 | 0 | 1.0589
7672 | 2018-11-16 15:01 | 11 | November | 15 | 320 | 0.83206 | 0.83206 | 0.83206 | 0 | 0 | 1.5367 | 1.3978 | 0.97242 | 3.9069 | 2.3687 | 0 | 1.0442 | 0 | 0 | 0 | 0 | 0 | 0.35355 | 0 | 0 | 0.97242 | 0 | 0 | 0.87517
7673 | 2018-11-16 16:01 | 11 | November | 16 | 320 | 0 | 0 | 0 | 0 | 0 | 2.8515 | 2.2703 | 1.4586 | 6.5804 | 2.8515 | 0 | 1.6829 | 0 | 0 | 0 | 0 | 0 | 0.5874 | 0 | 0 | 1.4586 | 0 | 0 | 1.3127
7674 | 2018-11-16 17:01 | 11 | November | 17 | 320 | 0 | 0 | 0 | 0 | 0 | 3.6249 | 2.252 | 1.6556 | 7.5325 | 3.6249 | 0 | 1.5496 | 0 | 0 | 0 | 0 | 0 | 0.70241 | 0 | 0 | 1.6556 | 0 | 0 | 1.49
7675 | 2018-11-16 18:01 | 11 | November | 18 | 320 | 0 | 0 | 0 | 0 | 0 | 4.0552 | 2.0176 | 2.1629 | 8.2356 | 4.0552 | 0 | 1.3152 | 0 | 0 | 0 | 0 | 0 | 0.70241 | 0 | 0 | 2.1629 | 0 | 0 | 1.9466
7676 | 2018-11-16 19:01 | 11 | November | 19 | 320 | 0 | 0 | 0 | 0 | 0 | 3.6672 | 2.0865 | 2.087 | 7.8407 | 3.6672 | 0 | 1.4991 | 0 | 0 | 0 | 0 | 0 | 0.5874 | 0 | 0 | 2.087 | 0 | 0 | 1.8783
7677 | 2018-11-16 20:01 | 11 | November | 20 | 320 | 0 | 0 | 0 | 0 | 0 | 3.1055 | 2.3222 | 1.7154 | 7.1432 | 3.1055 | 0 | 1.8499 | 0 | 0 | 0 | 0 | 0 | 0.47239 | 0 | 0 | 1.7154 | 0 | 0 | 1.5439
7678 | 2018-11-16 21:01 | 11 | November | 21 | 320 | 0 | 0 | 0 | 0 | 0 | 2.6047 | 2.2996 | 1.2558 | 6.16 | 2.6047 | 0 | 2.061 | 0 | 0 | 0 | 0 | 0 | 0.23853 | 0 | 0 | 1.2558 | 0 | 0 | 1.1302
7679 | 2018-11-16 22:01 | 11 | November | 22 | 320 | 0 | 0 | 0 | 0 | 0 | 1.9807 | 2.6869 | 0.75773 | 5.4253 | 1.9807 | 0 | 2.4484 | 0 | 0 | 0 | 0 | 0 | 0.23853 | 0 | 0 | 0.75773 | 0 | 0 | 0.68195
7680 | 2018-11-16 23:01 | 11 | November | 23 | 320 | 0 | 0 | 0 | 0 | 0 | 1.4016 | 2.8384 | 0.49733 | 4.7374 | 1.4016 | 0 | 2.7149 | 0 | 0 | 0 | 0 | 0 | 0.12352 | 0 | 0 | 0.49733 | 0 | 0 | 0.4476
7681 | 2018-11-17 00:01 | 11 | November | 0 | 321 | 0 | 0 | 0 | 0 | 0 | 1.0888 | 2.9441 | 0 | 4.033 | 1.0888 | 0 | 2.8206 | 0 | 0 | 0 | 0 | 0 | 0.12352 | 0 | 0 | 0 | 0 | 0 | 0
7682 | 2018-11-17 01:01 | 11 | November | 1 | 321 | 0 | 0 | 0 | 0 | 0 | 1.0151 | 2.9919 | 0 | 4.0071 | 1.0151 | 0 | 2.8684 | 0 | 0 | 0 | 0 | 0 | 0.12352 | 0 | 0 | 0 | 0 | 0 | 0
7683 | 2018-11-17 02:01 | 11 | November | 2 | 321 | 0 | 0 | 0 | 0 | 0 | 0.9935 | 3.0271 | 0.085531 | 4.1061 | 0.9935 | 0 | 2.9036 | 0 | 0 | 0 | 0 | 0 | 0.12352 | 0 | 0 | 0.085531 | 0 | 0 | 0.076978
7684 | 2018-11-17 03:01 | 11 | November | 3 | 321 | 0 | 0 | 0 | 0 | 0 | 1.0064 | 3.0241 | 0.025909 | 4.0564 | 1.0064 | 0 | 2.9006 | 0 | 0 | 0 | 0 | 0 | 0.12352 | 0 | 0 | 0.025909 | 0 | 0 | 0.023318
7685 | 2018-11-17 04:01 | 11 | November | 4 | 321 | 0 | 0 | 0 | 0 | 0 | 1.1661 | 3.0004 | 0.055915 | 4.2225 | 1.1661 | 0 | 2.8769 | 0 | 0 | 0 | 0 | 0 | 0.12352 | 0 | 0 | 0.055915 | 0 | 0 | 0.050323
7686 | 2018-11-17 05:01 | 11 | November | 5 | 321 | 0 | 0 | 0 | 0 | 0 | 2.0565 | 2.9151 | 0 | 4.9716 | 2.0565 | 0 | 2.6766 | 0 | 0 | 0 | 0 | 0 | 0.23853 | 0 | 0 | 0 | 0 | 0 | 0
7687 | 2018-11-17 06:01 | 11 | November | 6 | 321 | 0 | 0 | 0 | 0 | 0 | 2.867 | 2.8801 | 0 | 5.747 | 2.867 | 0 | 2.4077 | 0 | 0 | 0 | 0 | 0 | 0.47239 | 0 | 0 | 0 | 0 | 0 | 0
7688 | 2018-11-17 07:01 | 11 | November | 7 | 321 | 0.065004 | 0.065004 | 0.065004 | 0 | 0 | 2.8865 | 2.9946 | 0 | 5.8811 | 2.9515 | 0 | 2.2922 | 0 | 0 | 0 | 0 | 0 | 0.70241 | 0 | 0 | 0 | 0 | 0 | 0
7689 | 2018-11-17 08:01 | 11 | November | 8 | 321 | 2.8732 | 2.7392 | 2.8732 | 0 | 0 | 0 | 2.8098 | 0 | 2.8098 | 2.7392 | 0 | 2.2414 | 0 | 0 | 0 | 0 | 0 | 0.70241 | 0 | 0 | 0 | 0 | 0 | 0
7690 | 2018-11-17 09:01 | 11 | November | 9 | 321 | 1.3261 | 1.3261 | 1.3261 | 0 | 0 | 1.2693 | 2.7193 | 0.27308 | 4.2617 | 2.5954 | 0 | 2.1319 | 0 | 0 | 0 | 0 | 0 | 0.5874 | 0 | 0 | 0.27308 | 0 | 0 | 0.24577
7691 | 2018-11-17 10:01 | 11 | November | 10 | 321 | 2.6522 | 2.6387 | 2.6522 | 0 | 0 | 0 | 2.3875 | 0.57504 | 2.9625 | 2.6387 | 0 | 2.0435 | 0 | 0 | 0 | 0 | 0 | 0.35738 | 0 | 0 | 0.57504 | 0 | 0 | 0.51754
7692 | 2018-11-17 11:01 | 11 | November | 11 | 321 | 9.4256 | 2.8938 | 5.9441 | 0 | 3.4816 | 0 | 0 | 0 | 0 | 2.8938 | 0 | 1.9684 | 0 | 0 | 0 | 0 | 0 | 0.5874 | 0 | 0 | 0.49448 | 0 | 0 | 0.44503
7693 | 2018-11-17 12:01 | 11 | November | 12 | 321 | 5.2394 | 2.8685 | 5.2394 | 0 | 0 | 0 | 0.22334 | 0.80292 | 1.0263 | 2.8685 | 0 | 1.8918 | 0 | 0 | 0 | 0 | 0 | 0.70241 | 0 | 0 | 0.80292 | 0 | 0 | 0.72263
7694 | 2018-11-17 13:01 | 11 | November | 13 | 321 | 6.3964 | 2.5774 | 6.3964 | 0 | 0 | 0 | 0 | 0.29588 | 0.29588 | 2.5774 | 0 | 1.9842 | 0 | 0 | 0 | 0 | 0 | 0.70241 | 0 | 0 | 1.4283 | 0 | 0 | 1.2855
7695 | 2018-11-17 14:01 | 11 | November | 14 | 321 | 4.1083 | 2.3605 | 4.1083 | 0 | 0 | 0 | 0.93756 | 1.0268 | 1.9644 | 2.3605 | 0 | 2.0979 | 0 | 0 | 0 | 0 | 0 | 0.5874 | 0 | 0 | 1.0268 | 0 | 0 | 0.92416
7696 | 2018-11-17 15:01 | 11 | November | 15 | 321 | 1.2351 | 1.2351 | 1.2351 | 0 | 0 | 1.1336 | 2.7922 | 0.73184 | 4.6577 | 2.3687 | 0 | 2.2048 | 0 | 0 | 0 | 0 | 0 | 0.5874 | 0 | 0 | 0.73184 | 0 | 0 | 0.65866
7697 | 2018-11-17 16:01 | 11 | November | 16 | 321 | 0 | 0 | 0 | 0 | 0 | 2.8515 | 3.218 | 0.83299 | 6.9025 | 2.8515 | 0 | 2.1667 | 0 | 0 | 0 | 0 | 0 | 1.0513 | 0 | 0 | 0.83299 | 0 | 0 | 0.74969
7698 | 2018-11-17 17:01 | 11 | November | 17 | 321 | 0 | 0 | 0 | 0 | 0 | 3.6249 | 2.8061 | 1.2201 | 7.6512 | 3.6249 | 0 | 1.9887 | 0 | 0 | 0 | 0 | 0 | 0.81742 | 0 | 0 | 1.2201 | 0 | 0 | 1.0981
7699 | 2018-11-17 18:01 | 11 | November | 18 | 321 | 0 | 0 | 0 | 0 | 0 | 4.0552 | 2.1838 | 1.9034 | 8.1424 | 4.0552 | 0 | 1.7114 | 0 | 0 | 0 | 0 | 0 | 0.47239 | 0 | 0 | 1.9034 | 0 | 0 | 1.7131
7700 | 2018-11-17 19:01 | 11 | November | 19 | 321 | 0 | 0 | 0 | 0 | 0 | 3.6672 | 2.3225 | 1.7545 | 7.7441 | 3.6672 | 0 | 1.8501 | 0 | 0 | 0 | 0 | 0 | 0.47239 | 0 | 0 | 1.7545 | 0 | 0 | 1.579
7701 | 2018-11-17 20:01 | 11 | November | 20 | 321 | 0 | 0 | 0 | 0 | 0 | 3.1055 | 2.4081 | 1.2804 | 6.794 | 3.1055 | 0 | 2.1696 | 0 | 0 | 0 | 0 | 0 | 0.23853 | 0 | 0 | 1.2804 | 0 | 0 | 1.1523
7702 | 2018-11-17 21:01 | 11 | November | 21 | 321 | 0 | 0 | 0 | 0 | 0 | 2.6047 | 2.6185 | 0.99691 | 6.2202 | 2.6047 | 0 | 2.38 | 0 | 0 | 0 | 0 | 0 | 0.23853 | 0 | 0 | 0.99691 | 0 | 0 | 0.89722
7703 | 2018-11-17 22:01 | 11 | November | 22 | 321 | 0 | 0 | 0 | 0 | 0 | 1.9807 | 3.0489 | 0.5535 | 5.5831 | 1.9807 | 0 | 2.8103 | 0 | 0 | 0 | 0 | 0 | 0.23853 | 0 | 0 | 0.5535 | 0 | 0 | 0.49815
7704 | 2018-11-17 23:01 | 11 | November | 23 | 321 | 0 | 0 | 0 | 0 | 0 | 1.4016 | 3.0502 | 0.49099 | 4.9428 | 1.4016 | 0 | 2.9267 | 0 | 0 | 0 | 0 | 0 | 0.12352 | 0 | 0 | 0.49099 | 0 | 0 | 0.44189
7705 | 2018-11-18 00:01 | 11 | November | 0 | 322 | 0 | 0 | 0 | 0 | 0 | 1.0888 | 3.1406 | 0.59399 | 4.8234 | 1.0888 | 0 | 3.0171 | 0 | 0 | 0 | 0 | 0 | 0.12352 | 0 | 0 | 0.59399 | 0 | 0 | 0.53459
7706 | 2018-11-18 01:01 | 11 | November | 1 | 322 | 0 | 0 | 0 | 0 | 0 | 1.0151 | 3.233 | 0.39144 | 4.6396 | 1.0151 | 0 | 3.1095 | 0 | 0 | 0 | 0 | 0 | 0.12352 | 0 | 0 | 0.39144 | 0 | 0 | 0.35229
7707 | 2018-11-18 02:01 | 11 | November | 2 | 322 | 0 | 0 | 0 | 0 | 0 | 0.9935 | 3.3278 | 0.014074 | 4.3354 | 0.9935 | 0 | 3.2043 | 0 | 0 | 0 | 0 | 0 | 0.12352 | 0 | 0 | 0.014074 | 0 | 0 | 0.012667
7708 | 2018-11-18 03:01 | 11 | November | 3 | 322 | 0 | 0 | 0 | 0 | 0 | 1.0064 | 3.3696 | 0.026572 | 4.4025 | 1.0064 | 0 | 3.246 | 0 | 0 | 0 | 0 | 0 | 0.12352 | 0 | 0 | 0.026572 | 0 | 0 | 0.023914
7709 | 2018-11-18 04:01 | 11 | November | 4 | 322 | 0 | 0 | 0 | 0 | 0 | 1.1661 | 3.376 | 0.02326 | 4.5654 | 1.1661 | 0 | 3.2525 | 0 | 0 | 0 | 0 | 0 | 0.12352 | 0 | 0 | 0.02326 | 0 | 0 | 0.020934
7710 | 2018-11-18 05:01 | 11 | November | 5 | 322 | 0 | 0 | 0 | 0 | 0 | 2.0565 | 3.2067 | 0 | 5.2632 | 2.0565 | 0 | 3.0832 | 0 | 0 | 0 | 0 | 0 | 0.12352 | 0 | 0 | 0 | 0 | 0 | 0
7711 | 2018-11-18 06:01 | 11 | November | 6 | 322 | 0 | 0 | 0 | 0 | 0 | 2.867 | 2.9841 | 0 | 5.8511 | 2.867 | 0 | 2.8606 | 0 | 0 | 0 | 0 | 0 | 0.12352 | 0 | 0 | 0 | 0 | 0 | 0
7712 | 2018-11-18 07:01 | 11 | November | 7 | 322 | 0.065004 | 0.065004 | 0.065004 | 0 | 0 | 2.8865 | 2.9471 | 0 | 5.8336 | 2.9515 | 0 | 2.7086 | 0 | 0 | 0 | 0 | 0 | 0.23853 | 0 | 0 | 0 | 0 | 0 | 0
7713 | 2018-11-18 08:01 | 11 | November | 8 | 322 | 2.2362 | 2.2362 | 2.2362 | 0 | 0 | 0.50305 | 2.6714 | 0 | 3.1745 | 2.7392 | 0 | 2.3141 | 0 | 0 | 0 | 0 | 0 | 0.35738 | 0 | 0 | 0 | 0 | 0 | 0
7714 | 2018-11-18 09:01 | 11 | November | 9 | 322 | 4.0953 | 2.5954 | 4.0953 | 0 | 0 | 0 | 1.7672 | 0.29766 | 2.0648 | 2.5954 | 0 | 2.5646 | 0 | 0 | 0 | 0 | 0 | 0.70241 | 0 | 0 | 0.29766 | 0 | 0 | 0.2679
7715 | 2018-11-18 10:01 | 11 | November | 10 | 322 | 5.0183 | 2.6387 | 5.0183 | 0 | 0 | 0 | 0.48062 | 0.60708 | 1.0877 | 2.6387 | 0 | 2.1578 | 0 | 0 | 0 | 0 | 0 | 0.70241 | 0 | 0 | 0.60708 | 0 | 0 | 0.54638
7716 | 2018-11-18 11:01 | 11 | November | 11 | 322 | 6.2404 | 2.8938 | 5.2317 | 0 | 1.0087 | 0 | 0 | 0 | 0 | 2.8938 | 0 | 0.92803 | 0 | 0 | 0 | 0 | 0 | 0.93243 | 0 | 0 | 0.47745 | 0 | 0 | 0.4297
7717 | 2018-11-18 12:01 | 11 | November | 12 | 322 | 4.8623 | 2.8685 | 4.8623 | 0 | 0 | 0 | 0.027128 | 0.51211 | 0.53924 | 2.8685 | 0 | 1.0885 | 0 | 0 | 0 | 0 | 0 | 0.93243 | 0 | 0 | 0.51211 | 0 | 0 | 0.4609
7718 | 2018-11-18 13:01 | 11 | November | 13 | 322 | 4.4593 | 2.5774 | 4.4593 | 0 | 0 | 0 | 0.65406 | 0.70537 | 1.3594 | 2.5774 | 0 | 1.7185 | 0 | 0 | 0 | 0 | 0 | 0.81742 | 0 | 0 | 0.70537 | 0 | 0 | 0.63484
7719 | 2018-11-18 14:01 | 11 | November | 14 | 322 | 5.5774 | 2.3605 | 5.5774 | 0 | 0 | 0 | 0 | 0.43699 | 0.43699 | 2.3605 | 0 | 2.3932 | 0 | 0 | 0 | 0 | 0 | 0.5874 | 0 | 0 | 0.6733 | 0 | 0 | 0.60597
7720 | 2018-11-18 15:01 | 11 | November | 15 | 322 | 1.1831 | 1.1831 | 1.1831 | 0 | 0 | 1.1856 | 2.8482 | 0.691 | 4.7249 | 2.3687 | 0 | 2.3758 | 0 | 0 | 0 | 0 | 0 | 0.47239 | 0 | 0 | 0.691 | 0 | 0 | 0.6219
7721 | 2018-11-18 16:01 | 11 | November | 16 | 322 | 0 | 0 | 0 | 0 | 0 | 2.8515 | 3.2016 | 0.81723 | 6.8703 | 2.8515 | 0 | 2.6142 | 0 | 0 | 0 | 0 | 0 | 0.5874 | 0 | 0 | 0.81723 | 0 | 0 | 0.73551
7722 | 2018-11-18 17:01 | 11 | November | 17 | 322 | 0 | 0 | 0 | 0 | 0 | 3.6249 | 3.0854 | 1.2113 | 7.9216 | 3.6249 | 0 | 2.383 | 0 | 0 | 0 | 0 | 0 | 0.70241 | 0 | 0 | 1.2113 | 0 | 0 | 1.0901
7723 | 2018-11-18 18:01 | 11 | November | 18 | 322 | 0 | 0 | 0 | 0 | 0 | 4.0552 | 2.7354 | 1.9407 | 8.7313 | 4.0552 | 0 | 2.033 | 0 | 0 | 0 | 0 | 0 | 0.70241 | 0 | 0 | 1.9407 | 0 | 0 | 1.7466
7724 | 2018-11-18 19:01 | 11 | November | 19 | 322 | 0 | 0 | 0 | 0 | 0 | 3.6672 | 2.5838 | 2.17 | 8.421 | 3.6672 | 0 | 2.1114 | 0 | 0 | 0 | 0 | 0 | 0.47239 | 0 | 0 | 2.17 | 0 | 0 | 1.953
7725 | 2018-11-18 20:01 | 11 | November | 20 | 322 | 0 | 0 | 0 | 0 | 0 | 3.1055 | 2.8124 | 1.905 | 7.823 | 3.1055 | 0 | 2.34 | 0 | 0 | 0 | 0 | 0 | 0.47239 | 0 | 0 | 1.905 | 0 | 0 | 1.7145
7726 | 2018-11-18 21:01 | 11 | November | 21 | 322 | 0 | 0 | 0 | 0 | 0 | 2.6047 | 2.669 | 1.5578 | 6.8315 | 2.6047 | 0 | 2.4304 | 0 | 0 | 0 | 0 | 0 | 0.23853 | 0 | 0 | 1.5578 | 0 | 0 | 1.402
7727 | 2018-11-18 22:01 | 11 | November | 22 | 322 | 0 | 0 | 0 | 0 | 0 | 1.9807 | 2.9484 | 0.88022 | 5.8094 | 1.9807 | 0 | 2.7099 | 0 | 0 | 0 | 0 | 0 | 0.23853 | 0 | 0 | 0.88022 | 0 | 0 | 0.7922
7728 | 2018-11-18 23:01 | 11 | November | 23 | 322 | 0 | 0 | 0 | 0 | 0 | 1.4016 | 2.9786 | 0.73599 | 5.1161 | 1.4016 | 0 | 2.855 | 0 | 0 | 0 | 0 | 0 | 0.12352 | 0 | 0 | 0.73599 | 0 | 0 | 0.66239
7729 | 2018-11-19 00:01 | 11 | November | 0 | 323 | 0 | 0 | 0 | 0 | 0 | 1.0888 | 2.979 | 0.37687 | 4.4447 | 1.0888 | 0 | 2.8555 | 0 | 0 | 0 | 0 | 0 | 0.12352 | 0 | 0 | 0.37687 | 0 | 0 | 0.33918
7730 | 2018-11-19 01:01 | 11 | November | 1 | 323 | 0 | 0 | 0 | 0 | 0 | 1.0151 | 2.9221 | 0.57442 | 4.5117 | 1.0151 | 0 | 2.7986 | 0 | 0 | 0 | 0 | 0 | 0.12352 | 0 | 0 | 0.57442 | 0 | 0 | 0.51697
7731 | 2018-11-19 02:01 | 11 | November | 2 | 323 | 0 | 0 | 0 | 0 | 0 | 0.9935 | 2.9529 | 0.34995 | 4.2964 | 0.9935 | 0 | 2.7144 | 0 | 0 | 0 | 0 | 0 | 0.23853 | 0 | 0 | 0.34995 | 0 | 0 | 0.31496
7732 | 2018-11-19 03:01 | 11 | November | 3 | 323 | 0 | 0 | 0 | 0 | 0 | 1.0064 | 2.9052 | 0 | 3.9116 | 1.0064 | 0 | 2.6667 | 0 | 0 | 0 | 0 | 0 | 0.23853 | 0 | 0 | 0 | 0 | 0 | 0
7733 | 2018-11-19 04:01 | 11 | November | 4 | 323 | 0 | 0 | 0 | 0 | 0 | 1.1661 | 3.0562 | 0 | 4.2223 | 1.1661 | 0 | 2.5838 | 0 | 0 | 0 | 0 | 0 | 0.47239 | 0 | 0 | 0 | 0 | 0 | 0
7734 | 2018-11-19 05:01 | 11 | November | 5 | 323 | 0 | 0 | 0 | 0 | 0 | 2.0565 | 3.0287 | 0 | 5.0852 | 2.0565 | 0 | 2.3263 | 0 | 0 | 0 | 0 | 0 | 0.70241 | 0 | 0 | 0 | 0 | 0 | 0
7735 | 2018-11-19 06:01 | 11 | November | 6 | 323 | 0 | 0 | 0 | 0 | 0 | 2.867 | 3.1969 | 0 | 6.0639 | 2.867 | 0 | 2.0307 | 0 | 0 | 0 | 0 | 0 | 1.1663 | 0 | 0 | 0 | 0 | 0 | 0
7736 | 2018-11-19 07:01 | 11 | November | 7 | 323 | 0.19501 | 0.19501 | 0.19501 | 0 | 0 | 2.7565 | 3.0532 | 0 | 5.8096 | 2.9515 | 0 | 1.8869 | 0 | 0 | 0 | 0 | 0 | 1.1663 | 0 | 0 | 0 | 0 | 0 | 0
7737 | 2018-11-19 08:01 | 11 | November | 8 | 323 | 2.0541 | 2.0541 | 2.0541 | 0 | 0 | 0.68506 | 2.6719 | 0 | 3.357 | 2.7392 | 0 | 1.7395 | 0 | 0 | 0 | 0 | 0 | 0.93243 | 0 | 0 | 0 | 0 | 0 | 0
7738 | 2018-11-19 09:01 | 11 | November | 9 | 323 | 3.2632 | 2.5954 | 3.2632 | 0 | 0 | 0 | 1.4438 | 0.20694 | 1.6508 | 2.5954 | 0 | 1.5242 | 0 | 0 | 0 | 0 | 0 | 0.5874 | 0 | 0 | 0.20694 | 0 | 0 | 0.18624
7739 | 2018-11-19 10:01 | 11 | November | 10 | 323 | 4.2123 | 2.6387 | 4.2123 | 0 | 0 | 0 | 0.11099 | 0.44402 | 0.55501 | 2.6387 | 0 | 1.2122 | 0 | 0 | 0 | 0 | 0 | 0.47239 | 0 | 0 | 0.44402 | 0 | 0 | 0.39962
7740 | 2018-11-19 11:01 | 11 | November | 11 | 323 | 7.4105 | 2.8938 | 5.1238 | 0 | 2.2867 | 0 | 0 | 0 | 0 | 2.8938 | 0 | 1.0946 | 0 | 0 | 0 | 0 | 0 | 0.70241 | 0 | 0 | 0.43304 | 0 | 0 | 0.38973
7741 | 2018-11-19 12:01 | 11 | November | 12 | 323 | 5.7464 | 2.8685 | 5.555 | 0 | 0.19142 | 0 | 0 | 0 | 0 | 2.8685 | 0 | 0.91274 | 0 | 0 | 0 | 0 | 0 | 0.93243 | 0 | 0 | 0.84126 | 0 | 0 | 0.75713
7742 | 2018-11-19 13:01 | 11 | November | 13 | 323 | 2.4052 | 2.4052 | 2.4052 | 0 | 0 | 0.17224 | 1.3022 | 1.1192 | 2.5937 | 2.5774 | 0 | 0.71484 | 0 | 0 | 0 | 0 | 0 | 0.5874 | 0 | 0 | 1.1192 | 0 | 0 | 1.0073
7743 | 2018-11-19 14:01 | 11 | November | 14 | 323 | 0.78005 | 0.78005 | 0.78005 | 0 | 0 | 1.5804 | 1.1789 | 0.99905 | 3.7584 | 2.3605 | 0 | 0.82534 | 0 | 0 | 0 | 0 | 0 | 0.35355 | 0 | 0 | 0.99905 | 0 | 0 | 0.89914
7744 | 2018-11-19 15:01 | 11 | November | 15 | 323 | 0.11701 | 0.11701 | 0.11701 | 0 | 0 | 2.2517 | 1.3414 | 0.6033 | 4.1964 | 2.3687 | 0 | 0.98782 | 0 | 0 | 0 | 0 | 0 | 0.35355 | 0 | 0 | 0.6033 | 0 | 0 | 0.54297
7745 | 2018-11-19 16:01 | 11 | November | 16 | 323 | 0 | 0 | 0 | 0 | 0 | 2.8515 | 1.7942 | 1.1803 | 5.826 | 2.8515 | 0 | 1.2068 | 0 | 0 | 0 | 0 | 0 | 0.5874 | 0 | 0 | 1.1803 | 0 | 0 | 1.0622
7746 | 2018-11-19 17:01 | 11 | November | 17 | 323 | 0 | 0 | 0 | 0 | 0 | 3.6249 | 1.7344 | 2.0695 | 7.4289 | 3.6249 | 0 | 1.032 | 0 | 0 | 0 | 0 | 0 | 0.70241 | 0 | 0 | 2.0695 | 0 | 0 | 1.8626
7747 | 2018-11-19 18:01 | 11 | November | 18 | 323 | 0 | 0 | 0 | 0 | 0 | 4.0552 | 1.4459 | 2.6644 | 8.1655 | 4.0552 | 0 | 0.74353 | 0 | 0 | 0 | 0 | 0 | 0.70241 | 0 | 0 | 2.6644 | 0 | 0 | 2.398
7748 | 2018-11-19 19:01 | 11 | November | 19 | 323 | 0 | 0 | 0 | 0 | 0 | 3.6672 | 1.4685 | 2.5359 | 7.6715 | 3.6672 | 0 | 0.88107 | 0 | 0 | 0 | 0 | 0 | 0.5874 | 0 | 0 | 2.5359 | 0 | 0 | 2.2823
7749 | 2018-11-19 20:01 | 11 | November | 20 | 323 | 0 | 0 | 0 | 0 | 0 | 3.1055 | 1.6254 | 1.8296 | 6.5605 | 3.1055 | 0 | 1.153 | 0 | 0 | 0 | 0 | 0 | 0.47239 | 0 | 0 | 1.8296 | 0 | 0 | 1.6467
7750 | 2018-11-19 21:01 | 11 | November | 21 | 323 | 0 | 0 | 0 | 0 | 0 | 2.6047 | 1.5409 | 1.4543 | 5.5999 | 2.6047 | 0 | 1.3024 | 0 | 0 | 0 | 0 | 0 | 0.23853 | 0 | 0 | 1.4543 | 0 | 0 | 1.3089
7751 | 2018-11-19 22:01 | 11 | November | 22 | 323 | 0 | 0 | 0 | 0 | 0 | 1.9807 | 1.8634 | 0.9957 | 4.8398 | 1.9807 | 0 | 1.6249 | 0 | 0 | 0 | 0 | 0 | 0.23853 | 0 | 0 | 0.9957 | 0 | 0 | 0.89613
7752 | 2018-11-19 23:01 | 11 | November | 23 | 323 | 0 | 0 | 0 | 0 | 0 | 1.4016 | 1.9671 | 0.63126 | 4 | 1.4016 | 0 | 1.8436 | 0 | 0 | 0 | 0 | 0 | 0.12352 | 0 | 0 | 0.63126 | 0 | 0 | 0.56813
7753 | 2018-11-20 00:01 | 11 | November | 0 | 324 | 0 | 0 | 0 | 0 | 0 | 1.2903 | 2.0832 | 0.34706 | 3.7206 | 1.2903 | 0 | 1.9597 | 0 | 0 | 0 | 0 | 0 | 0.12352 | 0 | 0 | 0.34706 | 0 | 0 | 0.31235
7754 | 2018-11-20 01:01 | 11 | November | 1 | 324 | 0 | 0 | 0 | 0 | 0 | 1.0677 | 2.2407 | 0.040439 | 3.3489 | 1.0677 | 0 | 2.1172 | 0 | 0 | 0 | 0 | 0 | 0.12352 | 0 | 0 | 0.040439 | 0 | 0 | 0.036395
7755 | 2018-11-20 02:01 | 11 | November | 2 | 324 | 0 | 0 | 0 | 0 | 0 | 1.0182 | 2.472 | 0.042189 | 3.5324 | 1.0182 | 0 | 2.2335 | 0 | 0 | 0 | 0 | 0 | 0.23853 | 0 | 0 | 0.042189 | 0 | 0 | 0.03797
7756 | 2018-11-20 03:01 | 11 | November | 3 | 324 | 0 | 0 | 0 | 0 | 0 | 0.99298 | 2.5378 | 0 | 3.5308 | 0.99298 | 0 | 2.2993 | 0 | 0 | 0 | 0 | 0 | 0.23853 | 0 | 0 | 0 | 0 | 0 | 0
7757 | 2018-11-20 04:01 | 11 | November | 4 | 324 | 0 | 0 | 0 | 0 | 0 | 1.026 | 2.8236 | 0 | 3.8495 | 1.026 | 0 | 2.3512 | 0 | 0 | 0 | 0 | 0 | 0.47239 | 0 | 0 | 0 | 0 | 0 | 0
7758 | 2018-11-20 05:01 | 11 | November | 5 | 324 | 0 | 0 | 0 | 0 | 0 | 1.2944 | 3.0346 | 0 | 4.329 | 1.2944 | 0 | 2.3322 | 0 | 0 | 0 | 0 | 0 | 0.70241 | 0 | 0 | 0 | 0 | 0 | 0
7759 | 2018-11-20 06:01 | 11 | November | 6 | 324 | 0 | 0 | 0 | 0 | 0 | 1.889 | 3.3452 | 0 | 5.2342 | 1.889 | 0 | 2.1789 | 0 | 0 | 0 | 0 | 0 | 1.1663 | 0 | 0 | 0 | 0 | 0 | 0
7760 | 2018-11-20 07:01 | 11 | November | 7 | 324 | 0.11701 | 0.11701 | 0.11701 | 0 | 0 | 2.5501 | 3.0373 | 0 | 5.5873 | 2.6671 | 0 | 1.871 | 0 | 0 | 0 | 0 | 0 | 1.1663 | 0 | 0 | 0 | 0 | 0 | 0
7761 | 2018-11-20 08:01 | 11 | November | 8 | 324 | 1.0271 | 1.0271 | 1.0271 | 0 | 0 | 2.0934 | 2.6244 | 0 | 4.7178 | 3.1205 | 0 | 1.6919 | 0 | 0 | 0 | 0 | 0 | 0.93243 | 0 | 0 | 0 | 0 | 0 | 0
7762 | 2018-11-20 09:01 | 11 | November | 9 | 324 | 1.7291 | 1.7291 | 1.7291 | 0 | 0 | 1.5181 | 2.2037 | 0.20694 | 3.9288 | 3.2472 | 0 | 1.6163 | 0 | 0 | 0 | 0 | 0 | 0.5874 | 0 | 0 | 0.20694 | 0 | 0 | 0.18624
7763 | 2018-11-20 10:01 | 11 | November | 10 | 324 | 2.8602 | 2.8602 | 2.8602 | 0 | 0 | 0.53441 | 1.9428 | 0.44402 | 2.9212 | 3.3946 | 0 | 1.4704 | 0 | 0 | 0 | 0 | 0 | 0.47239 | 0 | 0 | 0.44402 | 0 | 0 | 0.39962
7764 | 2018-11-20 11:01 | 11 | November | 11 | 324 | 2.9902 | 2.9902 | 2.9902 | 0 | 0 | 0.64348 | 1.6853 | 0.43304 | 2.7618 | 3.6337 | 0 | 0.98285 | 0 | 0 | 0 | 0 | 0 | 0.70241 | 0 | 0 | 0.43304 | 0 | 0 | 0.38973
7765 | 2018-11-20 12:01 | 11 | November | 12 | 324 | 4.0173 | 3.6177 | 4.0173 | 0 | 0 | 0 | 1.5832 | 0.84126 | 2.4245 | 3.6177 | 0 | 1.0503 | 0 | 0 | 0 | 0 | 0 | 0.93243 | 0 | 0 | 0.84126 | 0 | 0 | 0.75713
7766 | 2018-11-20 13:01 | 11 | November | 13 | 324 | 3.1592 | 3.1592 | 3.1592 | 0 | 0 | 0.20345 | 1.581 | 1.1192 | 2.9037 | 3.3627 | 0 | 0.9936 | 0 | 0 | 0 | 0 | 0 | 0.5874 | 0 | 0 | 1.1192 | 0 | 0 | 1.0073
7767 | 2018-11-20 14:01 | 11 | November | 14 | 324 | 2.0931 | 2.0931 | 2.0931 | 0 | 0 | 1.0701 | 1.5169 | 0.99905 | 3.5861 | 3.1633 | 0 | 1.1634 | 0 | 0 | 0 | 0 | 0 | 0.35355 | 0 | 0 | 0.99905 | 0 | 0 | 0.89914
7768 | 2018-11-20 15:01 | 11 | November | 15 | 324 | 0.70205 | 0.70205 | 0.70205 | 0 | 0 | 2.4813 | 1.5242 | 0.6033 | 4.6088 | 3.1833 | 0 | 1.1707 | 0 | 0 | 0 | 0 | 0 | 0.35355 | 0 | 0 | 0.6033 | 0 | 0 | 0.54297
7769 | 2018-11-20 16:01 | 11 | November | 16 | 324 | 0 | 0 | 0 | 0 | 0 | 3.9202 | 1.9487 | 1.1803 | 7.0491 | 3.9202 | 0 | 1.3613 | 0 | 0 | 0 | 0 | 0 | 0.5874 | 0 | 0 | 1.1803 | 0 | 0 | 1.0622
7770 | 2018-11-20 17:01 | 11 | November | 17 | 324 | 0 | 0 | 0 | 0 | 0 | 4.5158 | 1.9174 | 2.0695 | 8.5027 | 4.5158 | 0 | 1.215 | 0 | 0 | 0 | 0 | 0 | 0.70241 | 0 | 0 | 2.0695 | 0 | 0 | 1.8626
7771 | 2018-11-20 18:01 | 11 | November | 18 | 324 | 0 | 0 | 0 | 0 | 0 | 4.5308 | 1.7441 | 2.6644 | 8.9393 | 4.5308 | 0 | 1.0417 | 0 | 0 | 0 | 0 | 0 | 0.70241 | 0 | 0 | 2.6644 | 0 | 0 | 2.398
7772 | 2018-11-20 19:01 | 11 | November | 19 | 324 | 0 | 0 | 0 | 0 | 0 | 3.744 | 1.8457 | 2.5359 | 8.1256 | 3.744 | 0 | 1.2583 | 0 | 0 | 0 | 0 | 0 | 0.5874 | 0 | 0 | 2.5359 | 0 | 0 | 2.2823
7773 | 2018-11-20 20:01 | 11 | November | 20 | 324 | 0 | 0 | 0 | 0 | 0 | 2.9638 | 2.053 | 1.8296 | 6.8464 | 2.9638 | 0 | 1.5806 | 0 | 0 | 0 | 0 | 0 | 0.47239 | 0 | 0 | 1.8296 | 0 | 0 | 1.6467
7774 | 2018-11-20 21:01 | 11 | November | 21 | 324 | 0 | 0 | 0 | 0 | 0 | 2.7248 | 1.9207 | 1.4543 | 6.0998 | 2.7248 | 0 | 1.6822 | 0 | 0 | 0 | 0 | 0 | 0.23853 | 0 | 0 | 1.4543 | 0 | 0 | 1.3089
7775 | 2018-11-20 22:01 | 11 | November | 22 | 324 | 0 | 0 | 0 | 0 | 0 | 2.3419 | 2.1845 | 0.9957 | 5.5221 | 2.3419 | 0 | 1.946 | 0 | 0 | 0 | 0 | 0 | 0.23853 | 0 | 0 | 0.9957 | 0 | 0 | 0.89613
7776 | 2018-11-20 23:01 | 11 | November | 23 | 324 | 0 | 0 | 0 | 0 | 0 | 1.5819 | 2.33 | 0.63126 | 4.5432 | 1.5819 | 0 | 2.2065 | 0 | 0 | 0 | 0 | 0 | 0.12352 | 0 | 0 | 0.63126 | 0 | 0 | 0.56813
7777 | 2018-11-21 00:01 | 11 | November | 0 | 325 | 0 | 0 | 0 | 0 | 0 | 1.8112 | 2.261 | 0.34706 | 4.4193 | 1.8112 | 0 | 2.1375 | 0 | 0 | 0 | 0 | 0 | 0.12352 | 0 | 0 | 0.34706 | 0 | 0 | 0.31235
7778 | 2018-11-21 01:01 | 11 | November | 1 | 325 | 0 | 0 | 0 | 0 | 0 | 1.3598 | 2.353 | 0.040439 | 3.7533 | 1.3598 | 0 | 2.2295 | 0 | 0 | 0 | 0 | 0 | 0.12352 | 0 | 0 | 0.040439 | 0 | 0 | 0.036395
7779 | 2018-11-21 02:01 | 11 | November | 2 | 325 | 0 | 0 | 0 | 0 | 0 | 1.129 | 2.5078 | 0.042189 | 3.679 | 1.129 | 0 | 2.2693 | 0 | 0 | 0 | 0 | 0 | 0.23853 | 0 | 0 | 0.042189 | 0 | 0 | 0.03797
7780 | 2018-11-21 03:01 | 11 | November | 3 | 325 | 0 | 0 | 0 | 0 | 0 | 1.0481 | 2.5271 | 0 | 3.5752 | 1.0481 | 0 | 2.2885 | 0 | 0 | 0 | 0 | 0 | 0.23853 | 0 | 0 | 0 | 0 | 0 | 0
7781 | 2018-11-21 04:01 | 11 | November | 4 | 325 | 0 | 0 | 0 | 0 | 0 | 0.99814 | 2.7579 | 0 | 3.756 | 0.99814 | 0 | 2.2855 | 0 | 0 | 0 | 0 | 0 | 0.47239 | 0 | 0 | 0 | 0 | 0 | 0
7782 | 2018-11-21 05:01 | 11 | November | 5 | 325 | 0 | 0 | 0 | 0 | 0 | 0.99607 | 2.9736 | 0 | 3.9697 | 0.99607 | 0 | 2.2712 | 0 | 0 | 0 | 0 | 0 | 0.70241 | 0 | 0 | 0 | 0 | 0 | 0
7783 | 2018-11-21 06:01 | 11 | November | 6 | 325 | 0 | 0 | 0 | 0 | 0 | 1.044 | 3.3549 | 0 | 4.3989 | 1.044 | 0 | 2.1886 | 0 | 0 | 0 | 0 | 0 | 1.1663 | 0 | 0 | 0 | 0 | 0 | 0
7784 | 2018-11-21 07:01 | 11 | November | 7 | 325 | 0.091006 | 0.091006 | 0.091006 | 0 | 0 | 1.1395 | 3.1883 | 0 | 4.3279 | 1.2305 | 0 | 2.0221 | 0 | 0 | 0 | 0 | 0 | 1.1663 | 0 | 0 | 0 | 0 | 0 | 0
7785 | 2018-11-21 08:01 | 11 | November | 8 | 325 | 1.2741 | 1.2741 | 1.2741 | 0 | 0 | 0.75045 | 2.7196 | 0 | 3.47 | 2.0245 | 0 | 1.7872 | 0 | 0 | 0 | 0 | 0 | 0.93243 | 0 | 0 | 0 | 0 | 0 | 0
7786 | 2018-11-21 09:01 | 11 | November | 9 | 325 | 1.8851 | 1.8851 | 1.8851 | 0 | 0 | 1.1694 | 1.972 | 0.20694 | 3.3483 | 3.0545 | 0 | 1.3845 | 0 | 0 | 0 | 0 | 0 | 0.5874 | 0 | 0 | 0.20694 | 0 | 0 | 0.18624
7787 | 2018-11-21 10:01 | 11 | November | 10 | 325 | 3.3932 | 3.3932 | 3.3932 | 0 | 0 | 0.39658 | 1.5591 | 0.44402 | 2.3997 | 3.7898 | 0 | 1.0867 | 0 | 0 | 0 | 0 | 0 | 0.47239 | 0 | 0 | 0.44402 | 0 | 0 | 0.39962
7788 | 2018-11-21 11:01 | 11 | November | 11 | 325 | 3.4842 | 3.4842 | 3.4842 | 0 | 0 | 0.89503 | 1.5239 | 0.43304 | 2.852 | 4.3793 | 0 | 0.8215 | 0 | 0 | 0 | 0 | 0 | 0.70241 | 0 | 0 | 0.43304 | 0 | 0 | 0.38973
7789 | 2018-11-21 12:01 | 11 | November | 12 | 325 | 3.9783 | 3.9783 | 3.9783 | 0 | 0 | 0.48189 | 1.6755 | 0.84126 | 2.9986 | 4.4602 | 0 | 0.74303 | 0 | 0 | 0 | 0 | 0 | 0.93243 | 0 | 0 | 0.84126 | 0 | 0 | 0.75713
7790 | 2018-11-21 13:01 | 11 | November | 13 | 325 | 2.8732 | 2.8732 | 2.8732 | 0 | 0 | 0.89291 | 1.4653 | 1.1192 | 3.4774 | 3.7661 | 0 | 0.87786 | 0 | 0 | 0 | 0 | 0 | 0.5874 | 0 | 0 | 1.1192 | 0 | 0 | 1.0073
7791 | 2018-11-21 14:01 | 11 | November | 14 | 325 | 1.5211 | 1.5211 | 1.5211 | 0 | 0 | 1.4845 | 1.4168 | 0.99905 | 3.9004 | 3.0056 | 0 | 1.0633 | 0 | 0 | 0 | 0 | 0 | 0.35355 | 0 | 0 | 0.99905 | 0 | 0 | 0.89914
7792 | 2018-11-21 15:01 | 11 | November | 15 | 325 | 0.92306 | 0.92306 | 0.92306 | 0 | 0 | 1.6801 | 1.624 | 0.6033 | 3.9074 | 2.6032 | 0 | 1.2704 | 0 | 0 | 0 | 0 | 0 | 0.35355 | 0 | 0 | 0.6033 | 0 | 0 | 0.54297
7793 | 2018-11-21 16:01 | 11 | November | 16 | 325 | 0 | 0 | 0 | 0 | 0 | 2.3991 | 2.0159 | 1.1803 | 5.5953 | 2.3991 | 0 | 1.4285 | 0 | 0 | 0 | 0 | 0 | 0.5874 | 0 | 0 | 1.1803 | 0 | 0 | 1.0622
7794 | 2018-11-21 17:01 | 11 | November | 17 | 325 | 0 | 0 | 0 | 0 | 0 | 2.7907 | 2.0629 | 2.0695 | 6.9232 | 2.7907 | 0 | 1.3605 | 0 | 0 | 0 | 0 | 0 | 0.70241 | 0 | 0 | 2.0695 | 0 | 0 | 1.8626
7795 | 2018-11-21 18:01 | 11 | November | 18 | 325 | 0 | 0 | 0 | 0 | 0 | 3.4235 | 1.7303 | 2.6644 | 7.8181 | 3.4235 | 0 | 1.0279 | 0 | 0 | 0 | 0 | 0 | 0.70241 | 0 | 0 | 2.6644 | 0 | 0 | 2.398
7796 | 2018-11-21 19:01 | 11 | November | 19 | 325 | 0 | 0 | 0 | 0 | 0 | 3.8331 | 1.5937 | 2.5359 | 7.9627 | 3.8331 | 0 | 1.0063 | 0 | 0 | 0 | 0 | 0 | 0.5874 | 0 | 0 | 2.5359 | 0 | 0 | 2.2823
7797 | 2018-11-21 20:01 | 11 | November | 20 | 325 | 0 | 0 | 0 | 0 | 0 | 3.5002 | 1.6939 | 1.8296 | 7.0238 | 3.5002 | 0 | 1.2215 | 0 | 0 | 0 | 0 | 0 | 0.47239 | 0 | 0 | 1.8296 | 0 | 0 | 1.6467
7798 | 2018-11-21 21:01 | 11 | November | 21 | 325 | 0 | 0 | 0 | 0 | 0 | 2.9932 | 1.7438 | 1.4543 | 6.1914 | 2.9932 | 0 | 1.5053 | 0 | 0 | 0 | 0 | 0 | 0.23853 | 0 | 0 | 1.4543 | 0 | 0 | 1.3089
7799 | 2018-11-21 22:01 | 11 | November | 22 | 325 | 0 | 0 | 0 | 0 | 0 | 2.565 | 1.9722 | 0.9957 | 5.5329 | 2.565 | 0 | 1.7336 | 0 | 0 | 0 | 0 | 0 | 0.23853 | 0 | 0 | 0.9957 | 0 | 0 | 0.89613
7800 | 2018-11-21 23:01 | 11 | November | 23 | 325 | 0 | 0 | 0 | 0 | 0 | 1.4016 | 2.1816 | 0.63126 | 4.2145 | 1.4016 | 0 | 2.0581 | 0 | 0 | 0 | 0 | 0 | 0.12352 | 0 | 0 | 0.63126 | 0 | 0 | 0.56813
7801 | 2018-11-22 00:01 | 11 | November | 0 | 326 | 0 | 0 | 0 | 0 | 0 | 1.0888 | 2.3598 | 0.34706 | 3.7956 | 1.0888 | 0 | 2.2362 | 0 | 0 | 0 | 0 | 0 | 0.12352 | 0 | 0 | 0.34706 | 0 | 0 | 0.31235
7802 | 2018-11-22 01:01 | 11 | November | 1 | 326 | 0 | 0 | 0 | 0 | 0 | 1.0151 | 2.5114 | 0.040439 | 3.567 | 1.0151 | 0 | 2.3879 | 0 | 0 | 0 | 0 | 0 | 0.12352 | 0 | 0 | 0.040439 | 0 | 0 | 0.036395
7803 | 2018-11-22 02:01 | 11 | November | 2 | 326 | 0 | 0 | 0 | 0 | 0 | 0.9935 | 2.7659 | 0.042189 | 3.8016 | 0.9935 | 0 | 2.5274 | 0 | 0 | 0 | 0 | 0 | 0.23853 | 0 | 0 | 0.042189 | 0 | 0 | 0.03797
7804 | 2018-11-22 03:01 | 11 | November | 3 | 326 | 0 | 0 | 0 | 0 | 0 | 1.0064 | 2.8375 | 0 | 3.8439 | 1.0064 | 0 | 2.599 | 0 | 0 | 0 | 0 | 0 | 0.23853 | 0 | 0 | 0 | 0 | 0 | 0
7805 | 2018-11-22 04:01 | 11 | November | 4 | 326 | 0 | 0 | 0 | 0 | 0 | 1.1661 | 3.1085 | 0 | 4.2746 | 1.1661 | 0 | 2.6361 | 0 | 0 | 0 | 0 | 0 | 0.47239 | 0 | 0 | 0 | 0 | 0 | 0
7806 | 2018-11-22 05:01 | 11 | November | 5 | 326 | 0 | 0 | 0 | 0 | 0 | 2.0565 | 3.1891 | 0 | 5.2455 | 2.0565 | 0 | 2.4866 | 0 | 0 | 0 | 0 | 0 | 0.70241 | 0 | 0 | 0 | 0 | 0 | 0
7807 | 2018-11-22 06:01 | 11 | November | 6 | 326 | 0 | 0 | 0 | 0 | 0 | 2.867 | 3.4663 | 0 | 6.3332 | 2.867 | 0 | 2.3 | 0 | 0 | 0 | 0 | 0 | 1.1663 | 0 | 0 | 0 | 0 | 0 | 0
7808 | 2018-11-22 07:01 | 11 | November | 7 | 326 | 0.013001 | 0.013001 | 0.013001 | 0 | 0 | 2.9385 | 3.3992 | 0 | 6.3377 | 2.9515 | 0 | 2.233 | 0 | 0 | 0 | 0 | 0 | 1.1663 | 0 | 0 | 0 | 0 | 0 | 0
7809 | 2018-11-22 08:01 | 11 | November | 8 | 326 | 0.81906 | 0.81906 | 0.81906 | 0 | 0 | 1.9201 | 3.2415 | 0 | 5.1617 | 2.7392 | 0 | 2.3091 | 0 | 0 | 0 | 0 | 0 | 0.93243 | 0 | 0 | 0 | 0 | 0 | 0
7810 | 2018-11-22 09:01 | 11 | November | 9 | 326 | 1.6511 | 1.6511 | 1.6511 | 0 | 0 | 0.94433 | 2.9389 | 0.20694 | 4.0901 | 2.5954 | 0 | 2.3515 | 0 | 0 | 0 | 0 | 0 | 0.5874 | 0 | 0 | 0.20694 | 0 | 0 | 0.18624
7811 | 2018-11-22 10:01 | 11 | November | 10 | 326 | 2.5742 | 2.5742 | 2.5742 | 0 | 0 | 0.064547 | 2.788 | 0.44402 | 3.2966 | 2.6387 | 0 | 2.3156 | 0 | 0 | 0 | 0 | 0 | 0.47239 | 0 | 0 | 0.44402 | 0 | 0 | 0.39962
7812 | 2018-11-22 11:01 | 11 | November | 11 | 326 | 3.3022 | 2.8938 | 3.3022 | 0 | 0 | 0 | 2.509 | 0.43304 | 2.9421 | 2.8938 | 0 | 2.2151 | 0 | 0 | 0 | 0 | 0 | 0.70241 | 0 | 0 | 0.43304 | 0 | 0 | 0.38973
7813 | 2018-11-22 12:01 | 11 | November | 12 | 326 | 2.1971 | 2.1971 | 2.1971 | 0 | 0 | 0.67138 | 3.101 | 0.84126 | 4.6136 | 2.8685 | 0 | 2.1685 | 0 | 0 | 0 | 0 | 0 | 0.93243 | 0 | 0 | 0.84126 | 0 | 0 | 0.75713
7814 | 2018-11-22 13:01 | 11 | November | 13 | 326 | 6.7085 | 2.5774 | 5.4744 | 0 | 1.2341 | 0 | 0 | 0 | 0 | 2.5774 | 0 | 1.1903 | 0 | 0 | 0 | 0 | 0 | 0.5874 | 0 | 0 | 1.1192 | 0 | 0 | 1.0073
7815 | 2018-11-22 14:01 | 11 | November | 14 | 326 | 5.7334 | 2.3605 | 5.1726 | 0 | 0.56082 | 0 | 0 | 0 | 0 | 2.3605 | 0 | 1.4595 | 0 | 0 | 0 | 0 | 0 | 0.35355 | 0 | 0 | 0.99905 | 0 | 0 | 0.89914
7816 | 2018-11-22 15:01 | 11 | November | 15 | 326 | 2.1581 | 2.1581 | 2.1581 | 0 | 0 | 0.21058 | 2.104 | 0.6033 | 2.9179 | 2.3687 | 0 | 1.7505 | 0 | 0 | 0 | 0 | 0 | 0.35355 | 0 | 0 | 0.6033 | 0 | 0 | 0.54297
7817 | 2018-11-22 16:01 | 11 | November | 16 | 326 | 0 | 0 | 0 | 0 | 0 | 2.8515 | 2.7495 | 1.1803 | 6.7813 | 2.8515 | 0 | 2.1621 | 0 | 0 | 0 | 0 | 0 | 0.5874 | 0 | 0 | 1.1803 | 0 | 0 | 1.0622
7818 | 2018-11-22 17:01 | 11 | November | 17 | 326 | 0 | 0 | 0 | 0 | 0 | 3.6249 | 2.7078 | 2.0695 | 8.4022 | 3.6249 | 0 | 2.0054 | 0 | 0 | 0 | 0 | 0 | 0.70241 | 0 | 0 | 2.0695 | 0 | 0 | 1.8626
7819 | 2018-11-22 18:01 | 11 | November | 18 | 326 | 0 | 0 | 0 | 0 | 0 | 4.0552 | 2.4545 | 2.6644 | 9.1741 | 4.0552 | 0 | 1.7521 | 0 | 0 | 0 | 0 | 0 | 0.70241 | 0 | 0 | 2.6644 | 0 | 0 | 2.398
7820 | 2018-11-22 19:01 | 11 | November | 19 | 326 | 0 | 0 | 0 | 0 | 0 | 3.6672 | 2.4904 | 2.5359 | 8.6935 | 3.6672 | 0 | 1.903 | 0 | 0 | 0 | 0 | 0 | 0.5874 | 0 | 0 | 2.5359 | 0 | 0 | 2.2823
7821 | 2018-11-22 20:01 | 11 | November | 20 | 326 | 0 | 0 | 0 | 0 | 0 | 3.1055 | 2.673 | 1.8296 | 7.6082 | 3.1055 | 0 | 2.2006 | 0 | 0 | 0 | 0 | 0 | 0.47239 | 0 | 0 | 1.8296 | 0 | 0 | 1.6467
7822 | 2018-11-22 21:01 | 11 | November | 21 | 326 | 0 | 0 | 0 | 0 | 0 | 2.6047 | 2.6163 | 1.4543 | 6.6754 | 2.6047 | 0 | 2.3778 | 0 | 0 | 0 | 0 | 0 | 0.23853 | 0 | 0 | 1.4543 | 0 | 0 | 1.3089
7823 | 2018-11-22 22:01 | 11 | November | 22 | 326 | 0 | 0 | 0 | 0 | 0 | 1.9807 | 2.9637 | 0.9957 | 5.9402 | 1.9807 | 0 | 2.7252 | 0 | 0 | 0 | 0 | 0 | 0.23853 | 0 | 0 | 0.9957 | 0 | 0 | 0.89613
7824 | 2018-11-22 23:01 | 11 | November | 23 | 326 | 0 | 0 | 0 | 0 | 0 | 1.4016 | 3.0943 | 0.12317 | 4.6191 | 1.4016 | 0 | 2.9708 | 0 | 0 | 0 | 0 | 0 | 0.12352 | 0 | 0 | 0.12317 | 0 | 0 | 0.11085
7825 | 2018-11-23 00:01 | 11 | November | 0 | 327 | 0 | 0 | 0 | 0 | 0 | 1.0888 | 3.1825 | 0.091347 | 4.3627 | 1.0888 | 0 | 3.059 | 0 | 0 | 0 | 0 | 0 | 0.12352 | 0 | 0 | 0.091347 | 0 | 0 | 0.082212
7826 | 2018-11-23 01:01 | 11 | November | 1 | 327 | 0 | 0 | 0 | 0 | 0 | 1.0151 | 3.2148 | 0 | 4.2299 | 1.0151 | 0 | 3.0913 | 0 | 0 | 0 | 0 | 0 | 0.12352 | 0 | 0 | 0 | 0 | 0 | 0
7827 | 2018-11-23 02:01 | 11 | November | 2 | 327 | 0 | 0 | 0 | 0 | 0 | 0.9935 | 3.3648 | 0.11659 | 4.4749 | 0.9935 | 0 | 3.1263 | 0 | 0 | 0 | 0 | 0 | 0.23853 | 0 | 0 | 0.11659 | 0 | 0 | 0.10493
7828 | 2018-11-23 03:01 | 11 | November | 3 | 327 | 0 | 0 | 0 | 0 | 0 | 1.0064 | 3.3768 | 0.042301 | 4.4255 | 1.0064 | 0 | 3.1382 | 0 | 0 | 0 | 0 | 0 | 0.23853 | 0 | 0 | 0.042301 | 0 | 0 | 0.038071
7829 | 2018-11-23 04:01 | 11 | November | 4 | 327 | 0 | 0 | 0 | 0 | 0 | 1.1661 | 3.5883 | 0.039756 | 4.7942 | 1.1661 | 0 | 3.1159 | 0 | 0 | 0 | 0 | 0 | 0.47239 | 0 | 0 | 0.039756 | 0 | 0 | 0.035781
7830 | 2018-11-23 05:01 | 11 | November | 5 | 327 | 0 | 0 | 0 | 0 | 0 | 2.0565 | 3.6104 | 0 | 5.6668 | 2.0565 | 0 | 2.9079 | 0 | 0 | 0 | 0 | 0 | 0.70241 | 0 | 0 | 0 | 0 | 0 | 0
7831 | 2018-11-23 06:01 | 11 | November | 6 | 327 | 0 | 0 | 0 | 0 | 0 | 2.867 | 3.8294 | 0 | 6.6963 | 2.867 | 0 | 2.6631 | 0 | 0 | 0 | 0 | 0 | 1.1663 | 0 | 0 | 0 | 0 | 0 | 0
7832 | 2018-11-23 07:01 | 11 | November | 7 | 327 | 0.065004 | 0.065004 | 0.065004 | 0 | 0 | 2.8865 | 3.6879 | 0 | 6.5744 | 2.9515 | 0 | 2.5216 | 0 | 0 | 0 | 0 | 0 | 1.1663 | 0 | 0 | 0 | 0 | 0 | 0
7833 | 2018-11-23 08:01 | 11 | November | 8 | 327 | 1.3781 | 1.3781 | 1.3781 | 0 | 0 | 1.3611 | 2.5816 | 0 | 3.9427 | 2.7392 | 0 | 1.6492 | 0 | 0 | 0 | 0 | 0 | 0.93243 | 0 | 0 | 0 | 0 | 0 | 0
7834 | 2018-11-23 09:01 | 11 | November | 9 | 327 | 2.0411 | 2.0411 | 2.0411 | 0 | 0 | 0.5543 | 1.4771 | 0.16574 | 2.1972 | 2.5954 | 0 | 0.88975 | 0 | 0 | 0 | 0 | 0 | 0.5874 | 0 | 0 | 0.16574 | 0 | 0 | 0.14917
7835 | 2018-11-23 10:01 | 11 | November | 10 | 327 | 3.0682 | 2.6387 | 3.0682 | 0 | 0 | 0 | 0.57814 | 0.39821 | 0.97636 | 2.6387 | 0 | 0.53524 | 0 | 0 | 0 | 0 | 0 | 0.47239 | 0 | 0 | 0.39821 | 0 | 0 | 0.35839
7836 | 2018-11-23 11:01 | 11 | November | 11 | 327 | 3.0682 | 2.8938 | 3.0682 | 0 | 0 | 0 | 1.9398 | 0.39589 | 2.3357 | 2.8938 | 0 | 1.4118 | 0 | 0 | 0 | 0 | 0 | 0.70241 | 0 | 0 | 0.39589 | 0 | 0 | 0.3563
7837 | 2018-11-23 12:01 | 11 | November | 12 | 327 | 2.2231 | 2.2231 | 2.2231 | 0 | 0 | 0.64538 | 1.9923 | 0.94478 | 3.5824 | 2.8685 | 0 | 1.0598 | 0 | 0 | 0 | 0 | 0 | 0.93243 | 0 | 0 | 0.94478 | 0 | 0 | 0.8503
7838 | 2018-11-23 13:01 | 11 | November | 13 | 327 | 1.7941 | 1.7941 | 1.7941 | 0 | 0 | 0.78328 | 1.815 | 1.3646 | 3.9629 | 2.5774 | 0 | 1.2276 | 0 | 0 | 0 | 0 | 0 | 0.5874 | 0 | 0 | 1.3646 | 0 | 0 | 1.2281
7839 | 2018-11-23 14:01 | 11 | November | 14 | 327 | 1.3131 | 1.3131 | 1.3131 | 0 | 0 | 1.0474 | 2.335 | 1.1765 | 4.5589 | 2.3605 | 0 | 1.9815 | 0 | 0 | 0 | 0 | 0 | 0.35355 | 0 | 0 | 1.1765 | 0 | 0 | 1.0589
7840 | 2018-11-23 15:01 | 11 | November | 15 | 327 | 0.36402 | 0.36402 | 0.36402 | 0 | 0 | 2.0047 | 2.5221 | 0.97242 | 5.4992 | 2.3687 | 0 | 2.1685 | 0 | 0 | 0 | 0 | 0 | 0.35355 | 0 | 0 | 0.97242 | 0 | 0 | 0.87517
7841 | 2018-11-23 16:01 | 11 | November | 16 | 327 | 0 | 0 | 0 | 0 | 0 | 2.8515 | 2.7842 | 1.4586 | 7.0943 | 2.8515 | 0 | 2.1968 | 0 | 0 | 0 | 0 | 0 | 0.5874 | 0 | 0 | 1.4586 | 0 | 0 | 1.3127
7842 | 2018-11-23 17:01 | 11 | November | 17 | 327 | 0 | 0 | 0 | 0 | 0 | 3.6249 | 2.6243 | 1.6556 | 7.9048 | 3.6249 | 0 | 1.9219 | 0 | 0 | 0 | 0 | 0 | 0.70241 | 0 | 0 | 1.6556 | 0 | 0 | 1.49
7843 | 2018-11-23 18:01 | 11 | November | 18 | 327 | 0 | 0 | 0 | 0 | 0 | 4.0552 | 2.2535 | 2.1629 | 8.4716 | 4.0552 | 0 | 1.5511 | 0 | 0 | 0 | 0 | 0 | 0.70241 | 0 | 0 | 2.1629 | 0 | 0 | 1.9466
7844 | 2018-11-23 19:01 | 11 | November | 19 | 327 | 0 | 0 | 0 | 0 | 0 | 3.6672 | 2.1546 | 2.087 | 7.9088 | 3.6672 | 0 | 1.5672 | 0 | 0 | 0 | 0 | 0 | 0.5874 | 0 | 0 | 2.087 | 0 | 0 | 1.8783
7845 | 2018-11-23 20:01 | 11 | November | 20 | 327 | 0 | 0 | 0 | 0 | 0 | 3.1055 | 2.2166 | 1.7154 | 7.0376 | 3.1055 | 0 | 1.7442 | 0 | 0 | 0 | 0 | 0 | 0.47239 | 0 | 0 | 1.7154 | 0 | 0 | 1.5439
7846 | 2018-11-23 21:01 | 11 | November | 21 | 327 | 0 | 0 | 0 | 0 | 0 | 2.6047 | 2.0399 | 1.2558 | 5.9004 | 2.6047 | 0 | 1.8014 | 0 | 0 | 0 | 0 | 0 | 0.23853 | 0 | 0 | 1.2558 | 0 | 0 | 1.1302
7847 | 2018-11-23 22:01 | 11 | November | 22 | 327 | 0 | 0 | 0 | 0 | 0 | 1.9807 | 2.2514 | 0.75773 | 4.9899 | 1.9807 | 0 | 2.0129 | 0 | 0 | 0 | 0 | 0 | 0.23853 | 0 | 0 | 0.75773 | 0 | 0 | 0.68195
7848 | 2018-11-23 23:01 | 11 | November | 23 | 327 | 0 | 0 | 0 | 0 | 0 | 1.4016 | 2.2468 | 0.49733 | 4.1457 | 1.4016 | 0 | 2.1233 | 0 | 0 | 0 | 0 | 0 | 0.12352 | 0 | 0 | 0.49733 | 0 | 0 | 0.4476
7849 | 2018-11-24 00:01 | 11 | November | 0 | 328 | 0 | 0 | 0 | 0 | 0 | 1.0888 | 2.3048 | 0 | 3.3936 | 1.0888 | 0 | 2.1813 | 0 | 0 | 0 | 0 | 0 | 0.12352 | 0 | 0 | 0 | 0 | 0 | 0
7850 | 2018-11-24 01:01 | 11 | November | 1 | 328 | 0 | 0 | 0 | 0 | 0 | 1.0151 | 2.2922 | 0 | 3.3073 | 1.0151 | 0 | 2.1687 | 0 | 0 | 0 | 0 | 0 | 0.12352 | 0 | 0 | 0 | 0 | 0 | 0
7851 | 2018-11-24 02:01 | 11 | November | 2 | 328 | 0 | 0 | 0 | 0 | 0 | 0.9935 | 2.2675 | 0.085531 | 3.3465 | 0.9935 | 0 | 2.144 | 0 | 0 | 0 | 0 | 0 | 0.12352 | 0 | 0 | 0.085531 | 0 | 0 | 0.076978
7852 | 2018-11-24 03:01 | 11 | November | 3 | 328 | 0 | 0 | 0 | 0 | 0 | 1.0064 | 2.2497 | 0.025909 | 3.2819 | 1.0064 | 0 | 2.1261 | 0 | 0 | 0 | 0 | 0 | 0.12352 | 0 | 0 | 0.025909 | 0 | 0 | 0.023318
7853 | 2018-11-24 04:01 | 11 | November | 4 | 328 | 0 | 0 | 0 | 0 | 0 | 1.1661 | 2.1828 | 0.055915 | 3.4048 | 1.1661 | 0 | 2.0593 | 0 | 0 | 0 | 0 | 0 | 0.12352 | 0 | 0 | 0.055915 | 0 | 0 | 0.050323
7854 | 2018-11-24 05:01 | 11 | November | 5 | 328 | 0 | 0 | 0 | 0 | 0 | 2.0565 | 2.0612 | 0 | 4.1176 | 2.0565 | 0 | 1.8226 | 0 | 0 | 0 | 0 | 0 | 0.23853 | 0 | 0 | 0 | 0 | 0 | 0
7855 | 2018-11-24 06:01 | 11 | November | 6 | 328 | 0 | 0 | 0 | 0 | 0 | 2.867 | 2.0217 | 0 | 4.8887 | 2.867 | 0 | 1.5494 | 0 | 0 | 0 | 0 | 0 | 0.47239 | 0 | 0 | 0 | 0 | 0 | 0
7856 | 2018-11-24 07:01 | 11 | November | 7 | 328 | 0.039003 | 0.039003 | 0.039003 | 0 | 0 | 2.9125 | 2.0967 | 0 | 5.0091 | 2.9515 | 0 | 1.3942 | 0 | 0 | 0 | 0 | 0 | 0.70241 | 0 | 0 | 0 | 0 | 0 | 0
7857 | 2018-11-24 08:01 | 11 | November | 8 | 328 | 0.31202 | 0.31202 | 0.31202 | 0 | 0 | 2.4272 | 2.0074 | 0 | 4.4346 | 2.7392 | 0 | 1.305 | 0 | 0 | 0 | 0 | 0 | 0.70241 | 0 | 0 | 0 | 0 | 0 | 0
7858 | 2018-11-24 09:01 | 11 | November | 9 | 328 | 3.1332 | 2.5954 | 3.1332 | 0 | 0 | 0 | 1.1524 | 0.27308 | 1.4255 | 2.5954 | 0 | 1.1028 | 0 | 0 | 0 | 0 | 0 | 0.5874 | 0 | 0 | 0.27308 | 0 | 0 | 0.24577
7859 | 2018-11-24 10:01 | 11 | November | 10 | 328 | 5.7074 | 2.6387 | 4.3828 | 0 | 1.3246 | 0 | 0 | 0 | 0 | 2.6387 | 0 | 0.81165 | 0 | 0 | 0 | 0 | 0 | 0.35738 | 0 | 0 | 0.57504 | 0 | 0 | 0.51754
7860 | 2018-11-24 11:01 | 11 | November | 11 | 328 | 8.0605 | 2.8938 | 3.9757 | 0 | 4.0849 | 0 | 0 | 0 | 0 | 2.8938 | 0 | 0 | 0 | 0 | 0 | 0 | 0 | 0.5874 | 0 | 0 | 0.49448 | 0 | 0 | 0.44503
7861 | 2018-11-24 12:01 | 11 | November | 12 | 328 | 7.5535 | 2.8685 | 4.3739 | 0 | 3.1796 | 0 | 0 | 0 | 0 | 2.8685 | 0 | 0 | 0 | 0 | 0 | 0 | 0 | 0.70241 | 0 | 0 | 0.80292 | 0 | 0 | 0.72263
7862 | 2018-11-24 13:01 | 11 | November | 13 | 328 | 5.6554 | 2.5774 | 4.7081 | 0 | 0.94725 | 0 | 0 | 0 | 0 | 2.5774 | 0 | 0 | 0 | 0 | 0 | 0 | 0 | 0.70241 | 0 | 0 | 1.4283 | 0 | 0 | 1.2855
7863 | 2018-11-24 14:01 | 11 | November | 14 | 328 | 4.9403 | 2.3605 | 3.9747 | 0 | 0.96561 | 0 | 0 | 0 | 0 | 2.3605 | 0 | 0 | 0 | 0 | 0 | 0 | 0 | 0.5874 | 0 | 0 | 1.0268 | 0 | 0 | 0.92416
7864 | 2018-11-24 15:01 | 11 | November | 15 | 328 | 1.9111 | 1.9111 | 1.9111 | 0 | 0 | 0.4576 | 1.51 | 0.73184 | 2.6994 | 2.3687 | 0 | 0.9226 | 0 | 0 | 0 | 0 | 0 | 0.5874 | 0 | 0 | 0.73184 | 0 | 0 | 0.65866
7865 | 2018-11-24 16:01 | 11 | November | 16 | 328 | 0 | 0 | 0 | 0 | 0 | 2.8515 | 2.0297 | 0.83299 | 5.7142 | 2.8515 | 0 | 0.97844 | 0 | 0 | 0 | 0 | 0 | 1.0513 | 0 | 0 | 0.83299 | 0 | 0 | 0.74969
7866 | 2018-11-24 17:01 | 11 | November | 17 | 328 | 0 | 0 | 0 | 0 | 0 | 3.6249 | 1.6117 | 1.2201 | 6.4567 | 3.6249 | 0 | 0.79424 | 0 | 0 | 0 | 0 | 0 | 0.81742 | 0 | 0 | 1.2201 | 0 | 0 | 1.0981
7867 | 2018-11-24 18:01 | 11 | November | 18 | 328 | 0 | 0 | 0 | 0 | 0 | 4.0552 | 0.97213 | 1.9034 | 6.9307 | 4.0552 | 0 | 0.49974 | 0 | 0 | 0 | 0 | 0 | 0.47239 | 0 | 0 | 1.9034 | 0 | 0 | 1.7131
7868 | 2018-11-24 19:01 | 11 | November | 19 | 328 | 0 | 0 | 0 | 0 | 0 | 3.6672 | 1.0922 | 1.7545 | 6.5138 | 3.6672 | 0 | 0.61977 | 0 | 0 | 0 | 0 | 0 | 0.47239 | 0 | 0 | 1.7545 | 0 | 0 | 1.579
7869 | 2018-11-24 20:01 | 11 | November | 20 | 328 | 0 | 0 | 0 | 0 | 0 | 3.1055 | 1.1234 | 1.2804 | 5.5093 | 3.1055 | 0 | 0.8849 | 0 | 0 | 0 | 0 | 0 | 0.23853 | 0 | 0 | 1.2804 | 0 | 0 | 1.1523
7870 | 2018-11-24 21:01 | 11 | November | 21 | 328 | 0 | 0 | 0 | 0 | 0 | 2.6047 | 1.2695 | 0.99691 | 4.8711 | 2.6047 | 0 | 1.0309 | 0 | 0 | 0 | 0 | 0 | 0.23853 | 0 | 0 | 0.99691 | 0 | 0 | 0.89722
7871 | 2018-11-24 22:01 | 11 | November | 22 | 328 | 0 | 0 | 0 | 0 | 0 | 1.9807 | 1.5838 | 0.5535 | 4.118 | 1.9807 | 0 | 1.3453 | 0 | 0 | 0 | 0 | 0 | 0.23853 | 0 | 0 | 0.5535 | 0 | 0 | 0.49815
7872 | 2018-11-24 23:01 | 11 | November | 23 | 328 | 0 | 0 | 0 | 0 | 0 | 1.4016 | 1.6529 | 0.49099 | 3.5454 | 1.4016 | 0 | 1.5293 | 0 | 0 | 0 | 0 | 0 | 0.12352 | 0 | 0 | 0.49099 | 0 | 0 | 0.44189
7873 | 2018-11-25 00:01 | 11 | November | 0 | 329 | 0 | 0 | 0 | 0 | 0 | 1.0888 | 1.8297 | 0.59399 | 3.5126 | 1.0888 | 0 | 1.7062 | 0 | 0 | 0 | 0 | 0 | 0.12352 | 0 | 0 | 0.59399 | 0 | 0 | 0.53459
7874 | 2018-11-25 01:01 | 11 | November | 1 | 329 | 0 | 0 | 0 | 0 | 0 | 1.0151 | 1.9513 | 0.39144 | 3.3579 | 1.0151 | 0 | 1.8278 | 0 | 0 | 0 | 0 | 0 | 0.12352 | 0 | 0 | 0.39144 | 0 | 0 | 0.35229
7875 | 2018-11-25 02:01 | 11 | November | 2 | 329 | 0 | 0 | 0 | 0 | 0 | 0.9935 | 2.0608 | 0.014074 | 3.0684 | 0.9935 | 0 | 1.9373 | 0 | 0 | 0 | 0 | 0 | 0.12352 | 0 | 0 | 0.014074 | 0 | 0 | 0.012667
7876 | 2018-11-25 03:01 | 11 | November | 3 | 329 | 0 | 0 | 0 | 0 | 0 | 1.0064 | 2.1176 | 0.026572 | 3.1505 | 1.0064 | 0 | 1.9941 | 0 | 0 | 0 | 0 | 0 | 0.12352 | 0 | 0 | 0.026572 | 0 | 0 | 0.023914
7877 | 2018-11-25 04:01 | 11 | November | 4 | 329 | 0 | 0 | 0 | 0 | 0 | 1.1661 | 2.1404 | 0.02326 | 3.3298 | 1.1661 | 0 | 2.0169 | 0 | 0 | 0 | 0 | 0 | 0.12352 | 0 | 0 | 0.02326 | 0 | 0 | 0.020934
7878 | 2018-11-25 05:01 | 11 | November | 5 | 329 | 0 | 0 | 0 | 0 | 0 | 2.0565 | 1.9795 | 0 | 4.036 | 2.0565 | 0 | 1.856 | 0 | 0 | 0 | 0 | 0 | 0.12352 | 0 | 0 | 0 | 0 | 0 | 0
7879 | 2018-11-25 06:01 | 11 | November | 6 | 329 | 0 | 0 | 0 | 0 | 0 | 2.867 | 1.7673 | 0 | 4.6343 | 2.867 | 0 | 1.6438 | 0 | 0 | 0 | 0 | 0 | 0.12352 | 0 | 0 | 0 | 0 | 0 | 0
7880 | 2018-11-25 07:01 | 11 | November | 7 | 329 | 0.065004 | 0.065004 | 0.065004 | 0 | 0 | 2.8865 | 1.7578 | 0 | 4.6442 | 2.9515 | 0 | 1.5192 | 0 | 0 | 0 | 0 | 0 | 0.23853 | 0 | 0 | 0 | 0 | 0 | 0
7881 | 2018-11-25 08:01 | 11 | November | 8 | 329 | 1.3261 | 1.3261 | 1.3261 | 0 | 0 | 1.4131 | 1.7638 | 0 | 3.1769 | 2.7392 | 0 | 1.4065 | 0 | 0 | 0 | 0 | 0 | 0.35738 | 0 | 0 | 0 | 0 | 0 | 0
7882 | 2018-11-25 09:01 | 11 | November | 9 | 329 | 3.4582 | 2.5954 | 3.4582 | 0 | 0 | 0 | 0.90372 | 0.29766 | 1.2014 | 2.5954 | 0 | 1.0641 | 0 | 0 | 0 | 0 | 0 | 0.70241 | 0 | 0 | 0.29766 | 0 | 0 | 0.2679
7883 | 2018-11-25 10:01 | 11 | November | 10 | 329 | 3.3282 | 2.6387 | 3.3282 | 0 | 0 | 0 | 0.70863 | 0.60708 | 1.3157 | 2.6387 | 0 | 0.69572 | 0 | 0 | 0 | 0 | 0 | 0.70241 | 0 | 0 | 0.60708 | 0 | 0 | 0.54638
7884 | 2018-11-25 11:01 | 11 | November | 11 | 329 | 4.2903 | 2.8938 | 4.2903 | 0 | 0 | 0 | 0 | 0.1837 | 0.1837 | 2.8938 | 0 | 0.17034 | 0 | 0 | 0 | 0 | 0 | 0.93243 | 0 | 0 | 0.47745 | 0 | 0 | 0.4297
7885 | 2018-11-25 12:01 | 11 | November | 12 | 329 | 0.81906 | 0.81906 | 0.81906 | 0 | 0 | 2.0495 | 1.2773 | 0.51211 | 3.8389 | 2.8685 | 0 | 0.34484 | 0 | 0 | 0 | 0 | 0 | 0.93243 | 0 | 0 | 0.51211 | 0 | 0 | 0.4609
7886 | 2018-11-25 13:01 | 11 | November | 13 | 329 | 9.4646 | 2.5774 | 4.6415 | 0 | 4.8231 | 0 | 0 | 0 | 0 | 2.5774 | 0 | 0.54129 | 0 | 0 | 0 | 0 | 0 | 0.81742 | 0 | 0 | 0.70537 | 0 | 0 | 0.63484
7887 | 2018-11-25 14:01 | 11 | November | 14 | 329 | 9.1396 | 2.3605 | 4.3439 | 0 | 4.7957 | 0 | 0 | 0 | 0 | 2.3605 | 0 | 0.72273 | 0 | 0 | 0 | 0 | 0 | 0.5874 | 0 | 0 | 0.6733 | 0 | 0 | 0.60597
7888 | 2018-11-25 15:01 | 11 | November | 15 | 329 | 0.97507 | 0.97507 | 0.97507 | 0 | 0 | 1.3937 | 1.4547 | 0.691 | 3.5394 | 2.3687 | 0 | 0.98233 | 0 | 0 | 0 | 0 | 0 | 0.47239 | 0 | 0 | 0.691 | 0 | 0 | 0.6219
7889 | 2018-11-25 16:01 | 11 | November | 16 | 329 | 0 | 0 | 0 | 0 | 0 | 2.8515 | 1.7645 | 0.81723 | 5.4332 | 2.8515 | 0 | 1.1771 | 0 | 0 | 0 | 0 | 0 | 0.5874 | 0 | 0 | 0.81723 | 0 | 0 | 0.73551
7890 | 2018-11-25 17:01 | 11 | November | 17 | 329 | 0 | 0 | 0 | 0 | 0 | 3.6249 | 1.7412 | 1.2113 | 6.5774 | 3.6249 | 0 | 1.0388 | 0 | 0 | 0 | 0 | 0 | 0.70241 | 0 | 0 | 1.2113 | 0 | 0 | 1.0901
7891 | 2018-11-25 18:01 | 11 | November | 18 | 329 | 0 | 0 | 0 | 0 | 0 | 4.0552 | 1.5081 | 1.9407 | 7.5039 | 4.0552 | 0 | 0.80566 | 0 | 0 | 0 | 0 | 0 | 0.70241 | 0 | 0 | 1.9407 | 0 | 0 | 1.7466
7892 | 2018-11-25 19:01 | 11 | November | 19 | 329 | 0 | 0 | 0 | 0 | 0 | 3.6672 | 1.4423 | 2.17 | 7.2795 | 3.6672 | 0 | 0.96994 | 0 | 0 | 0 | 0 | 0 | 0.47239 | 0 | 0 | 2.17 | 0 | 0 | 1.953
7893 | 2018-11-25 20:01 | 11 | November | 20 | 329 | 0 | 0 | 0 | 0 | 0 | 3.1055 | 1.7509 | 1.905 | 6.7615 | 3.1055 | 0 | 1.2785 | 0 | 0 | 0 | 0 | 0 | 0.47239 | 0 | 0 | 1.905 | 0 | 0 | 1.7145
7894 | 2018-11-25 21:01 | 11 | November | 21 | 329 | 0 | 0 | 0 | 0 | 0 | 2.6047 | 1.7072 | 1.5578 | 5.8697 | 2.6047 | 0 | 1.4687 | 0 | 0 | 0 | 0 | 0 | 0.23853 | 0 | 0 | 1.5578 | 0 | 0 | 1.402
7895 | 2018-11-25 22:01 | 11 | November | 22 | 329 | 0 | 0 | 0 | 0 | 0 | 1.9807 | 2.0647 | 0.88022 | 4.9257 | 1.9807 | 0 | 1.8262 | 0 | 0 | 0 | 0 | 0 | 0.23853 | 0 | 0 | 0.88022 | 0 | 0 | 0.7922
7896 | 2018-11-25 23:01 | 11 | November | 23 | 329 | 0 | 0 | 0 | 0 | 0 | 1.4016 | 2.2074 | 0.73599 | 4.345 | 1.4016 | 0 | 2.0839 | 0 | 0 | 0 | 0 | 0 | 0.12352 | 0 | 0 | 0.73599 | 0 | 0 | 0.66239
7897 | 2018-11-26 00:01 | 11 | November | 0 | 330 | 0 | 0 | 0 | 0 | 0 | 1.0888 | 2.3392 | 0.37687 | 3.8049 | 1.0888 | 0 | 2.2157 | 0 | 0 | 0 | 0 | 0 | 0.12352 | 0 | 0 | 0.37687 | 0 | 0 | 0.33918
7898 | 2018-11-26 01:01 | 11 | November | 1 | 330 | 0 | 0 | 0 | 0 | 0 | 1.0151 | 2.401 | 0.57442 | 3.9905 | 1.0151 | 0 | 2.2774 | 0 | 0 | 0 | 0 | 0 | 0.12352 | 0 | 0 | 0.57442 | 0 | 0 | 0.51697
7899 | 2018-11-26 02:01 | 11 | November | 2 | 330 | 0 | 0 | 0 | 0 | 0 | 0.9935 | 2.5807 | 0.34995 | 3.9242 | 0.9935 | 0 | 2.3422 | 0 | 0 | 0 | 0 | 0 | 0.23853 | 0 | 0 | 0.34995 | 0 | 0 | 0.31496
7900 | 2018-11-26 03:01 | 11 | November | 3 | 330 | 0 | 0 | 0 | 0 | 0 | 1.0064 | 2.6077 | 0 | 3.6141 | 1.0064 | 0 | 2.3691 | 0 | 0 | 0 | 0 | 0 | 0.23853 | 0 | 0 | 0 | 0 | 0 | 0
7901 | 2018-11-26 04:01 | 11 | November | 4 | 330 | 0 | 0 | 0 | 0 | 0 | 1.1661 | 2.8347 | 0 | 4.0008 | 1.1661 | 0 | 2.3623 | 0 | 0 | 0 | 0 | 0 | 0.47239 | 0 | 0 | 0 | 0 | 0 | 0
7902 | 2018-11-26 05:01 | 11 | November | 5 | 330 | 0 | 0 | 0 | 0 | 0 | 2.0565 | 2.8751 | 0 | 4.9316 | 2.0565 | 0 | 2.1727 | 0 | 0 | 0 | 0 | 0 | 0.70241 | 0 | 0 | 0 | 0 | 0 | 0
7903 | 2018-11-26 06:01 | 11 | November | 6 | 330 | 0 | 0 | 0 | 0 | 0 | 2.867 | 3.0984 | 0 | 5.9654 | 2.867 | 0 | 1.9321 | 0 | 0 | 0 | 0 | 0 | 1.1663 | 0 | 0 | 0 | 0 | 0 | 0
7904 | 2018-11-26 07:01 | 11 | November | 7 | 330 | 0.039003 | 0.039003 | 0.039003 | 0 | 0 | 2.9125 | 2.9441 | 0 | 5.8565 | 2.9515 | 0 | 1.7778 | 0 | 0 | 0 | 0 | 0 | 1.1663 | 0 | 0 | 0 | 0 | 0 | 0
7905 | 2018-11-26 08:01 | 11 | November | 8 | 330 | 0.94906 | 0.94906 | 0.94906 | 0 | 0 | 1.7901 | 2.3855 | 0 | 4.1757 | 2.7392 | 0 | 1.4531 | 0 | 0 | 0 | 0 | 0 | 0.93243 | 0 | 0 | 0 | 0 | 0 | 0
7906 | 2018-11-26 09:01 | 11 | November | 9 | 330 | 1.9241 | 1.9241 | 1.9241 | 0 | 0 | 0.67131 | 2.4047 | 0.20694 | 3.283 | 2.5954 | 0 | 1.8173 | 0 | 0 | 0 | 0 | 0 | 0.5874 | 0 | 0 | 0.20694 | 0 | 0 | 0.18624
7907 | 2018-11-26 10:01 | 11 | November | 10 | 330 | 2.2752 | 2.2752 | 2.2752 | 0 | 0 | 0.36357 | 1.558 | 0.44402 | 2.3656 | 2.6387 | 0 | 1.0856 | 0 | 0 | 0 | 0 | 0 | 0.47239 | 0 | 0 | 0.44402 | 0 | 0 | 0.39962
7908 | 2018-11-26 11:01 | 11 | November | 11 | 330 | 2.2492 | 2.2492 | 2.2492 | 0 | 0 | 0.64462 | 1.4472 | 0.43304 | 2.5248 | 2.8938 | 0 | 0.74476 | 0 | 0 | 0 | 0 | 0 | 0.70241 | 0 | 0 | 0.43304 | 0 | 0 | 0.38973
7909 | 2018-11-26 12:01 | 11 | November | 12 | 330 | 2.1841 | 2.1841 | 2.1841 | 0 | 0 | 0.68438 | 1.9409 | 0.84126 | 3.4665 | 2.8685 | 0 | 1.0084 | 0 | 0 | 0 | 0 | 0 | 0.93243 | 0 | 0 | 0.84126 | 0 | 0 | 0.75713
7910 | 2018-11-26 13:01 | 11 | November | 13 | 330 | 1.8851 | 1.8851 | 1.8851 | 0 | 0 | 0.69228 | 1.3935 | 1.1192 | 3.205 | 2.5774 | 0 | 0.80606 | 0 | 0 | 0 | 0 | 0 | 0.5874 | 0 | 0 | 1.1192 | 0 | 0 | 1.0073
7911 | 2018-11-26 14:01 | 11 | November | 14 | 330 | 1.1051 | 1.1051 | 1.1051 | 0 | 0 | 1.2554 | 1.4598 | 0.99905 | 3.7143 | 2.3605 | 0 | 1.1063 | 0 | 0 | 0 | 0 | 0 | 0.35355 | 0 | 0 | 0.99905 | 0 | 0 | 0.89914
7912 | 2018-11-26 15:01 | 11 | November | 15 | 330 | 0.14301 | 0.14301 | 0.14301 | 0 | 0 | 2.2257 | 1.773 | 0.6033 | 4.602 | 2.3687 | 0 | 1.4194 | 0 | 0 | 0 | 0 | 0 | 0.35355 | 0 | 0 | 0.6033 | 0 | 0 | 0.54297
7913 | 2018-11-26 16:01 | 11 | November | 16 | 330 | 0 | 0 | 0 | 0 | 0 | 2.8515 | 2.0227 | 1.1803 | 6.0545 | 2.8515 | 0 | 1.4353 | 0 | 0 | 0 | 0 | 0 | 0.5874 | 0 | 0 | 1.1803 | 0 | 0 | 1.0622
7914 | 2018-11-26 17:01 | 11 | November | 17 | 330 | 0 | 0 | 0 | 0 | 0 | 3.6249 | 2.0155 | 2.0695 | 7.71 | 3.6249 | 0 | 1.3131 | 0 | 0 | 0 | 0 | 0 | 0.70241 | 0 | 0 | 2.0695 | 0 | 0 | 1.8626
7915 | 2018-11-26 18:01 | 11 | November | 18 | 330 | 0 | 0 | 0 | 0 | 0 | 4.0552 | 1.799 | 2.6644 | 8.5185 | 4.0552 | 0 | 1.0966 | 0 | 0 | 0 | 0 | 0 | 0.70241 | 0 | 0 | 2.6644 | 0 | 0 | 2.398
7916 | 2018-11-26 19:01 | 11 | November | 19 | 330 | 0 | 0 | 0 | 0 | 0 | 3.6672 | 1.8477 | 2.5359 | 8.0508 | 3.6672 | 0 | 1.2603 | 0 | 0 | 0 | 0 | 0 | 0.5874 | 0 | 0 | 2.5359 | 0 | 0 | 2.2823
7917 | 2018-11-26 20:01 | 11 | November | 20 | 330 | 0 | 0 | 0 | 0 | 0 | 3.1055 | 2.055 | 1.8296 | 6.9901 | 3.1055 | 0 | 1.5826 | 0 | 0 | 0 | 0 | 0 | 0.47239 | 0 | 0 | 1.8296 | 0 | 0 | 1.6467
7918 | 2018-11-26 21:01 | 11 | November | 21 | 330 | 0 | 0 | 0 | 0 | 0 | 2.6047 | 2.0405 | 1.4543 | 6.0995 | 2.6047 | 0 | 1.8019 | 0 | 0 | 0 | 0 | 0 | 0.23853 | 0 | 0 | 1.4543 | 0 | 0 | 1.3089
7919 | 2018-11-26 22:01 | 11 | November | 22 | 330 | 0 | 0 | 0 | 0 | 0 | 1.9807 | 2.3815 | 0.9957 | 5.358 | 1.9807 | 0 | 2.143 | 0 | 0 | 0 | 0 | 0 | 0.23853 | 0 | 0 | 0.9957 | 0 | 0 | 0.89613
7920 | 2018-11-26 23:01 | 11 | November | 23 | 330 | 0 | 0 | 0 | 0 | 0 | 1.4016 | 2.5233 | 0.63126 | 4.5561 | 1.4016 | 0 | 2.3998 | 0 | 0 | 0 | 0 | 0 | 0.12352 | 0 | 0 | 0.63126 | 0 | 0 | 0.56813
7921 | 2018-11-27 00:01 | 11 | November | 0 | 331 | 0 | 0 | 0 | 0 | 0 | 1.2903 | 2.6533 | 0.34706 | 4.2906 | 1.2903 | 0 | 2.5298 | 0 | 0 | 0 | 0 | 0 | 0.12352 | 0 | 0 | 0.34706 | 0 | 0 | 0.31235
7922 | 2018-11-27 01:01 | 11 | November | 1 | 331 | 0 | 0 | 0 | 0 | 0 | 1.0677 | 2.7938 | 0.040439 | 3.902 | 1.0677 | 0 | 2.6703 | 0 | 0 | 0 | 0 | 0 | 0.12352 | 0 | 0 | 0.040439 | 0 | 0 | 0.036395
7923 | 2018-11-27 02:01 | 11 | November | 2 | 331 | 0 | 0 | 0 | 0 | 0 | 1.0182 | 3.0247 | 0.042189 | 4.0851 | 1.0182 | 0 | 2.7861 | 0 | 0 | 0 | 0 | 0 | 0.23853 | 0 | 0 | 0.042189 | 0 | 0 | 0.03797
7924 | 2018-11-27 03:01 | 11 | November | 3 | 331 | 0 | 0 | 0 | 0 | 0 | 0.99298 | 3.0902 | 0 | 4.0832 | 0.99298 | 0 | 2.8517 | 0 | 0 | 0 | 0 | 0 | 0.23853 | 0 | 0 | 0 | 0 | 0 | 0
7925 | 2018-11-27 04:01 | 11 | November | 4 | 331 | 0 | 0 | 0 | 0 | 0 | 1.026 | 3.3763 | 0 | 4.4022 | 1.026 | 0 | 2.9039 | 0 | 0 | 0 | 0 | 0 | 0.47239 | 0 | 0 | 0 | 0 | 0 | 0
7926 | 2018-11-27 05:01 | 11 | November | 5 | 331 | 0 | 0 | 0 | 0 | 0 | 1.2944 | 3.5748 | 0 | 4.8692 | 1.2944 | 0 | 2.8724 | 0 | 0 | 0 | 0 | 0 | 0.70241 | 0 | 0 | 0 | 0 | 0 | 0
7927 | 2018-11-27 06:01 | 11 | November | 6 | 331 | 0 | 0 | 0 | 0 | 0 | 1.889 | 3.8786 | 0 | 5.7676 | 1.889 | 0 | 2.7123 | 0 | 0 | 0 | 0 | 0 | 1.1663 | 0 | 0 | 0 | 0 | 0 | 0
7928 | 2018-11-27 07:01 | 11 | November | 7 | 331 | 0.16901 | 0.16901 | 0.16901 | 0 | 0 | 2.498 | 3.5975 | 0 | 6.0955 | 2.6671 | 0 | 2.4312 | 0 | 0 | 0 | 0 | 0 | 1.1663 | 0 | 0 | 0 | 0 | 0 | 0
7929 | 2018-11-27 08:01 | 11 | November | 8 | 331 | 7.3325 | 3.1205 | 6.4652 | 0 | 0.86727 | 0 | 0 | 0 | 0 | 3.1205 | 0 | 2.4123 | 0 | 0 | 0 | 0 | 0 | 0.93243 | 0 | 0 | 0 | 0 | 0 | 0
7930 | 2018-11-27 09:01 | 11 | November | 9 | 331 | 8.3206 | 3.2472 | 6.4061 | 0 | 1.9144 | 0 | 0 | 0 | 0 | 3.2472 | 0 | 2.3646 | 0 | 0 | 0 | 0 | 0 | 0.5874 | 0 | 0 | 0.20694 | 0 | 0 | 0.18624
7931 | 2018-11-27 10:01 | 11 | November | 10 | 331 | 8.2036 | 3.3946 | 5.4105 | 0 | 2.7931 | 0 | 0 | 0 | 0 | 3.3946 | 0 | 1.0995 | 0 | 0 | 0 | 0 | 0 | 0.47239 | 0 | 0 | 0.44402 | 0 | 0 | 0.39962
7932 | 2018-11-27 11:01 | 11 | November | 11 | 331 | 9.5036 | 3.6337 | 6.2075 | 0 | 3.2962 | 0 | 0 | 0 | 0 | 3.6337 | 0 | 1.4383 | 0 | 0 | 0 | 0 | 0 | 0.70241 | 0 | 0 | 0.43304 | 0 | 0 | 0.38973
7933 | 2018-11-27 12:01 | 11 | November | 12 | 331 | 8.8536 | 3.6177 | 5.5519 | 0 | 3.3017 | 0 | 0 | 0 | 0 | 3.6177 | 0 | 0.16047 | 0 | 0 | 0 | 0 | 0 | 0.93243 | 0 | 0 | 0.84126 | 0 | 0 | 0.75713
7934 | 2018-11-27 13:01 | 11 | November | 13 | 331 | 5.9154 | 3.3627 | 5.8611 | 0 | 0.054269 | 0 | 0 | 0 | 0 | 3.3627 | 0 | 0.79183 | 0 | 0 | 0 | 0 | 0 | 0.5874 | 0 | 0 | 1.1192 | 0 | 0 | 1.0073
7935 | 2018-11-27 14:01 | 11 | November | 14 | 331 | 2.7302 | 2.7302 | 2.7302 | 0 | 0 | 0.43307 | 1.5483 | 0.99905 | 2.9804 | 3.1633 | 0 | 1.1948 | 0 | 0 | 0 | 0 | 0 | 0.35355 | 0 | 0 | 0.99905 | 0 | 0 | 0.89914
7936 | 2018-11-27 15:01 | 11 | November | 15 | 331 | 0.091006 | 0.091006 | 0.091006 | 0 | 0 | 3.0923 | 1.7462 | 0.6033 | 5.4418 | 3.1833 | 0 | 1.3926 | 0 | 0 | 0 | 0 | 0 | 0.35355 | 0 | 0 | 0.6033 | 0 | 0 | 0.54297
7937 | 2018-11-27 16:01 | 11 | November | 16 | 331 | 0 | 0 | 0 | 0 | 0 | 3.9202 | 2.3057 | 1.1803 | 7.4061 | 3.9202 | 0 | 1.7183 | 0 | 0 | 0 | 0 | 0 | 0.5874 | 0 | 0 | 1.1803 | 0 | 0 | 1.0622
7938 | 2018-11-27 17:01 | 11 | November | 17 | 331 | 0 | 0 | 0 | 0 | 0 | 4.5158 | 2.2656 | 2.0695 | 8.851 | 4.5158 | 0 | 1.5632 | 0 | 0 | 0 | 0 | 0 | 0.70241 | 0 | 0 | 2.0695 | 0 | 0 | 1.8626
7939 | 2018-11-27 18:01 | 11 | November | 18 | 331 | 0 | 0 | 0 | 0 | 0 | 4.5308 | 2.0559 | 2.6644 | 9.2511 | 4.5308 | 0 | 1.3535 | 0 | 0 | 0 | 0 | 0 | 0.70241 | 0 | 0 | 2.6644 | 0 | 0 | 2.398
7940 | 2018-11-27 19:01 | 11 | November | 19 | 331 | 0 | 0 | 0 | 0 | 0 | 3.744 | 2.1355 | 2.5359 | 8.4153 | 3.744 | 0 | 1.5481 | 0 | 0 | 0 | 0 | 0 | 0.5874 | 0 | 0 | 2.5359 | 0 | 0 | 2.2823
7941 | 2018-11-27 20:01 | 11 | November | 20 | 331 | 0 | 0 | 0 | 0 | 0 | 2.9638 | 2.3166 | 1.8296 | 7.1101 | 2.9638 | 0 | 1.8442 | 0 | 0 | 0 | 0 | 0 | 0.47239 | 0 | 0 | 1.8296 | 0 | 0 | 1.6467
7942 | 2018-11-27 21:01 | 11 | November | 21 | 331 | 0 | 0 | 0 | 0 | 0 | 2.7248 | 2.1523 | 1.4543 | 6.3314 | 2.7248 | 0 | 1.9138 | 0 | 0 | 0 | 0 | 0 | 0.23853 | 0 | 0 | 1.4543 | 0 | 0 | 1.3089
7943 | 2018-11-27 22:01 | 11 | November | 22 | 331 | 0 | 0 | 0 | 0 | 0 | 2.3419 | 2.3922 | 0.9957 | 5.7299 | 2.3419 | 0 | 2.1537 | 0 | 0 | 0 | 0 | 0 | 0.23853 | 0 | 0 | 0.9957 | 0 | 0 | 0.89613
7944 | 2018-11-27 23:01 | 11 | November | 23 | 331 | 0 | 0 | 0 | 0 | 0 | 1.5819 | 2.4997 | 0.63126 | 4.7129 | 1.5819 | 0 | 2.3762 | 0 | 0 | 0 | 0 | 0 | 0.12352 | 0 | 0 | 0.63126 | 0 | 0 | 0.56813
7945 | 2018-11-28 00:01 | 11 | November | 0 | 332 | 0 | 0 | 0 | 0 | 0 | 1.8112 | 2.4775 | 0.34706 | 4.6358 | 1.8112 | 0 | 2.354 | 0 | 0 | 0 | 0 | 0 | 0.12352 | 0 | 0 | 0.34706 | 0 | 0 | 0.31235
7946 | 2018-11-28 01:01 | 11 | November | 1 | 332 | 0 | 0 | 0 | 0 | 0 | 1.3598 | 2.5505 | 0.040439 | 3.9508 | 1.3598 | 0 | 2.427 | 0 | 0 | 0 | 0 | 0 | 0.12352 | 0 | 0 | 0.040439 | 0 | 0 | 0.036395
7947 | 2018-11-28 02:01 | 11 | November | 2 | 332 | 0 | 0 | 0 | 0 | 0 | 1.129 | 2.8822 | 0.042189 | 4.0534 | 1.129 | 0 | 2.6437 | 0 | 0 | 0 | 0 | 0 | 0.23853 | 0 | 0 | 0.042189 | 0 | 0 | 0.03797
7948 | 2018-11-28 03:01 | 11 | November | 3 | 332 | 0 | 0 | 0 | 0 | 0 | 1.0481 | 2.677 | 0 | 3.7251 | 1.0481 | 0 | 2.4384 | 0 | 0 | 0 | 0 | 0 | 0.23853 | 0 | 0 | 0 | 0 | 0 | 0
7949 | 2018-11-28 04:01 | 11 | November | 4 | 332 | 0 | 0 | 0 | 0 | 0 | 0.99814 | 2.8924 | 0 | 3.8906 | 0.99814 | 0 | 2.4201 | 0 | 0 | 0 | 0 | 0 | 0.47239 | 0 | 0 | 0 | 0 | 0 | 0
7950 | 2018-11-28 05:01 | 11 | November | 5 | 332 | 0 | 0 | 0 | 0 | 0 | 0.99607 | 3.123 | 0 | 4.1191 | 0.99607 | 0 | 2.4206 | 0 | 0 | 0 | 0 | 0 | 0.70241 | 0 | 0 | 0 | 0 | 0 | 0
7951 | 2018-11-28 06:01 | 11 | November | 6 | 332 | 0 | 0 | 0 | 0 | 0 | 1.044 | 3.4925 | 0 | 4.5365 | 1.044 | 0 | 2.3262 | 0 | 0 | 0 | 0 | 0 | 1.1663 | 0 | 0 | 0 | 0 | 0 | 0
7952 | 2018-11-28 07:01 | 11 | November | 7 | 332 | 0.065004 | 0.065004 | 0.065004 | 0 | 0 | 1.1655 | 3.3323 | 0 | 4.4978 | 1.2305 | 0 | 2.166 | 0 | 0 | 0 | 0 | 0 | 1.1663 | 0 | 0 | 0 | 0 | 0 | 0
7953 | 2018-11-28 08:01 | 11 | November | 8 | 332 | 2.8992 | 2.0245 | 2.8992 | 0 | 0 | 0 | 2.1096 | 0 | 2.1096 | 2.0245 | 0 | 2.0519 | 0 | 0 | 0 | 0 | 0 | 0.93243 | 0 | 0 | 0 | 0 | 0 | 0
7954 | 2018-11-28 09:01 | 11 | November | 9 | 332 | 5.0053 | 3.0545 | 5.0053 | 0 | 0 | 0 | 0.39822 | 0.20694 | 0.60516 | 3.0545 | 0 | 1.7616 | 0 | 0 | 0 | 0 | 0 | 0.5874 | 0 | 0 | 0.20694 | 0 | 0 | 0.18624
7955 | 2018-11-28 10:01 | 11 | November | 10 | 332 | 9.1266 | 3.7898 | 6.2895 | 0 | 2.8371 | 0 | 0 | 0 | 0 | 3.7898 | 0 | 1.5833 | 0 | 0 | 0 | 0 | 0 | 0.47239 | 0 | 0 | 0.44402 | 0 | 0 | 0.39962
7956 | 2018-11-28 11:01 | 11 | November | 11 | 332 | 9.3996 | 4.3793 | 6.9575 | 0 | 2.4422 | 0 | 0 | 0 | 0 | 4.3793 | 0 | 1.4428 | 0 | 0 | 0 | 0 | 0 | 0.70241 | 0 | 0 | 0.43304 | 0 | 0 | 0.38973
7957 | 2018-11-28 12:01 | 11 | November | 12 | 332 | 10.1797 | 4.4602 | 7.5072 | 0 | 2.6725 | 0 | 0 | 0 | 0 | 4.4602 | 0 | 1.2733 | 0 | 0 | 0 | 0 | 0 | 0.93243 | 0 | 0 | 0.84126 | 0 | 0 | 0.75713
7958 | 2018-11-28 13:01 | 11 | November | 13 | 332 | 6.4744 | 3.7661 | 6.4744 | 0 | 0 | 0 | 0 | 0.40654 | 0.40654 | 3.7661 | 0 | 1.4082 | 0 | 0 | 0 | 0 | 0 | 0.5874 | 0 | 0 | 1.1192 | 0 | 0 | 1.0073
7959 | 2018-11-28 14:01 | 11 | November | 14 | 332 | 7.0335 | 3.0056 | 5.985 | 0 | 1.0484 | 0 | 0 | 0 | 0 | 3.0056 | 0 | 1.6269 | 0 | 0 | 0 | 0 | 0 | 0.35355 | 0 | 0 | 0.99905 | 0 | 0 | 0.89914
7960 | 2018-11-28 15:01 | 11 | November | 15 | 332 | 1.3651 | 1.3651 | 1.3651 | 0 | 0 | 1.2381 | 2.103 | 0.6033 | 3.9443 | 2.6032 | 0 | 1.7494 | 0 | 0 | 0 | 0 | 0 | 0.35355 | 0 | 0 | 0.6033 | 0 | 0 | 0.54297
7961 | 2018-11-28 16:01 | 11 | November | 16 | 332 | 0 | 0 | 0 | 0 | 0 | 2.3991 | 2.4178 | 1.1803 | 5.9972 | 2.3991 | 0 | 1.8304 | 0 | 0 | 0 | 0 | 0 | 0.5874 | 0 | 0 | 1.1803 | 0 | 0 | 1.0622
7962 | 2018-11-28 17:01 | 11 | November | 17 | 332 | 0 | 0 | 0 | 0 | 0 | 2.7907 | 2.4248 | 2.0695 | 7.2851 | 2.7907 | 0 | 1.7224 | 0 | 0 | 0 | 0 | 0 | 0.70241 | 0 | 0 | 2.0695 | 0 | 0 | 1.8626
7963 | 2018-11-28 18:01 | 11 | November | 18 | 332 | 0 | 0 | 0 | 0 | 0 | 3.4235 | 2.091 | 2.6644 | 8.1789 | 3.4235 | 0 | 1.3886 | 0 | 0 | 0 | 0 | 0 | 0.70241 | 0 | 0 | 2.6644 | 0 | 0 | 2.398
7964 | 2018-11-28 19:01 | 11 | November | 19 | 332 | 0 | 0 | 0 | 0 | 0 | 3.8331 | 1.8984 | 2.5359 | 8.2673 | 3.8331 | 0 | 1.3109 | 0 | 0 | 0 | 0 | 0 | 0.5874 | 0 | 0 | 2.5359 | 0 | 0 | 2.2823
7965 | 2018-11-28 20:01 | 11 | November | 20 | 332 | 0 | 0 | 0 | 0 | 0 | 3.5002 | 1.9767 | 1.8296 | 7.3065 | 3.5002 | 0 | 1.5043 | 0 | 0 | 0 | 0 | 0 | 0.47239 | 0 | 0 | 1.8296 | 0 | 0 | 1.6467
7966 | 2018-11-28 21:01 | 11 | November | 21 | 332 | 0 | 0 | 0 | 0 | 0 | 2.9932 | 1.8579 | 1.4543 | 6.3055 | 2.9932 | 0 | 1.6194 | 0 | 0 | 0 | 0 | 0 | 0.23853 | 0 | 0 | 1.4543 | 0 | 0 | 1.3089
7967 | 2018-11-28 22:01 | 11 | November | 22 | 332 | 0 | 0 | 0 | 0 | 0 | 2.565 | 2.1069 | 0.9957 | 5.6676 | 2.565 | 0 | 1.8684 | 0 | 0 | 0 | 0 | 0 | 0.23853 | 0 | 0 | 0.9957 | 0 | 0 | 0.89613
7968 | 2018-11-28 23:01 | 11 | November | 23 | 332 | 0 | 0 | 0 | 0 | 0 | 1.4016 | 2.3047 | 0.63126 | 4.3375 | 1.4016 | 0 | 2.1811 | 0 | 0 | 0 | 0 | 0 | 0.12352 | 0 | 0 | 0.63126 | 0 | 0 | 0.56813
7969 | 2018-11-29 00:01 | 11 | November | 0 | 333 | 0 | 0 | 0 | 0 | 0 | 1.0888 | 2.4352 | 0.34706 | 3.8711 | 1.0888 | 0 | 2.3117 | 0 | 0 | 0 | 0 | 0 | 0.12352 | 0 | 0 | 0.34706 | 0 | 0 | 0.31235
7970 | 2018-11-29 01:01 | 11 | November | 1 | 333 | 0 | 0 | 0 | 0 | 0 | 1.0151 | 2.5266 | 0.040439 | 3.5822 | 1.0151 | 0 | 2.4031 | 0 | 0 | 0 | 0 | 0 | 0.12352 | 0 | 0 | 0.040439 | 0 | 0 | 0.036395
7971 | 2018-11-29 02:01 | 11 | November | 2 | 333 | 0 | 0 | 0 | 0 | 0 | 0.9935 | 2.7063 | 0.042189 | 3.7419 | 0.9935 | 0 | 2.4677 | 0 | 0 | 0 | 0 | 0 | 0.23853 | 0 | 0 | 0.042189 | 0 | 0 | 0.03797
7972 | 2018-11-29 03:01 | 11 | November | 3 | 333 | 0 | 0 | 0 | 0 | 0 | 1.0064 | 2.7333 | 0 | 3.7396 | 1.0064 | 0 | 2.4947 | 0 | 0 | 0 | 0 | 0 | 0.23853 | 0 | 0 | 0 | 0 | 0 | 0
7973 | 2018-11-29 04:01 | 11 | November | 4 | 333 | 0 | 0 | 0 | 0 | 0 | 1.1661 | 2.9609 | 0 | 4.127 | 1.1661 | 0 | 2.4885 | 0 | 0 | 0 | 0 | 0 | 0.47239 | 0 | 0 | 0 | 0 | 0 | 0
7974 | 2018-11-29 05:01 | 11 | November | 5 | 333 | 0 | 0 | 0 | 0 | 0 | 2.0565 | 3.0046 | 0 | 5.061 | 2.0565 | 0 | 2.3022 | 0 | 0 | 0 | 0 | 0 | 0.70241 | 0 | 0 | 0 | 0 | 0 | 0
7975 | 2018-11-29 06:01 | 11 | November | 6 | 333 | 0 | 0 | 0 | 0 | 0 | 2.867 | 3.2319 | 0 | 6.0989 | 2.867 | 0 | 2.0656 | 0 | 0 | 0 | 0 | 0 | 1.1663 | 0 | 0 | 0 | 0 | 0 | 0
7976 | 2018-11-29 07:01 | 11 | November | 7 | 333 | 0.091006 | 0.091006 | 0.091006 | 0 | 0 | 2.8605 | 3.1106 | 0 | 5.9711 | 2.9515 | 0 | 1.9443 | 0 | 0 | 0 | 0 | 0 | 1.1663 | 0 | 0 | 0 | 0 | 0 | 0
7977 | 2018-11-29 08:01 | 11 | November | 8 | 333 | 5.9024 | 2.7392 | 5.0085 | 0 | 0.89389 | 0 | 0 | 0 | 0 | 2.7392 | 0 | 1.3369 | 0 | 0 | 0 | 0 | 0 | 0.93243 | 0 | 0 | 0 | 0 | 0 | 0
7978 | 2018-11-29 09:01 | 11 | November | 9 | 333 | 8.5676 | 2.5954 | 3.9992 | 0 | 4.5684 | 0 | 0 | 0 | 0 | 2.5954 | 0 | 0.60939 | 0 | 0 | 0 | 0 | 0 | 0.5874 | 0 | 0 | 0.20694 | 0 | 0 | 0.18624
7979 | 2018-11-29 10:01 | 11 | November | 10 | 333 | 10.3617 | 2.6387 | 3.5759 | 0 | 6.7858 | 0 | 0 | 0 | 0 | 2.6387 | 0 | 0.020786 | 0 | 0 | 0 | 0 | 0 | 0.47239 | 0 | 0 | 0.44402 | 0 | 0 | 0.39962
7980 | 2018-11-29 11:01 | 11 | November | 11 | 333 | 11.5708 | 2.8938 | 4.0292 | 0 | 7.5416 | 0 | 0 | 0 | 0 | 2.8938 | 0 | 0 | 0 | 0 | 0 | 0 | 0 | 0.70241 | 0 | 0 | 0.43304 | 0 | 0 | 0.38973
7981 | 2018-11-29 12:01 | 11 | November | 12 | 333 | 10.8427 | 2.8685 | 4.6422 | 0 | 6.2005 | 0 | 0 | 0 | 0 | 2.8685 | 0 | 0 | 0 | 0 | 0 | 0 | 0 | 0.93243 | 0 | 0 | 0.84126 | 0 | 0 | 0.75713
7982 | 2018-11-29 13:01 | 11 | November | 13 | 333 | 9.6857 | 2.5774 | 4.284 | 0 | 5.4016 | 0 | 0 | 0 | 0 | 2.5774 | 0 | 0 | 0 | 0 | 0 | 0 | 0 | 0.5874 | 0 | 0 | 1.1192 | 0 | 0 | 1.0073
7983 | 2018-11-29 14:01 | 11 | November | 14 | 333 | 7.9565 | 2.3605 | 3.7131 | 0 | 4.2435 | 0 | 0 | 0 | 0 | 2.3605 | 0 | 0 | 0 | 0 | 0 | 0 | 0 | 0.35355 | 0 | 0 | 0.99905 | 0 | 0 | 0.89914
7984 | 2018-11-29 15:01 | 11 | November | 15 | 333 | 0.55904 | 0.55904 | 0.55904 | 0 | 0 | 1.8097 | 0.35355 | 0.6033 | 2.7665 | 2.3687 | 0 | 0 | 0 | 0 | 0 | 0 | 0 | 0.35355 | 0 | 0 | 0.6033 | 0 | 0 | 0.54297
7985 | 2018-11-29 16:01 | 11 | November | 16 | 333 | 0 | 0 | 0 | 0 | 0 | 2.8515 | 1.5885 | 1.1803 | 5.6203 | 2.8515 | 0 | 1.0011 | 0 | 0 | 0 | 0 | 0 | 0.5874 | 0 | 0 | 1.1803 | 0 | 0 | 1.0622
7986 | 2018-11-29 17:01 | 11 | November | 17 | 333 | 0 | 0 | 0 | 0 | 0 | 3.6249 | 1.7937 | 2.0695 | 7.4882 | 3.6249 | 0 | 1.0913 | 0 | 0 | 0 | 0 | 0 | 0.70241 | 0 | 0 | 2.0695 | 0 | 0 | 1.8626
7987 | 2018-11-29 18:01 | 11 | November | 18 | 333 | 0 | 0 | 0 | 0 | 0 | 4.0552 | 1.5671 | 2.6644 | 8.2866 | 4.0552 | 0 | 0.86468 | 0 | 0 | 0 | 0 | 0 | 0.70241 | 0 | 0 | 2.6644 | 0 | 0 | 2.398
7988 | 2018-11-29 19:01 | 11 | November | 19 | 333 | 0 | 0 | 0 | 0 | 0 | 3.6672 | 1.6144 | 2.5359 | 7.8175 | 3.6672 | 0 | 1.027 | 0 | 0 | 0 | 0 | 0 | 0.5874 | 0 | 0 | 2.5359 | 0 | 0 | 2.2823
7989 | 2018-11-29 20:01 | 11 | November | 20 | 333 | 0 | 0 | 0 | 0 | 0 | 3.1055 | 1.803 | 1.8296 | 6.7382 | 3.1055 | 0 | 1.3306 | 0 | 0 | 0 | 0 | 0 | 0.47239 | 0 | 0 | 1.8296 | 0 | 0 | 1.6467
7990 | 2018-11-29 21:01 | 11 | November | 21 | 333 | 0 | 0 | 0 | 0 | 0 | 2.6047 | 1.7569 | 1.4543 | 5.8159 | 2.6047 | 0 | 1.5183 | 0 | 0 | 0 | 0 | 0 | 0.23853 | 0 | 0 | 1.4543 | 0 | 0 | 1.3089
7991 | 2018-11-29 22:01 | 11 | November | 22 | 333 | 0 | 0 | 0 | 0 | 0 | 1.9807 | 2.1084 | 0.9957 | 5.0848 | 1.9807 | 0 | 1.8698 | 0 | 0 | 0 | 0 | 0 | 0.23853 | 0 | 0 | 0.9957 | 0 | 0 | 0.89613
7992 | 2018-11-29 23:01 | 11 | November | 23 | 333 | 0 | 0 | 0 | 0 | 0 | 1.4016 | 2.2475 | 0.12317 | 3.7722 | 1.4016 | 0 | 2.124 | 0 | 0 | 0 | 0 | 0 | 0.12352 | 0 | 0 | 0.12317 | 0 | 0 | 0.11085
7993 | 2018-11-30 00:01 | 11 | November | 0 | 334 | 0 | 0 | 0 | 0 | 0 | 1.0888 | 2.4075 | 0.091347 | 3.5877 | 1.0888 | 0 | 2.284 | 0 | 0 | 0 | 0 | 0 | 0.12352 | 0 | 0 | 0.091347 | 0 | 0 | 0.082212
7994 | 2018-11-30 01:01 | 11 | November | 1 | 334 | 0 | 0 | 0 | 0 | 0 | 1.0151 | 2.5286 | 0 | 3.5438 | 1.0151 | 0 | 2.4051 | 0 | 0 | 0 | 0 | 0 | 0.12352 | 0 | 0 | 0 | 0 | 0 | 0
7995 | 2018-11-30 02:01 | 11 | November | 2 | 334 | 0 | 0 | 0 | 0 | 0 | 0.9935 | 2.7381 | 0.11659 | 3.8482 | 0.9935 | 0 | 2.4996 | 0 | 0 | 0 | 0 | 0 | 0.23853 | 0 | 0 | 0.11659 | 0 | 0 | 0.10493
7996 | 2018-11-30 03:01 | 11 | November | 3 | 334 | 0 | 0 | 0 | 0 | 0 | 1.0064 | 2.7949 | 0.042301 | 3.8436 | 1.0064 | 0 | 2.5564 | 0 | 0 | 0 | 0 | 0 | 0.23853 | 0 | 0 | 0.042301 | 0 | 0 | 0.038071
7997 | 2018-11-30 04:01 | 11 | November | 4 | 334 | 0 | 0 | 0 | 0 | 0 | 1.1661 | 3.0377 | 0.039756 | 4.2436 | 1.1661 | 0 | 2.5653 | 0 | 0 | 0 | 0 | 0 | 0.47239 | 0 | 0 | 0.039756 | 0 | 0 | 0.035781
7998 | 2018-11-30 05:01 | 11 | November | 5 | 334 | 0 | 0 | 0 | 0 | 0 | 2.0565 | 3.1122 | 0 | 5.1687 | 2.0565 | 0 | 2.4098 | 0 | 0 | 0 | 0 | 0 | 0.70241 | 0 | 0 | 0 | 0 | 0 | 0
7999 | 2018-11-30 06:01 | 11 | November | 6 | 334 | 0 | 0 | 0 | 0 | 0 | 2.867 | 3.3558 | 0 | 6.2228 | 2.867 | 0 | 2.1895 | 0 | 0 | 0 | 0 | 0 | 1.1663 | 0 | 0 | 0 | 0 | 0 | 0
8000 | 2018-11-30 07:01 | 11 | November | 7 | 334 | 0.091006 | 0.091006 | 0.091006 | 0 | 0 | 2.8605 | 3.2351 | 0 | 6.0956 | 2.9515 | 0 | 2.0688 | 0 | 0 | 0 | 0 | 0 | 1.1663 | 0 | 0 | 0 | 0 | 0 | 0
8001 | 2018-11-30 08:01 | 11 | November | 8 | 334 | 6.4094 | 2.7392 | 5.5484 | 0 | 0.86106 | 0 | 0 | 0 | 0 | 2.7392 | 0 | 1.8767 | 0 | 0 | 0 | 0 | 0 | 0.93243 | 0 | 0 | 0 | 0 | 0 | 0
8002 | 2018-11-30 09:01 | 11 | November | 9 | 334 | 8.6846 | 2.5954 | 4.8862 | 0 | 3.7984 | 0 | 0 | 0 | 0 | 2.5954 | 0 | 1.5376 | 0 | 0 | 0 | 0 | 0 | 0.5874 | 0 | 0 | 0.16574 | 0 | 0 | 0.14917
8003 | 2018-11-30 10:01 | 11 | November | 10 | 334 | 10.4917 | 2.6387 | 4.7136 | 0 | 5.7781 | 0 | 0 | 0 | 0 | 2.6387 | 0 | 1.2043 | 0 | 0 | 0 | 0 | 0 | 0.47239 | 0 | 0 | 0.39821 | 0 | 0 | 0.35839
8004 | 2018-11-30 11:01 | 11 | November | 11 | 334 | 11.7268 | 2.8938 | 4.9888 | 0 | 6.738 | 0 | 0 | 0 | 0 | 2.8938 | 0 | 0.99669 | 0 | 0 | 0 | 0 | 0 | 0.70241 | 0 | 0 | 0.39589 | 0 | 0 | 0.3563
8005 | 2018-11-30 12:01 | 11 | November | 12 | 334 | 11.1678 | 2.8685 | 5.5216 | 0 | 5.6462 | 0 | 0 | 0 | 0 | 2.8685 | 0 | 0.77581 | 0 | 0 | 0 | 0 | 0 | 0.93243 | 0 | 0 | 0.94478 | 0 | 0 | 0.8503
8006 | 2018-11-30 13:01 | 11 | November | 13 | 334 | 9.4776 | 2.5774 | 5.5118 | 0 | 3.9658 | 0 | 0 | 0 | 0 | 2.5774 | 0 | 0.98245 | 0 | 0 | 0 | 0 | 0 | 0.5874 | 0 | 0 | 1.3646 | 0 | 0 | 1.2281
8007 | 2018-11-30 14:01 | 11 | November | 14 | 334 | 7.7745 | 2.3605 | 5.1304 | 0 | 2.6441 | 0 | 0 | 0 | 0 | 2.3605 | 0 | 1.2399 | 0 | 0 | 0 | 0 | 0 | 0.35355 | 0 | 0 | 1.1765 | 0 | 0 | 1.0589
8008 | 2018-11-30 15:01 | 11 | November | 15 | 334 | 0.42903 | 0.42903 | 0.42903 | 0 | 0 | 1.9397 | 1.8753 | 0.97242 | 4.7874 | 2.3687 | 0 | 1.5217 | 0 | 0 | 0 | 0 | 0 | 0.35355 | 0 | 0 | 0.97242 | 0 | 0 | 0.87517
8009 | 2018-11-30 16:01 | 11 | November | 16 | 334 | 0 | 0 | 0 | 0 | 0 | 2.8515 | 2.309 | 1.4586 | 6.6191 | 2.8515 | 0 | 1.7216 | 0 | 0 | 0 | 0 | 0 | 0.5874 | 0 | 0 | 1.4586 | 0 | 0 | 1.3127
8010 | 2018-11-30 17:01 | 11 | November | 17 | 334 | 0 | 0 | 0 | 0 | 0 | 3.6249 | 2.2764 | 1.6556 | 7.5569 | 3.6249 | 0 | 1.574 | 0 | 0 | 0 | 0 | 0 | 0.70241 | 0 | 0 | 1.6556 | 0 | 0 | 1.49
8011 | 2018-11-30 18:01 | 11 | November | 18 | 334 | 0 | 0 | 0 | 0 | 0 | 4.0552 | 2.0365 | 2.1629 | 8.2545 | 4.0552 | 0 | 1.3341 | 0 | 0 | 0 | 0 | 0 | 0.70241 | 0 | 0 | 2.1629 | 0 | 0 | 1.9466
8012 | 2018-11-30 19:01 | 11 | November | 19 | 334 | 0 | 0 | 0 | 0 | 0 | 3.6672 | 2.0685 | 2.087 | 7.8226 | 3.6672 | 0 | 1.4811 | 0 | 0 | 0 | 0 | 0 | 0.5874 | 0 | 0 | 2.087 | 0 | 0 | 1.8783
8013 | 2018-11-30 20:01 | 11 | November | 20 | 334 | 0 | 0 | 0 | 0 | 0 | 3.1055 | 2.2409 | 1.7154 | 7.0619 | 3.1055 | 0 | 1.7686 | 0 | 0 | 0 | 0 | 0 | 0.47239 | 0 | 0 | 1.7154 | 0 | 0 | 1.5439
8014 | 2018-11-30 21:01 | 11 | November | 21 | 334 | 0 | 0 | 0 | 0 | 0 | 2.6047 | 2.1793 | 1.2558 | 6.0397 | 2.6047 | 0 | 1.9407 | 0 | 0 | 0 | 0 | 0 | 0.23853 | 0 | 0 | 1.2558 | 0 | 0 | 1.1302
8015 | 2018-11-30 22:01 | 11 | November | 22 | 334 | 0 | 0 | 0 | 0 | 0 | 1.9807 | 2.5293 | 0.75773 | 5.2678 | 1.9807 | 0 | 2.2908 | 0 | 0 | 0 | 0 | 0 | 0.23853 | 0 | 0 | 0.75773 | 0 | 0 | 0.68195
8016 | 2018-11-30 23:01 | 11 | November | 23 | 334 | 0 | 0 | 0 | 0 | 0 | 1.4016 | 2.6378 | 0.49733 | 4.5367 | 1.4016 | 0 | 2.5142 | 0 | 0 | 0 | 0 | 0 | 0.12352 | 0 | 0 | 0.49733 | 0 | 0 | 0.4476
8017 | 2018-12-01 00:01 | 12 | Dezember | 0 | 335 | 0 | 0 | 0 | 0 | 0 | 1.0888 | 2.7378 | 0 | 3.8266 | 1.0888 | 0 | 2.6143 | 0 | 0 | 0 | 0 | 0 | 0.12352 | 0 | 0 | 0 | 0 | 0 | 0
8018 | 2018-12-01 01:01 | 12 | Dezember | 1 | 335 | 0 | 0 | 0 | 0 | 0 | 1.0151 | 2.7991 | 0 | 3.8143 | 1.0151 | 0 | 2.6756 | 0 | 0 | 0 | 0 | 0 | 0.12352 | 0 | 0 | 0 | 0 | 0 | 0
8019 | 2018-12-01 02:01 | 12 | Dezember | 2 | 335 | 0 | 0 | 0 | 0 | 0 | 0.9935 | 2.8488 | 0.085531 | 3.9278 | 0.9935 | 0 | 2.7253 | 0 | 0 | 0 | 0 | 0 | 0.12352 | 0 | 0 | 0.085531 | 0 | 0 | 0.076978
8020 | 2018-12-01 03:01 | 12 | Dezember | 3 | 335 | 0 | 0 | 0 | 0 | 0 | 1.0064 | 2.8609 | 0.025909 | 3.8932 | 1.0064 | 0 | 2.7374 | 0 | 0 | 0 | 0 | 0 | 0.12352 | 0 | 0 | 0.025909 | 0 | 0 | 0.023318
8021 | 2018-12-01 04:01 | 12 | Dezember | 4 | 335 | 0 | 0 | 0 | 0 | 0 | 1.1661 | 2.8401 | 0.055915 | 4.0622 | 1.1661 | 0 | 2.7166 | 0 | 0 | 0 | 0 | 0 | 0.12352 | 0 | 0 | 0.055915 | 0 | 0 | 0.050323
8022 | 2018-12-01 05:01 | 12 | Dezember | 5 | 335 | 0 | 0 | 0 | 0 | 0 | 2.0565 | 2.7858 | 0 | 4.8423 | 2.0565 | 0 | 2.5473 | 0 | 0 | 0 | 0 | 0 | 0.23853 | 0 | 0 | 0 | 0 | 0 | 0
8023 | 2018-12-01 06:01 | 12 | Dezember | 6 | 335 | 0 | 0 | 0 | 0 | 0 | 2.867 | 2.7708 | 0 | 5.6378 | 2.867 | 0 | 2.2984 | 0 | 0 | 0 | 0 | 0 | 0.47239 | 0 | 0 | 0 | 0 | 0 | 0
8024 | 2018-12-01 07:01 | 12 | Dezember | 7 | 335 | 0.091006 | 0.091006 | 0.091006 | 0 | 0 | 2.8605 | 2.8808 | 0 | 5.7412 | 2.9515 | 0 | 2.1783 | 0 | 0 | 0 | 0 | 0 | 0.70241 | 0 | 0 | 0 | 0 | 0 | 0
8025 | 2018-12-01 08:01 | 12 | Dezember | 8 | 335 | 7.3585 | 2.7392 | 5.3186 | 0 | 2.0399 | 0 | 0 | 0 | 0 | 2.7392 | 0 | 1.877 | 0 | 0 | 0 | 0 | 0 | 0.70241 | 0 | 0 | 0 | 0 | 0 | 0
8026 | 2018-12-01 09:01 | 12 | Dezember | 9 | 335 | 9.7637 | 2.5954 | 5.2646 | 0 | 4.4991 | 0 | 0 | 0 | 0 | 2.5954 | 0 | 1.8086 | 0 | 0 | 0 | 0 | 0 | 0.5874 | 0 | 0 | 0.27308 | 0 | 0 | 0.24577
8027 | 2018-12-01 10:01 | 12 | Dezember | 10 | 335 | 10.4267 | 2.6387 | 5.0979 | 0 | 5.3288 | 0 | 0 | 0 | 0 | 2.6387 | 0 | 1.5268 | 0 | 0 | 0 | 0 | 0 | 0.35738 | 0 | 0 | 0.57504 | 0 | 0 | 0.51754
8028 | 2018-12-01 11:01 | 12 | Dezember | 11 | 335 | 8.2686 | 2.8938 | 5.0028 | 0 | 3.2658 | 0 | 0 | 0 | 0 | 2.8938 | 0 | 1.0271 | 0 | 0 | 0 | 0 | 0 | 0.5874 | 0 | 0 | 0.49448 | 0 | 0 | 0.44503
8029 | 2018-12-01 12:01 | 12 | Dezember | 12 | 335 | 8.8406 | 2.8685 | 5.3464 | 0 | 3.4942 | 0 | 0 | 0 | 0 | 2.8685 | 0 | 0.97252 | 0 | 0 | 0 | 0 | 0 | 0.70241 | 0 | 0 | 0.80292 | 0 | 0 | 0.72263
8030 | 2018-12-01 13:01 | 12 | Dezember | 13 | 335 | 5.9024 | 2.5774 | 5.9024 | 0 | 0 | 0 | 0 | 0.35274 | 0.35274 | 2.5774 | 0 | 1.547 | 0 | 0 | 0 | 0 | 0 | 0.70241 | 0 | 0 | 1.4283 | 0 | 0 | 1.2855
8031 | 2018-12-01 14:01 | 12 | Dezember | 14 | 335 | 5.7204 | 2.3605 | 5.7204 | 0 | 0 | 0 | 0 | 0.10607 | 0.10607 | 2.3605 | 0 | 1.8517 | 0 | 0 | 0 | 0 | 0 | 0.5874 | 0 | 0 | 1.0268 | 0 | 0 | 0.92416
8032 | 2018-12-01 15:01 | 12 | Dezember | 15 | 335 | 0.28602 | 0.28602 | 0.28602 | 0 | 0 | 2.0827 | 2.5683 | 0.73184 | 5.3829 | 2.3687 | 0 | 1.9809 | 0 | 0 | 0 | 0 | 0 | 0.5874 | 0 | 0 | 0.73184 | 0 | 0 | 0.65866
8033 | 2018-12-01 16:01 | 12 | Dezember | 16 | 335 | 0 | 0 | 0 | 0 | 0 | 2.8515 | 3.0307 | 0.83299 | 6.7153 | 2.8515 | 0 | 1.9795 | 0 | 0 | 0 | 0 | 0 | 1.0513 | 0 | 0 | 0.83299 | 0 | 0 | 0.74969
8034 | 2018-12-01 17:01 | 12 | Dezember | 17 | 335 | 0 | 0 | 0 | 0 | 0 | 3.6249 | 2.5609 | 1.2201 | 7.4059 | 3.6249 | 0 | 1.7434 | 0 | 0 | 0 | 0 | 0 | 0.81742 | 0 | 0 | 1.2201 | 0 | 0 | 1.0981
8035 | 2018-12-01 18:01 | 12 | Dezember | 18 | 335 | 0 | 0 | 0 | 0 | 0 | 4.0552 | 1.8879 | 1.9034 | 7.8465 | 4.0552 | 0 | 1.4155 | 0 | 0 | 0 | 0 | 0 | 0.47239 | 0 | 0 | 1.9034 | 0 | 0 | 1.7131
8036 | 2018-12-01 19:01 | 12 | Dezember | 19 | 335 | 0 | 0 | 0 | 0 | 0 | 3.6672 | 1.9599 | 1.7545 | 7.3815 | 3.6672 | 0 | 1.4875 | 0 | 0 | 0 | 0 | 0 | 0.47239 | 0 | 0 | 1.7545 | 0 | 0 | 1.579
8037 | 2018-12-01 20:01 | 12 | Dezember | 20 | 335 | 0 | 0 | 0 | 0 | 0 | 3.1055 | 1.9228 | 1.2804 | 6.3087 | 3.1055 | 0 | 1.6843 | 0 | 0 | 0 | 0 | 0 | 0.23853 | 0 | 0 | 1.2804 | 0 | 0 | 1.1523
8038 | 2018-12-01 21:01 | 12 | Dezember | 21 | 335 | 0 | 0 | 0 | 0 | 0 | 2.6047 | 2.0049 | 0.99691 | 5.6065 | 2.6047 | 0 | 1.7664 | 0 | 0 | 0 | 0 | 0 | 0.23853 | 0 | 0 | 0.99691 | 0 | 0 | 0.89722
8039 | 2018-12-01 22:01 | 12 | Dezember | 22 | 335 | 0 | 0 | 0 | 0 | 0 | 1.9807 | 2.2641 | 0.5535 | 4.7983 | 1.9807 | 0 | 2.0255 | 0 | 0 | 0 | 0 | 0 | 0.23853 | 0 | 0 | 0.5535 | 0 | 0 | 0.49815
8040 | 2018-12-01 23:01 | 12 | Dezember | 23 | 335 | 0 | 0 | 0 | 0 | 0 | 1.4016 | 2.2822 | 0.49099 | 4.1747 | 1.4016 | 0 | 2.1586 | 0 | 0 | 0 | 0 | 0 | 0.12352 | 0 | 0 | 0.49099 | 0 | 0 | 0.44189
8041 | 2018-12-02 00:01 | 12 | Dezember | 0 | 336 | 0 | 0 | 0 | 0 | 0 | 1.0888 | 2.352 | 0.59399 | 4.0348 | 1.0888 | 0 | 2.2285 | 0 | 0 | 0 | 0 | 0 | 0.12352 | 0 | 0 | 0.59399 | 0 | 0 | 0.53459
8042 | 2018-12-02 01:01 | 12 | Dezember | 1 | 336 | 0 | 0 | 0 | 0 | 0 | 1.0151 | 2.3536 | 0.39144 | 3.7601 | 1.0151 | 0 | 2.23 | 0 | 0 | 0 | 0 | 0 | 0.12352 | 0 | 0 | 0.39144 | 0 | 0 | 0.35229
8043 | 2018-12-02 02:01 | 12 | Dezember | 2 | 336 | 0 | 0 | 0 | 0 | 0 | 0.9935 | 2.3734 | 0.014074 | 3.381 | 0.9935 | 0 | 2.2499 | 0 | 0 | 0 | 0 | 0 | 0.12352 | 0 | 0 | 0.014074 | 0 | 0 | 0.012667
8044 | 2018-12-02 03:01 | 12 | Dezember | 3 | 336 | 0 | 0 | 0 | 0 | 0 | 1.0064 | 2.4004 | 0.026572 | 3.4334 | 1.0064 | 0 | 2.2769 | 0 | 0 | 0 | 0 | 0 | 0.12352 | 0 | 0 | 0.026572 | 0 | 0 | 0.023914
8045 | 2018-12-02 04:01 | 12 | Dezember | 4 | 336 | 0 | 0 | 0 | 0 | 0 | 1.1661 | 2.3202 | 0.02326 | 3.5096 | 1.1661 | 0 | 2.1967 | 0 | 0 | 0 | 0 | 0 | 0.12352 | 0 | 0 | 0.02326 | 0 | 0 | 0.020934
8046 | 2018-12-02 05:01 | 12 | Dezember | 5 | 336 | 0 | 0 | 0 | 0 | 0 | 2.0565 | 2.1071 | 0 | 4.1636 | 2.0565 | 0 | 1.9836 | 0 | 0 | 0 | 0 | 0 | 0.12352 | 0 | 0 | 0 | 0 | 0 | 0
8047 | 2018-12-02 06:01 | 12 | Dezember | 6 | 336 | 0 | 0 | 0 | 0 | 0 | 2.867 | 1.8446 | 0 | 4.7116 | 2.867 | 0 | 1.7211 | 0 | 0 | 0 | 0 | 0 | 0.12352 | 0 | 0 | 0 | 0 | 0 | 0
8048 | 2018-12-02 07:01 | 12 | Dezember | 7 | 336 | 0.026002 | 0.026002 | 0.026002 | 0 | 0 | 2.9255 | 1.8252 | 0 | 4.7507 | 2.9515 | 0 | 1.5867 | 0 | 0 | 0 | 0 | 0 | 0.23853 | 0 | 0 | 0 | 0 | 0 | 0
8049 | 2018-12-02 08:01 | 12 | Dezember | 8 | 336 | 1.1051 | 1.1051 | 1.1051 | 0 | 0 | 1.6341 | 2.0228 | 0 | 3.6569 | 2.7392 | 0 | 1.6654 | 0 | 0 | 0 | 0 | 0 | 0.35738 | 0 | 0 | 0 | 0 | 0 | 0
8050 | 2018-12-02 09:01 | 12 | Dezember | 9 | 336 | 2.2622 | 2.2622 | 2.2622 | 0 | 0 | 0.33329 | 2.2745 | 0.29766 | 2.9055 | 2.5954 | 0 | 1.5721 | 0 | 0 | 0 | 0 | 0 | 0.70241 | 0 | 0 | 0.29766 | 0 | 0 | 0.2679
8051 | 2018-12-02 10:01 | 12 | Dezember | 10 | 336 | 3.4842 | 2.6387 | 3.4842 | 0 | 0 | 0 | 1.284 | 0.60708 | 1.8911 | 2.6387 | 0 | 1.4271 | 0 | 0 | 0 | 0 | 0 | 0.70241 | 0 | 0 | 0.60708 | 0 | 0 | 0.54638
8052 | 2018-12-02 11:01 | 12 | Dezember | 11 | 336 | 3.8223 | 2.8938 | 3.8223 | 0 | 0 | 0 | 1.2488 | 0.47745 | 1.7262 | 2.8938 | 0 | 1.2448 | 0 | 0 | 0 | 0 | 0 | 0.93243 | 0 | 0 | 0.47745 | 0 | 0 | 0.4297
8053 | 2018-12-02 12:01 | 12 | Dezember | 12 | 336 | 3.0292 | 2.8685 | 3.0292 | 0 | 0 | 0 | 1.8419 | 0.51211 | 2.354 | 2.8685 | 0 | 1.0701 | 0 | 0 | 0 | 0 | 0 | 0.93243 | 0 | 0 | 0.51211 | 0 | 0 | 0.4609
8054 | 2018-12-02 13:01 | 12 | Dezember | 13 | 336 | 1.7031 | 1.7031 | 1.7031 | 0 | 0 | 0.87429 | 1.9554 | 0.70537 | 3.5351 | 2.5774 | 0 | 1.138 | 0 | 0 | 0 | 0 | 0 | 0.81742 | 0 | 0 | 0.70537 | 0 | 0 | 0.63484
8055 | 2018-12-02 14:01 | 12 | Dezember | 14 | 336 | 1.0271 | 1.0271 | 1.0271 | 0 | 0 | 1.3334 | 1.8844 | 0.6733 | 3.8911 | 2.3605 | 0 | 1.297 | 0 | 0 | 0 | 0 | 0 | 0.5874 | 0 | 0 | 0.6733 | 0 | 0 | 0.60597
8056 | 2018-12-02 15:01 | 12 | Dezember | 15 | 336 | 0.065004 | 0.065004 | 0.065004 | 0 | 0 | 2.3037 | 1.8648 | 0.691 | 4.8595 | 2.3687 | 0 | 1.3924 | 0 | 0 | 0 | 0 | 0 | 0.47239 | 0 | 0 | 0.691 | 0 | 0 | 0.6219
8057 | 2018-12-02 16:01 | 12 | Dezember | 16 | 336 | 0 | 0 | 0 | 0 | 0 | 2.8515 | 1.9595 | 0.81723 | 5.6282 | 2.8515 | 0 | 1.3721 | 0 | 0 | 0 | 0 | 0 | 0.5874 | 0 | 0 | 0.81723 | 0 | 0 | 0.73551
8058 | 2018-12-02 17:01 | 12 | Dezember | 17 | 336 | 0 | 0 | 0 | 0 | 0 | 3.6249 | 1.8992 | 1.2113 | 6.7354 | 3.6249 | 0 | 1.1967 | 0 | 0 | 0 | 0 | 0 | 0.70241 | 0 | 0 | 1.2113 | 0 | 0 | 1.0901
8059 | 2018-12-02 18:01 | 12 | Dezember | 18 | 336 | 0 | 0 | 0 | 0 | 0 | 4.0552 | 1.6473 | 1.9407 | 7.6432 | 4.0552 | 0 | 0.94492 | 0 | 0 | 0 | 0 | 0 | 0.70241 | 0 | 0 | 1.9407 | 0 | 0 | 1.7466
8060 | 2018-12-02 19:01 | 12 | Dezember | 19 | 336 | 0 | 0 | 0 | 0 | 0 | 3.6672 | 1.5336 | 2.17 | 7.3708 | 3.6672 | 0 | 1.0612 | 0 | 0 | 0 | 0 | 0 | 0.47239 | 0 | 0 | 2.17 | 0 | 0 | 1.953
8061 | 2018-12-02 20:01 | 12 | Dezember | 20 | 336 | 0 | 0 | 0 | 0 | 0 | 3.1055 | 1.8038 | 1.905 | 6.8144 | 3.1055 | 0 | 1.3314 | 0 | 0 | 0 | 0 | 0 | 0.47239 | 0 | 0 | 1.905 | 0 | 0 | 1.7145
8062 | 2018-12-02 21:01 | 12 | Dezember | 21 | 336 | 0 | 0 | 0 | 0 | 0 | 2.6047 | 1.7261 | 1.5578 | 5.8886 | 2.6047 | 0 | 1.4875 | 0 | 0 | 0 | 0 | 0 | 0.23853 | 0 | 0 | 1.5578 | 0 | 0 | 1.402
8063 | 2018-12-02 22:01 | 12 | Dezember | 22 | 336 | 0 | 0 | 0 | 0 | 0 | 1.9807 | 2.0435 | 0.88022 | 4.9045 | 1.9807 | 0 | 1.805 | 0 | 0 | 0 | 0 | 0 | 0.23853 | 0 | 0 | 0.88022 | 0 | 0 | 0.7922
8064 | 2018-12-02 23:01 | 12 | Dezember | 23 | 336 | 0 | 0 | 0 | 0 | 0 | 1.4016 | 2.1204 | 0.73599 | 4.258 | 1.4016 | 0 | 1.9969 | 0 | 0 | 0 | 0 | 0 | 0.12352 | 0 | 0 | 0.73599 | 0 | 0 | 0.66239
8065 | 2018-12-03 00:01 | 12 | Dezember | 0 | 337 | 0 | 0 | 0 | 0 | 0 | 1.0888 | 2.3987 | 0.37687 | 3.8644 | 1.0888 | 0 | 2.2752 | 0 | 0 | 0 | 0 | 0 | 0.12352 | 0 | 0 | 0.37687 | 0 | 0 | 0.33918
8066 | 2018-12-03 01:01 | 12 | Dezember | 1 | 337 | 0 | 0 | 0 | 0 | 0 | 1.0151 | 2.6389 | 0.57442 | 4.2285 | 1.0151 | 0 | 2.5154 | 0 | 0 | 0 | 0 | 0 | 0.12352 | 0 | 0 | 0.57442 | 0 | 0 | 0.51697
8067 | 2018-12-03 02:01 | 12 | Dezember | 2 | 337 | 0 | 0 | 0 | 0 | 0 | 0.9935 | 2.9825 | 0.34995 | 4.326 | 0.9935 | 0 | 2.744 | 0 | 0 | 0 | 0 | 0 | 0.23853 | 0 | 0 | 0.34995 | 0 | 0 | 0.31496
8068 | 2018-12-03 03:01 | 12 | Dezember | 3 | 337 | 0 | 0 | 0 | 0 | 0 | 1.0064 | 3.0991 | 0 | 4.1055 | 1.0064 | 0 | 2.8606 | 0 | 0 | 0 | 0 | 0 | 0.23853 | 0 | 0 | 0 | 0 | 0 | 0
8069 | 2018-12-03 04:01 | 12 | Dezember | 4 | 337 | 0 | 0 | 0 | 0 | 0 | 1.1661 | 3.417 | 0 | 4.5831 | 1.1661 | 0 | 2.9446 | 0 | 0 | 0 | 0 | 0 | 0.47239 | 0 | 0 | 0 | 0 | 0 | 0
8070 | 2018-12-03 05:01 | 12 | Dezember | 5 | 337 | 0 | 0 | 0 | 0 | 0 | 2.0565 | 3.5393 | 0 | 5.5958 | 2.0565 | 0 | 2.8369 | 0 | 0 | 0 | 0 | 0 | 0.70241 | 0 | 0 | 0 | 0 | 0 | 0
8071 | 2018-12-03 06:01 | 12 | Dezember | 6 | 337 | 0 | 0 | 0 | 0 | 0 | 2.867 | 3.8464 | 0 | 6.7134 | 2.867 | 0 | 2.6801 | 0 | 0 | 0 | 0 | 0 | 1.1663 | 0 | 0 | 0 | 0 | 0 | 0
8072 | 2018-12-03 07:01 | 12 | Dezember | 7 | 337 | 0.013001 | 0.013001 | 0.013001 | 0 | 0 | 2.9385 | 3.7275 | 0 | 6.666 | 2.9515 | 0 | 2.5612 | 0 | 0 | 0 | 0 | 0 | 1.1663 | 0 | 0 | 0 | 0 | 0 | 0
8073 | 2018-12-03 08:01 | 12 | Dezember | 8 | 337 | 0.33802 | 0.33802 | 0.33802 | 0 | 0 | 2.4012 | 2.8326 | 0 | 5.2338 | 2.7392 | 0 | 1.9002 | 0 | 0 | 0 | 0 | 0 | 0.93243 | 0 | 0 | 0 | 0 | 0 | 0
8074 | 2018-12-03 09:01 | 12 | Dezember | 9 | 337 | 1.2741 | 1.2741 | 1.2741 | 0 | 0 | 1.3214 | 2.1512 | 0.20694 | 3.6795 | 2.5954 | 0 | 1.5638 | 0 | 0 | 0 | 0 | 0 | 0.5874 | 0 | 0 | 0.20694 | 0 | 0 | 0.18624
8075 | 2018-12-03 10:01 | 12 | Dezember | 10 | 337 | 2.9252 | 2.6387 | 2.9252 | 0 | 0 | 0 | 1.3693 | 0.44402 | 1.8133 | 2.6387 | 0 | 1.1834 | 0 | 0 | 0 | 0 | 0 | 0.47239 | 0 | 0 | 0.44402 | 0 | 0 | 0.39962
8076 | 2018-12-03 11:01 | 12 | Dezember | 11 | 337 | 3.4972 | 2.8938 | 3.4972 | 0 | 0 | 0 | 0.54325 | 0.43304 | 0.97629 | 2.8938 | 0 | 0.4443 | 0 | 0 | 0 | 0 | 0 | 0.70241 | 0 | 0 | 0.43304 | 0 | 0 | 0.38973
8077 | 2018-12-03 12:01 | 12 | Dezember | 12 | 337 | 2.8472 | 2.8472 | 2.8472 | 0 | 0 | 0.021334 | 1.2897 | 0.84126 | 2.1523 | 2.8685 | 0 | 0.35723 | 0 | 0 | 0 | 0 | 0 | 0.93243 | 0 | 0 | 0.84126 | 0 | 0 | 0.75713
8078 | 2018-12-03 13:01 | 12 | Dezember | 13 | 337 | 9.7637 | 2.5774 | 5.4909 | 0 | 4.2727 | 0 | 0 | 0 | 0 | 2.5774 | 0 | 1.2069 | 0 | 0 | 0 | 0 | 0 | 0.5874 | 0 | 0 | 1.1192 | 0 | 0 | 1.0073
8079 | 2018-12-03 14:01 | 12 | Dezember | 14 | 337 | 7.3715 | 2.3605 | 5.76 | 0 | 1.6115 | 0 | 0 | 0 | 0 | 2.3605 | 0 | 2.0469 | 0 | 0 | 0 | 0 | 0 | 0.35355 | 0 | 0 | 0.99905 | 0 | 0 | 0.89914
8080 | 2018-12-03 15:01 | 12 | Dezember | 15 | 337 | 0.36402 | 0.36402 | 0.36402 | 0 | 0 | 2.0047 | 2.6348 | 0.6033 | 5.2428 | 2.3687 | 0 | 2.2812 | 0 | 0 | 0 | 0 | 0 | 0.35355 | 0 | 0 | 0.6033 | 0 | 0 | 0.54297
8081 | 2018-12-03 16:01 | 12 | Dezember | 16 | 337 | 0 | 0 | 0 | 0 | 0 | 2.8515 | 2.9182 | 1.1803 | 6.95 | 2.8515 | 0 | 2.3308 | 0 | 0 | 0 | 0 | 0 | 0.5874 | 0 | 0 | 1.1803 | 0 | 0 | 1.0622
8082 | 2018-12-03 17:01 | 12 | Dezember | 17 | 337 | 0 | 0 | 0 | 0 | 0 | 3.6249 | 2.9037 | 2.0695 | 8.5982 | 3.6249 | 0 | 2.2013 | 0 | 0 | 0 | 0 | 0 | 0.70241 | 0 | 0 | 2.0695 | 0 | 0 | 1.8626
8083 | 2018-12-03 18:01 | 12 | Dezember | 18 | 337 | 0 | 0 | 0 | 0 | 0 | 4.0552 | 2.6683 | 2.6644 | 9.3878 | 4.0552 | 0 | 1.9659 | 0 | 0 | 0 | 0 | 0 | 0.70241 | 0 | 0 | 2.6644 | 0 | 0 | 2.398
8084 | 2018-12-03 19:01 | 12 | Dezember | 19 | 337 | 0 | 0 | 0 | 0 | 0 | 3.6672 | 2.6989 | 2.5359 | 8.902 | 3.6672 | 0 | 2.1115 | 0 | 0 | 0 | 0 | 0 | 0.5874 | 0 | 0 | 2.5359 | 0 | 0 | 2.2823
8085 | 2018-12-03 20:01 | 12 | Dezember | 20 | 337 | 0 | 0 | 0 | 0 | 0 | 3.1055 | 2.8679 | 1.8296 | 7.8031 | 3.1055 | 0 | 2.3955 | 0 | 0 | 0 | 0 | 0 | 0.47239 | 0 | 0 | 1.8296 | 0 | 0 | 1.6467
8086 | 2018-12-03 21:01 | 12 | Dezember | 21 | 337 | 0 | 0 | 0 | 0 | 0 | 2.6047 | 2.8195 | 1.4543 | 6.8785 | 2.6047 | 0 | 2.5809 | 0 | 0 | 0 | 0 | 0 | 0.23853 | 0 | 0 | 1.4543 | 0 | 0 | 1.3089
8087 | 2018-12-03 22:01 | 12 | Dezember | 22 | 337 | 0 | 0 | 0 | 0 | 0 | 1.9807 | 3.1505 | 0.9957 | 6.1269 | 1.9807 | 0 | 2.9119 | 0 | 0 | 0 | 0 | 0 | 0.23853 | 0 | 0 | 0.9957 | 0 | 0 | 0.89613
8088 | 2018-12-03 23:01 | 12 | Dezember | 23 | 337 | 0 | 0 | 0 | 0 | 0 | 1.4016 | 3.2564 | 0.63126 | 5.2893 | 1.4016 | 0 | 3.1329 | 0 | 0 | 0 | 0 | 0 | 0.12352 | 0 | 0 | 0.63126 | 0 | 0 | 0.56813
8089 | 2018-12-04 00:01 | 12 | Dezember | 0 | 338 | 0 | 0 | 0 | 0 | 0 | 1.2903 | 3.2811 | 0.34706 | 4.9184 | 1.2903 | 0 | 3.1575 | 0 | 0 | 0 | 0 | 0 | 0.12352 | 0 | 0 | 0.34706 | 0 | 0 | 0.31235
8090 | 2018-12-04 01:01 | 12 | Dezember | 1 | 338 | 0 | 0 | 0 | 0 | 0 | 1.0677 | 3.3004 | 0.040439 | 4.4086 | 1.0677 | 0 | 3.1769 | 0 | 0 | 0 | 0 | 0 | 0.12352 | 0 | 0 | 0.040439 | 0 | 0 | 0.036395
8091 | 2018-12-04 02:01 | 12 | Dezember | 2 | 338 | 0 | 0 | 0 | 0 | 0 | 1.0182 | 3.4115 | 0.042189 | 4.4719 | 1.0182 | 0 | 3.173 | 0 | 0 | 0 | 0 | 0 | 0.23853 | 0 | 0 | 0.042189 | 0 | 0 | 0.03797
8092 | 2018-12-04 03:01 | 12 | Dezember | 3 | 338 | 0 | 0 | 0 | 0 | 0 | 0.99298 | 3.4023 | 0 | 4.3952 | 0.99298 | 0 | 3.1637 | 0 | 0 | 0 | 0 | 0 | 0.23853 | 0 | 0 | 0 | 0 | 0 | 0
8093 | 2018-12-04 04:01 | 12 | Dezember | 4 | 338 | 0 | 0 | 0 | 0 | 0 | 1.026 | 3.614 | 0 | 4.64 | 1.026 | 0 | 3.1416 | 0 | 0 | 0 | 0 | 0 | 0.47239 | 0 | 0 | 0 | 0 | 0 | 0
8094 | 2018-12-04 05:01 | 12 | Dezember | 5 | 338 | 0 | 0 | 0 | 0 | 0 | 1.2944 | 3.77 | 0 | 5.0644 | 1.2944 | 0 | 3.0676 | 0 | 0 | 0 | 0 | 0 | 0.70241 | 0 | 0 | 0 | 0 | 0 | 0
8095 | 2018-12-04 06:01 | 12 | Dezember | 6 | 338 | 0 | 0 | 0 | 0 | 0 | 1.889 | 4.0214 | 0 | 5.9104 | 1.889 | 0 | 2.8551 | 0 | 0 | 0 | 0 | 0 | 1.1663 | 0 | 0 | 0 | 0 | 0 | 0
8096 | 2018-12-04 07:01 | 12 | Dezember | 7 | 338 | 0.039003 | 0.039003 | 0.039003 | 0 | 0 | 2.6281 | 3.7347 | 0 | 6.3628 | 2.6671 | 0 | 2.5684 | 0 | 0 | 0 | 0 | 0 | 1.1663 | 0 | 0 | 0 | 0 | 0 | 0
8097 | 2018-12-04 08:01 | 12 | Dezember | 8 | 338 | 2.4052 | 2.4052 | 2.4052 | 0 | 0 | 0.71533 | 2.8114 | 0 | 3.5267 | 3.1205 | 0 | 1.879 | 0 | 0 | 0 | 0 | 0 | 0.93243 | 0 | 0 | 0 | 0 | 0 | 0
8098 | 2018-12-04 09:01 | 12 | Dezember | 9 | 338 | 2.1711 | 2.1711 | 2.1711 | 0 | 0 | 1.0761 | 1.4565 | 0.20694 | 2.7395 | 3.2472 | 0 | 0.86908 | 0 | 0 | 0 | 0 | 0 | 0.5874 | 0 | 0 | 0.20694 | 0 | 0 | 0.18624
8099 | 2018-12-04 10:01 | 12 | Dezember | 10 | 338 | 0.70205 | 0.70205 | 0.70205 | 0 | 0 | 2.6926 | 0.58122 | 0.44402 | 3.7178 | 3.3946 | 0 | 0.10883 | 0 | 0 | 0 | 0 | 0 | 0.47239 | 0 | 0 | 0.44402 | 0 | 0 | 0.39962
8100 | 2018-12-04 11:01 | 12 | Dezember | 11 | 338 | 1.5211 | 1.5211 | 1.5211 | 0 | 0 | 2.1126 | 0.89005 | 0.43304 | 3.4357 | 3.6337 | 0 | 0.18764 | 0 | 0 | 0 | 0 | 0 | 0.70241 | 0 | 0 | 0.43304 | 0 | 0 | 0.38973
8101 | 2018-12-04 12:01 | 12 | Dezember | 12 | 338 | 0.79305 | 0.79305 | 0.79305 | 0 | 0 | 2.8247 | 1.2382 | 0.84126 | 4.9041 | 3.6177 | 0 | 0.30577 | 0 | 0 | 0 | 0 | 0 | 0.93243 | 0 | 0 | 0.84126 | 0 | 0 | 0.75713
8102 | 2018-12-04 13:01 | 12 | Dezember | 13 | 338 | 9.3606 | 3.3627 | 5.7406 | 0 | 3.6201 | 0 | 0 | 0 | 0 | 3.3627 | 0 | 0.67127 | 0 | 0 | 0 | 0 | 0 | 0.5874 | 0 | 0 | 1.1192 | 0 | 0 | 1.0073
8103 | 2018-12-04 14:01 | 12 | Dezember | 14 | 338 | 7.3715 | 3.1633 | 5.6955 | 0 | 1.676 | 0 | 0 | 0 | 0 | 3.1633 | 0 | 1.1796 | 0 | 0 | 0 | 0 | 0 | 0.35355 | 0 | 0 | 0.99905 | 0 | 0 | 0.89914
8104 | 2018-12-04 15:01 | 12 | Dezember | 15 | 338 | 0.70205 | 0.70205 | 0.70205 | 0 | 0 | 2.4813 | 1.5098 | 0.6033 | 4.5944 | 3.1833 | 0 | 1.1563 | 0 | 0 | 0 | 0 | 0 | 0.35355 | 0 | 0 | 0.6033 | 0 | 0 | 0.54297
8105 | 2018-12-04 16:01 | 12 | Dezember | 16 | 338 | 0 | 0 | 0 | 0 | 0 | 3.9202 | 2.0458 | 1.1803 | 7.1462 | 3.9202 | 0 | 1.4584 | 0 | 0 | 0 | 0 | 0 | 0.5874 | 0 | 0 | 1.1803 | 0 | 0 | 1.0622
8106 | 2018-12-04 17:01 | 12 | Dezember | 17 | 338 | 0 | 0 | 0 | 0 | 0 | 4.5158 | 2.0565 | 2.0695 | 8.6418 | 4.5158 | 0 | 1.3541 | 0 | 0 | 0 | 0 | 0 | 0.70241 | 0 | 0 | 2.0695 | 0 | 0 | 1.8626
8107 | 2018-12-04 18:01 | 12 | Dezember | 18 | 338 | 0 | 0 | 0 | 0 | 0 | 4.5308 | 1.9138 | 2.6644 | 9.109 | 4.5308 | 0 | 1.2114 | 0 | 0 | 0 | 0 | 0 | 0.70241 | 0 | 0 | 2.6644 | 0 | 0 | 2.398
8108 | 2018-12-04 19:01 | 12 | Dezember | 19 | 338 | 0 | 0 | 0 | 0 | 0 | 3.744 | 2.0317 | 2.5359 | 8.3116 | 3.744 | 0 | 1.4443 | 0 | 0 | 0 | 0 | 0 | 0.5874 | 0 | 0 | 2.5359 | 0 | 0 | 2.2823
8109 | 2018-12-04 20:01 | 12 | Dezember | 20 | 338 | 0 | 0 | 0 | 0 | 0 | 2.9638 | 2.2477 | 1.8296 | 7.0411 | 2.9638 | 0 | 1.7753 | 0 | 0 | 0 | 0 | 0 | 0.47239 | 0 | 0 | 1.8296 | 0 | 0 | 1.6467
8110 | 2018-12-04 21:01 | 12 | Dezember | 21 | 338 | 0 | 0 | 0 | 0 | 0 | 2.7248 | 2.1113 | 1.4543 | 6.2904 | 2.7248 | 0 | 1.8728 | 0 | 0 | 0 | 0 | 0 | 0.23853 | 0 | 0 | 1.4543 | 0 | 0 | 1.3089
8111 | 2018-12-04 22:01 | 12 | Dezember | 22 | 338 | 0 | 0 | 0 | 0 | 0 | 2.3419 | 2.388 | 0.9957 | 5.7256 | 2.3419 | 0 | 2.1495 | 0 | 0 | 0 | 0 | 0 | 0.23853 | 0 | 0 | 0.9957 | 0 | 0 | 0.89613
8112 | 2018-12-04 23:01 | 12 | Dezember | 23 | 338 | 0 | 0 | 0 | 0 | 0 | 1.5819 | 2.5329 | 0.63126 | 4.7461 | 1.5819 | 0 | 2.4094 | 0 | 0 | 0 | 0 | 0 | 0.12352 | 0 | 0 | 0.63126 | 0 | 0 | 0.56813
8113 | 2018-12-05 00:01 | 12 | Dezember | 0 | 339 | 0 | 0 | 0 | 0 | 0 | 1.8112 | 2.6318 | 0.34706 | 4.7901 | 1.8112 | 0 | 2.5083 | 0 | 0 | 0 | 0 | 0 | 0.12352 | 0 | 0 | 0.34706 | 0 | 0 | 0.31235
8114 | 2018-12-05 01:01 | 12 | Dezember | 1 | 339 | 0 | 0 | 0 | 0 | 0 | 1.3598 | 2.8056 | 0.040439 | 4.2059 | 1.3598 | 0 | 2.6821 | 0 | 0 | 0 | 0 | 0 | 0.12352 | 0 | 0 | 0.040439 | 0 | 0 | 0.036395
8115 | 2018-12-05 02:01 | 12 | Dezember | 2 | 339 | 0 | 0 | 0 | 0 | 0 | 1.129 | 3.0907 | 0.042189 | 4.2619 | 1.129 | 0 | 2.8522 | 0 | 0 | 0 | 0 | 0 | 0.23853 | 0 | 0 | 0.042189 | 0 | 0 | 0.03797
8116 | 2018-12-05 03:01 | 12 | Dezember | 3 | 339 | 0 | 0 | 0 | 0 | 0 | 1.0481 | 3.1682 | 0 | 4.2163 | 1.0481 | 0 | 2.9297 | 0 | 0 | 0 | 0 | 0 | 0.23853 | 0 | 0 | 0 | 0 | 0 | 0
8117 | 2018-12-05 04:01 | 12 | Dezember | 4 | 339 | 0 | 0 | 0 | 0 | 0 | 0.99814 | 3.4728 | 0 | 4.4709 | 0.99814 | 0 | 3.0004 | 0 | 0 | 0 | 0 | 0 | 0.47239 | 0 | 0 | 0 | 0 | 0 | 0
8118 | 2018-12-05 05:01 | 12 | Dezember | 5 | 339 | 0 | 0 | 0 | 0 | 0 | 0.99607 | 3.763 | 0 | 4.7591 | 0.99607 | 0 | 3.0606 | 0 | 0 | 0 | 0 | 0 | 0.70241 | 0 | 0 | 0 | 0 | 0 | 0
8119 | 2018-12-05 06:01 | 12 | Dezember | 6 | 339 | 0 | 0 | 0 | 0 | 0 | 1.044 | 4.18 | 0 | 5.224 | 1.044 | 0 | 3.0137 | 0 | 0 | 0 | 0 | 0 | 1.1663 | 0 | 0 | 0 | 0 | 0 | 0
8120 | 2018-12-05 07:01 | 12 | Dezember | 7 | 339 | 0.10401 | 0.10401 | 0.10401 | 0 | 0 | 1.1265 | 4.0398 | 0 | 5.1663 | 1.2305 | 0 | 2.8735 | 0 | 0 | 0 | 0 | 0 | 1.1663 | 0 | 0 | 0 | 0 | 0 | 0
8121 | 2018-12-05 08:01 | 12 | Dezember | 8 | 339 | 5.7984 | 2.0245 | 5.7541 | 0 | 0.044286 | 0 | 0 | 0 | 0 | 2.0245 | 0 | 2.7971 | 0 | 0 | 0 | 0 | 0 | 0.93243 | 0 | 0 | 0 | 0 | 0 | 0
8122 | 2018-12-05 09:01 | 12 | Dezember | 9 | 339 | 6.0974 | 3.0545 | 6.0974 | 0 | 0 | 0 | 0.12208 | 0.20694 | 0.32902 | 3.0545 | 0 | 2.5776 | 0 | 0 | 0 | 0 | 0 | 0.5874 | 0 | 0 | 0.20694 | 0 | 0 | 0.18624
8123 | 2018-12-05 10:01 | 12 | Dezember | 10 | 339 | 7.7095 | 3.7898 | 7.0742 | 0 | 0.63527 | 0 | 0 | 0 | 0 | 3.7898 | 0 | 2.368 | 0 | 0 | 0 | 0 | 0 | 0.47239 | 0 | 0 | 0.44402 | 0 | 0 | 0.39962
8124 | 2018-12-05 11:01 | 12 | Dezember | 11 | 339 | 11.1287 | 4.3793 | 7.7619 | 0 | 3.3668 | 0 | 0 | 0 | 0 | 4.3793 | 0 | 2.2472 | 0 | 0 | 0 | 0 | 0 | 0.70241 | 0 | 0 | 0.43304 | 0 | 0 | 0.38973
8125 | 2018-12-05 12:01 | 12 | Dezember | 12 | 339 | 8.3856 | 4.4602 | 8.3856 | 0 | 0 | 0 | 0 | 0.063575 | 0.063575 | 4.4602 | 0 | 2.2153 | 0 | 0 | 0 | 0 | 0 | 0.93243 | 0 | 0 | 0.84126 | 0 | 0 | 0.75713
8126 | 2018-12-05 13:01 | 12 | Dezember | 13 | 339 | 4.5373 | 3.7661 | 4.5373 | 0 | 0 | 0 | 1.093 | 1.1192 | 2.2122 | 3.7661 | 0 | 1.2768 | 0 | 0 | 0 | 0 | 0 | 0.5874 | 0 | 0 | 1.1192 | 0 | 0 | 1.0073
8127 | 2018-12-05 14:01 | 12 | Dezember | 14 | 339 | 3.2502 | 3.0056 | 3.2502 | 0 | 0 | 0 | 1.7132 | 0.99905 | 2.7123 | 3.0056 | 0 | 1.6043 | 0 | 0 | 0 | 0 | 0 | 0.35355 | 0 | 0 | 0.99905 | 0 | 0 | 0.89914
8128 | 2018-12-05 15:01 | 12 | Dezember | 15 | 339 | 0.14301 | 0.14301 | 0.14301 | 0 | 0 | 2.4602 | 2.3946 | 0.6033 | 5.458 | 2.6032 | 0 | 2.041 | 0 | 0 | 0 | 0 | 0 | 0.35355 | 0 | 0 | 0.6033 | 0 | 0 | 0.54297
8129 | 2018-12-05 16:01 | 12 | Dezember | 16 | 339 | 0 | 0 | 0 | 0 | 0 | 2.3991 | 3.1296 | 1.1803 | 6.709 | 2.3991 | 0 | 2.5422 | 0 | 0 | 0 | 0 | 0 | 0.5874 | 0 | 0 | 1.1803 | 0 | 0 | 1.0622
8130 | 2018-12-05 17:01 | 12 | Dezember | 17 | 339 | 0 | 0 | 0 | 0 | 0 | 2.7907 | 3.2006 | 2.0695 | 8.0609 | 2.7907 | 0 | 2.4982 | 0 | 0 | 0 | 0 | 0 | 0.70241 | 0 | 0 | 2.0695 | 0 | 0 | 1.8626
8131 | 2018-12-05 18:01 | 12 | Dezember | 18 | 339 | 0 | 0 | 0 | 0 | 0 | 3.4235 | 2.9237 | 2.6644 | 9.0115 | 3.4235 | 0 | 2.2213 | 0 | 0 | 0 | 0 | 0 | 0.70241 | 0 | 0 | 2.6644 | 0 | 0 | 2.398
8132 | 2018-12-05 19:01 | 12 | Dezember | 19 | 339 | 0 | 0 | 0 | 0 | 0 | 3.8331 | 2.7939 | 2.5359 | 9.1629 | 3.8331 | 0 | 2.2065 | 0 | 0 | 0 | 0 | 0 | 0.5874 | 0 | 0 | 2.5359 | 0 | 0 | 2.2823
8133 | 2018-12-05 20:01 | 12 | Dezember | 20 | 339 | 0 | 0 | 0 | 0 | 0 | 3.5002 | 2.9256 | 1.8296 | 8.2555 | 3.5002 | 0 | 2.4532 | 0 | 0 | 0 | 0 | 0 | 0.47239 | 0 | 0 | 1.8296 | 0 | 0 | 1.6467
8134 | 2018-12-05 21:01 | 12 | Dezember | 21 | 339 | 0 | 0 | 0 | 0 | 0 | 2.9932 | 2.8774 | 1.4543 | 7.325 | 2.9932 | 0 | 2.6389 | 0 | 0 | 0 | 0 | 0 | 0.23853 | 0 | 0 | 1.4543 | 0 | 0 | 1.3089
8135 | 2018-12-05 22:01 | 12 | Dezember | 22 | 339 | 0 | 0 | 0 | 0 | 0 | 2.565 | 3.163 | 0.9957 | 6.7237 | 2.565 | 0 | 2.9245 | 0 | 0 | 0 | 0 | 0 | 0.23853 | 0 | 0 | 0.9957 | 0 | 0 | 0.89613
8136 | 2018-12-05 23:01 | 12 | Dezember | 23 | 339 | 0 | 0 | 0 | 0 | 0 | 1.4016 | 3.4101 | 0.63126 | 5.4429 | 1.4016 | 0 | 3.2865 | 0 | 0 | 0 | 0 | 0 | 0.12352 | 0 | 0 | 0.63126 | 0 | 0 | 0.56813
8137 | 2018-12-06 00:01 | 12 | Dezember | 0 | 340 | 0 | 0 | 0 | 0 | 0 | 1.0888 | 3.5233 | 0.34706 | 4.9591 | 1.0888 | 0 | 3.3997 | 0 | 0 | 0 | 0 | 0 | 0.12352 | 0 | 0 | 0.34706 | 0 | 0 | 0.31235
8138 | 2018-12-06 01:01 | 12 | Dezember | 1 | 340 | 0 | 0 | 0 | 0 | 0 | 1.0151 | 3.5842 | 0.040439 | 4.6398 | 1.0151 | 0 | 3.4607 | 0 | 0 | 0 | 0 | 0 | 0.12352 | 0 | 0 | 0.040439 | 0 | 0 | 0.036395
8139 | 2018-12-06 02:01 | 12 | Dezember | 2 | 340 | 0 | 0 | 0 | 0 | 0 | 0.9935 | 3.7338 | 0.042189 | 4.7695 | 0.9935 | 0 | 3.4953 | 0 | 0 | 0 | 0 | 0 | 0.23853 | 0 | 0 | 0.042189 | 0 | 0 | 0.03797
8140 | 2018-12-06 03:01 | 12 | Dezember | 3 | 340 | 0 | 0 | 0 | 0 | 0 | 1.0064 | 3.7609 | 0 | 4.7673 | 1.0064 | 0 | 3.5224 | 0 | 0 | 0 | 0 | 0 | 0.23853 | 0 | 0 | 0 | 0 | 0 | 0
8141 | 2018-12-06 04:01 | 12 | Dezember | 4 | 340 | 0 | 0 | 0 | 0 | 0 | 1.1661 | 3.9749 | 0 | 5.141 | 1.1661 | 0 | 3.5025 | 0 | 0 | 0 | 0 | 0 | 0.47239 | 0 | 0 | 0 | 0 | 0 | 0
8142 | 2018-12-06 05:01 | 12 | Dezember | 5 | 340 | 0 | 0 | 0 | 0 | 0 | 2.0565 | 4.0106 | 0 | 6.0671 | 2.0565 | 0 | 3.3082 | 0 | 0 | 0 | 0 | 0 | 0.70241 | 0 | 0 | 0 | 0 | 0 | 0
8143 | 2018-12-06 06:01 | 12 | Dezember | 6 | 340 | 0 | 0 | 0 | 0 | 0 | 2.867 | 4.2467 | 0 | 7.1136 | 2.867 | 0 | 3.0804 | 0 | 0 | 0 | 0 | 0 | 1.1663 | 0 | 0 | 0 | 0 | 0 | 0
8144 | 2018-12-06 07:01 | 12 | Dezember | 7 | 340 | 0.026002 | 0.026002 | 0.026002 | 0 | 0 | 2.9255 | 4.1295 | 0 | 7.055 | 2.9515 | 0 | 2.9632 | 0 | 0 | 0 | 0 | 0 | 1.1663 | 0 | 0 | 0 | 0 | 0 | 0
8145 | 2018-12-06 08:01 | 12 | Dezember | 8 | 340 | 0.31202 | 0.31202 | 0.31202 | 0 | 0 | 2.4272 | 3.1516 | 0 | 5.5788 | 2.7392 | 0 | 2.2192 | 0 | 0 | 0 | 0 | 0 | 0.93243 | 0 | 0 | 0 | 0 | 0 | 0
8146 | 2018-12-06 09:01 | 12 | Dezember | 9 | 340 | 0.67605 | 0.67605 | 0.67605 | 0 | 0 | 1.9194 | 3.0677 | 0.20694 | 5.194 | 2.5954 | 0 | 2.4803 | 0 | 0 | 0 | 0 | 0 | 0.5874 | 0 | 0 | 0.20694 | 0 | 0 | 0.18624
8147 | 2018-12-06 10:01 | 12 | Dezember | 10 | 340 | 1.0271 | 1.0271 | 1.0271 | 0 | 0 | 1.6117 | 2.7111 | 0.44402 | 4.7668 | 2.6387 | 0 | 2.2387 | 0 | 0 | 0 | 0 | 0 | 0.47239 | 0 | 0 | 0.44402 | 0 | 0 | 0.39962
8148 | 2018-12-06 11:01 | 12 | Dezember | 11 | 340 | 1.1181 | 1.1181 | 1.1181 | 0 | 0 | 1.7757 | 2.1791 | 0.43304 | 4.3878 | 2.8938 | 0 | 1.4767 | 0 | 0 | 0 | 0 | 0 | 0.70241 | 0 | 0 | 0.43304 | 0 | 0 | 0.38973
8149 | 2018-12-06 12:01 | 12 | Dezember | 12 | 340 | 1.0531 | 1.0531 | 1.0531 | 0 | 0 | 1.8155 | 2.9076 | 0.84126 | 5.5643 | 2.8685 | 0 | 1.9752 | 0 | 0 | 0 | 0 | 0 | 0.93243 | 0 | 0 | 0.84126 | 0 | 0 | 0.75713
8150 | 2018-12-06 13:01 | 12 | Dezember | 13 | 340 | 0.89706 | 0.89706 | 0.89706 | 0 | 0 | 1.6803 | 2.75 | 1.1192 | 5.5495 | 2.5774 | 0 | 2.1626 | 0 | 0 | 0 | 0 | 0 | 0.5874 | 0 | 0 | 1.1192 | 0 | 0 | 1.0073
8151 | 2018-12-06 14:01 | 12 | Dezember | 14 | 340 | 0.54604 | 0.54604 | 0.54604 | 0 | 0 | 1.8144 | 2.6615 | 0.99905 | 5.475 | 2.3605 | 0 | 2.3079 | 0 | 0 | 0 | 0 | 0 | 0.35355 | 0 | 0 | 0.99905 | 0 | 0 | 0.89914
8152 | 2018-12-06 15:01 | 12 | Dezember | 15 | 340 | 0.091006 | 0.091006 | 0.091006 | 0 | 0 | 2.2777 | 2.6312 | 0.6033 | 5.5122 | 2.3687 | 0 | 2.2777 | 0 | 0 | 0 | 0 | 0 | 0.35355 | 0 | 0 | 0.6033 | 0 | 0 | 0.54297
8153 | 2018-12-06 16:01 | 12 | Dezember | 16 | 340 | 0 | 0 | 0 | 0 | 0 | 2.8515 | 3.109 | 1.1803 | 7.1408 | 2.8515 | 0 | 2.5216 | 0 | 0 | 0 | 0 | 0 | 0.5874 | 0 | 0 | 1.1803 | 0 | 0 | 1.0622
8154 | 2018-12-06 17:01 | 12 | Dezember | 17 | 340 | 0 | 0 | 0 | 0 | 0 | 3.6249 | 3.1124 | 2.0695 | 8.8068 | 3.6249 | 0 | 2.4099 | 0 | 0 | 0 | 0 | 0 | 0.70241 | 0 | 0 | 2.0695 | 0 | 0 | 1.8626
8155 | 2018-12-06 18:01 | 12 | Dezember | 18 | 340 | 0 | 0 | 0 | 0 | 0 | 4.0552 | 2.911 | 2.6644 | 9.6306 | 4.0552 | 0 | 2.2086 | 0 | 0 | 0 | 0 | 0 | 0.70241 | 0 | 0 | 2.6644 | 0 | 0 | 2.398
8156 | 2018-12-06 19:01 | 12 | Dezember | 19 | 340 | 0 | 0 | 0 | 0 | 0 | 3.6672 | 2.9702 | 2.5359 | 9.1733 | 3.6672 | 0 | 2.3828 | 0 | 0 | 0 | 0 | 0 | 0.5874 | 0 | 0 | 2.5359 | 0 | 0 | 2.2823
8157 | 2018-12-06 20:01 | 12 | Dezember | 20 | 340 | 0 | 0 | 0 | 0 | 0 | 3.1055 | 3.1658 | 1.8296 | 8.101 | 3.1055 | 0 | 2.6935 | 0 | 0 | 0 | 0 | 0 | 0.47239 | 0 | 0 | 1.8296 | 0 | 0 | 1.6467
8158 | 2018-12-06 21:01 | 12 | Dezember | 21 | 340 | 0 | 0 | 0 | 0 | 0 | 2.6047 | 3.1158 | 1.4543 | 7.1748 | 2.6047 | 0 | 2.8772 | 0 | 0 | 0 | 0 | 0 | 0.23853 | 0 | 0 | 1.4543 | 0 | 0 | 1.3089
8159 | 2018-12-06 22:01 | 12 | Dezember | 22 | 340 | 0 | 0 | 0 | 0 | 0 | 1.9807 | 3.4727 | 0.9957 | 6.4491 | 1.9807 | 0 | 3.2341 | 0 | 0 | 0 | 0 | 0 | 0.23853 | 0 | 0 | 0.9957 | 0 | 0 | 0.89613
8160 | 2018-12-06 23:01 | 12 | Dezember | 23 | 340 | 0 | 0 | 0 | 0 | 0 | 1.4016 | 3.6061 | 0.12317 | 5.1309 | 1.4016 | 0 | 3.4826 | 0 | 0 | 0 | 0 | 0 | 0.12352 | 0 | 0 | 0.12317 | 0 | 0 | 0.11085
8161 | 2018-12-07 00:01 | 12 | Dezember | 0 | 341 | 0 | 0 | 0 | 0 | 0 | 1.0888 | 3.8085 | 0.091347 | 4.9887 | 1.0888 | 0 | 3.685 | 0 | 0 | 0 | 0 | 0 | 0.12352 | 0 | 0 | 0.091347 | 0 | 0 | 0.082212
8162 | 2018-12-07 01:01 | 12 | Dezember | 1 | 341 | 0 | 0 | 0 | 0 | 0 | 1.0151 | 3.9738 | 0 | 4.9889 | 1.0151 | 0 | 3.8502 | 0 | 0 | 0 | 0 | 0 | 0.12352 | 0 | 0 | 0 | 0 | 0 | 0
8163 | 2018-12-07 02:01 | 12 | Dezember | 2 | 341 | 0 | 0 | 0 | 0 | 0 | 0.9935 | 4.2278 | 0.11659 | 5.3379 | 0.9935 | 0 | 3.9893 | 0 | 0 | 0 | 0 | 0 | 0.23853 | 0 | 0 | 0.11659 | 0 | 0 | 0.10493
8164 | 2018-12-07 03:01 | 12 | Dezember | 3 | 341 | 0 | 0 | 0 | 0 | 0 | 1.0064 | 4.3146 | 0.042301 | 5.3633 | 1.0064 | 0 | 4.076 | 0 | 0 | 0 | 0 | 0 | 0.23853 | 0 | 0 | 0.042301 | 0 | 0 | 0.038071
8165 | 2018-12-07 04:01 | 12 | Dezember | 4 | 341 | 0 | 0 | 0 | 0 | 0 | 1.1661 | 4.5884 | 0.039756 | 5.7942 | 1.1661 | 0 | 4.116 | 0 | 0 | 0 | 0 | 0 | 0.47239 | 0 | 0 | 0.039756 | 0 | 0 | 0.035781
8166 | 2018-12-07 05:01 | 12 | Dezember | 5 | 341 | 0 | 0 | 0 | 0 | 0 | 2.0565 | 4.6847 | 0 | 6.7412 | 2.0565 | 0 | 3.9823 | 0 | 0 | 0 | 0 | 0 | 0.70241 | 0 | 0 | 0 | 0 | 0 | 0
8167 | 2018-12-07 06:01 | 12 | Dezember | 6 | 341 | 0 | 0 | 0 | 0 | 0 | 2.867 | 4.9666 | 0 | 7.8336 | 2.867 | 0 | 3.8003 | 0 | 0 | 0 | 0 | 0 | 1.1663 | 0 | 0 | 0 | 0 | 0 | 0
8168 | 2018-12-07 07:01 | 12 | Dezember | 7 | 341 | 0.026002 | 0.026002 | 0.026002 | 0 | 0 | 2.9255 | 4.8649 | 0 | 7.7904 | 2.9515 | 0 | 3.6986 | 0 | 0 | 0 | 0 | 0 | 1.1663 | 0 | 0 | 0 | 0 | 0 | 0
8169 | 2018-12-07 08:01 | 12 | Dezember | 8 | 341 | 0.76705 | 0.76705 | 0.76705 | 0 | 0 | 1.9721 | 4.0912 | 0 | 6.0633 | 2.7392 | 0 | 3.1587 | 0 | 0 | 0 | 0 | 0 | 0.93243 | 0 | 0 | 0 | 0 | 0 | 0
8170 | 2018-12-07 09:01 | 12 | Dezember | 9 | 341 | 1.5991 | 1.5991 | 1.5991 | 0 | 0 | 0.99633 | 3.1943 | 0.16574 | 4.3564 | 2.5954 | 0 | 2.6069 | 0 | 0 | 0 | 0 | 0 | 0.5874 | 0 | 0 | 0.16574 | 0 | 0 | 0.14917
8171 | 2018-12-07 10:01 | 12 | Dezember | 10 | 341 | 1.9371 | 1.9371 | 1.9371 | 0 | 0 | 0.70159 | 2.4353 | 0.39821 | 3.5351 | 2.6387 | 0 | 1.9629 | 0 | 0 | 0 | 0 | 0 | 0.47239 | 0 | 0 | 0.39821 | 0 | 0 | 0.35839
8172 | 2018-12-07 11:01 | 12 | Dezember | 11 | 341 | 3.1462 | 2.8938 | 3.1462 | 0 | 0 | 0 | 1.9195 | 0.39589 | 2.3154 | 2.8938 | 0 | 1.4696 | 0 | 0 | 0 | 0 | 0 | 0.70241 | 0 | 0 | 0.39589 | 0 | 0 | 0.3563
8173 | 2018-12-07 12:01 | 12 | Dezember | 12 | 341 | 3.8873 | 2.8685 | 3.8873 | 0 | 0 | 0 | 1.2691 | 0.94478 | 2.2139 | 2.8685 | 0 | 1.3554 | 0 | 0 | 0 | 0 | 0 | 0.93243 | 0 | 0 | 0.94478 | 0 | 0 | 0.8503
8174 | 2018-12-07 13:01 | 12 | Dezember | 13 | 341 | 3.7963 | 2.5774 | 3.7963 | 0 | 0 | 0 | 0.75683 | 1.3646 | 2.1214 | 2.5774 | 0 | 1.3883 | 0 | 0 | 0 | 0 | 0 | 0.5874 | 0 | 0 | 1.3646 | 0 | 0 | 1.2281
8175 | 2018-12-07 14:01 | 12 | Dezember | 14 | 341 | 1.5861 | 1.5861 | 1.5861 | 0 | 0 | 0.77437 | 2.1655 | 1.1765 | 4.1164 | 2.3605 | 0 | 1.812 | 0 | 0 | 0 | 0 | 0 | 0.35355 | 0 | 0 | 1.1765 | 0 | 0 | 1.0589
8176 | 2018-12-07 15:01 | 12 | Dezember | 15 | 341 | 0.16901 | 0.16901 | 0.16901 | 0 | 0 | 2.1997 | 2.7718 | 0.97242 | 5.9439 | 2.3687 | 0 | 2.4183 | 0 | 0 | 0 | 0 | 0 | 0.35355 | 0 | 0 | 0.97242 | 0 | 0 | 0.87517
8177 | 2018-12-07 16:01 | 12 | Dezember | 16 | 341 | 0 | 0 | 0 | 0 | 0 | 2.8515 | 3.7244 | 1.4586 | 8.0345 | 2.8515 | 0 | 3.137 | 0 | 0 | 0 | 0 | 0 | 0.5874 | 0 | 0 | 1.4586 | 0 | 0 | 1.3127
8178 | 2018-12-07 17:01 | 12 | Dezember | 17 | 341 | 0 | 0 | 0 | 0 | 0 | 3.6249 | 3.7137 | 1.6556 | 8.9942 | 3.6249 | 0 | 3.0113 | 0 | 0 | 0 | 0 | 0 | 0.70241 | 0 | 0 | 1.6556 | 0 | 0 | 1.49
8179 | 2018-12-07 18:01 | 12 | Dezember | 18 | 341 | 0 | 0 | 0 | 0 | 0 | 4.0552 | 3.4988 | 2.1629 | 9.7168 | 4.0552 | 0 | 2.7964 | 0 | 0 | 0 | 0 | 0 | 0.70241 | 0 | 0 | 2.1629 | 0 | 0 | 1.9466
8180 | 2018-12-07 19:01 | 12 | Dezember | 19 | 341 | 0 | 0 | 0 | 0 | 0 | 3.6672 | 3.5427 | 2.087 | 9.2969 | 3.6672 | 0 | 2.9553 | 0 | 0 | 0 | 0 | 0 | 0.5874 | 0 | 0 | 2.087 | 0 | 0 | 1.8783
8181 | 2018-12-07 20:01 | 12 | Dezember | 20 | 341 | 0 | 0 | 0 | 0 | 0 | 3.1055 | 3.7224 | 1.7154 | 8.5434 | 3.1055 | 0 | 3.25 | 0 | 0 | 0 | 0 | 0 | 0.47239 | 0 | 0 | 1.7154 | 0 | 0 | 1.5439
8182 | 2018-12-07 21:01 | 12 | Dezember | 21 | 341 | 0 | 0 | 0 | 0 | 0 | 2.6047 | 3.6867 | 1.2558 | 7.5472 | 2.6047 | 0 | 3.4482 | 0 | 0 | 0 | 0 | 0 | 0.23853 | 0 | 0 | 1.2558 | 0 | 0 | 1.1302
8183 | 2018-12-07 22:01 | 12 | Dezember | 22 | 341 | 0 | 0 | 0 | 0 | 0 | 1.9807 | 4.0275 | 0.75773 | 6.7659 | 1.9807 | 0 | 3.7889 | 0 | 0 | 0 | 0 | 0 | 0.23853 | 0 | 0 | 0.75773 | 0 | 0 | 0.68195
8184 | 2018-12-07 23:01 | 12 | Dezember | 23 | 341 | 0 | 0 | 0 | 0 | 0 | 1.4016 | 4.1453 | 0.49733 | 6.0442 | 1.4016 | 0 | 4.0217 | 0 | 0 | 0 | 0 | 0 | 0.12352 | 0 | 0 | 0.49733 | 0 | 0 | 0.4476
8185 | 2018-12-08 00:01 | 12 | Dezember | 0 | 342 | 0 | 0 | 0 | 0 | 0 | 1.0888 | 4.228 | 0 | 5.3168 | 1.0888 | 0 | 4.1044 | 0 | 0 | 0 | 0 | 0 | 0.12352 | 0 | 0 | 0 | 0 | 0 | 0
8186 | 2018-12-08 01:01 | 12 | Dezember | 1 | 342 | 0 | 0 | 0 | 0 | 0 | 1.0151 | 4.244 | 0 | 5.2591 | 1.0151 | 0 | 4.1205 | 0 | 0 | 0 | 0 | 0 | 0.12352 | 0 | 0 | 0 | 0 | 0 | 0
8187 | 2018-12-08 02:01 | 12 | Dezember | 2 | 342 | 0 | 0 | 0 | 0 | 0 | 0.9935 | 4.2637 | 0.085531 | 5.3427 | 0.9935 | 0 | 4.1401 | 0 | 0 | 0 | 0 | 0 | 0.12352 | 0 | 0 | 0.085531 | 0 | 0 | 0.076978
8188 | 2018-12-08 03:01 | 12 | Dezember | 3 | 342 | 0 | 0 | 0 | 0 | 0 | 1.0064 | 4.261 | 0.025909 | 5.2932 | 1.0064 | 0 | 4.1374 | 0 | 0 | 0 | 0 | 0 | 0.12352 | 0 | 0 | 0.025909 | 0 | 0 | 0.023318
8189 | 2018-12-08 04:01 | 12 | Dezember | 4 | 342 | 0 | 0 | 0 | 0 | 0 | 1.1661 | 4.2265 | 0.055915 | 5.4485 | 1.1661 | 0 | 4.1029 | 0 | 0 | 0 | 0 | 0 | 0.12352 | 0 | 0 | 0.055915 | 0 | 0 | 0.050323
8190 | 2018-12-08 05:01 | 12 | Dezember | 5 | 342 | 0 | 0 | 0 | 0 | 0 | 2.0565 | 4.149 | 0 | 6.2055 | 2.0565 | 0 | 3.9104 | 0 | 0 | 0 | 0 | 0 | 0.23853 | 0 | 0 | 0 | 0 | 0 | 0
8191 | 2018-12-08 06:01 | 12 | Dezember | 6 | 342 | 0 | 0 | 0 | 0 | 0 | 2.867 | 4.1573 | 0 | 7.0242 | 2.867 | 0 | 3.6849 | 0 | 0 | 0 | 0 | 0 | 0.47239 | 0 | 0 | 0 | 0 | 0 | 0
8192 | 2018-12-08 07:01 | 12 | Dezember | 7 | 342 | 0.026002 | 0.026002 | 0.026002 | 0 | 0 | 2.9255 | 4.2563 | 0 | 7.1818 | 2.9515 | 0 | 3.5539 | 0 | 0 | 0 | 0 | 0 | 0.70241 | 0 | 0 | 0 | 0 | 0 | 0
8193 | 2018-12-08 08:01 | 12 | Dezember | 8 | 342 | 4.7713 | 2.7392 | 4.7713 | 0 | 0 | 0 | 1.7518 | 0 | 1.7518 | 2.7392 | 0 | 3.0815 | 0 | 0 | 0 | 0 | 0 | 0.70241 | 0 | 0 | 0 | 0 | 0 | 0
8194 | 2018-12-08 09:01 | 12 | Dezember | 9 | 342 | 4.1733 | 2.5954 | 4.1733 | 0 | 0 | 0 | 1.3107 | 0.27308 | 1.5838 | 2.5954 | 0 | 2.3011 | 0 | 0 | 0 | 0 | 0 | 0.5874 | 0 | 0 | 0.27308 | 0 | 0 | 0.24577
8195 | 2018-12-08 10:01 | 12 | Dezember | 10 | 342 | 4.5243 | 2.6387 | 4.5243 | 0 | 0 | 0 | 0.027452 | 0.57504 | 0.60249 | 2.6387 | 0 | 1.5557 | 0 | 0 | 0 | 0 | 0 | 0.35738 | 0 | 0 | 0.57504 | 0 | 0 | 0.51754
8196 | 2018-12-08 11:01 | 12 | Dezember | 11 | 342 | 5.5774 | 2.8938 | 5.1827 | 0 | 0.39465 | 0 | 0 | 0 | 0 | 2.8938 | 0 | 1.2071 | 0 | 0 | 0 | 0 | 0 | 0.5874 | 0 | 0 | 0.49448 | 0 | 0 | 0.44503
8197 | 2018-12-08 12:01 | 12 | Dezember | 12 | 342 | 6.9945 | 2.8685 | 5.3568 | 0 | 1.6377 | 0 | 0 | 0 | 0 | 2.8685 | 0 | 0.98292 | 0 | 0 | 0 | 0 | 0 | 0.70241 | 0 | 0 | 0.80292 | 0 | 0 | 0.72263
8198 | 2018-12-08 13:01 | 12 | Dezember | 13 | 342 | 7.7745 | 2.5774 | 5.6306 | 0 | 2.1439 | 0 | 0 | 0 | 0 | 2.5774 | 0 | 0.92246 | 0 | 0 | 0 | 0 | 0 | 0.70241 | 0 | 0 | 1.4283 | 0 | 0 | 1.2855
8199 | 2018-12-08 14:01 | 12 | Dezember | 14 | 342 | 6.9555 | 2.3605 | 5.3814 | 0 | 1.5741 | 0 | 0 | 0 | 0 | 2.3605 | 0 | 1.4066 | 0 | 0 | 0 | 0 | 0 | 0.5874 | 0 | 0 | 1.0268 | 0 | 0 | 0.92416
8200 | 2018-12-08 15:01 | 12 | Dezember | 15 | 342 | 0.26002 | 0.26002 | 0.26002 | 0 | 0 | 2.1087 | 2.5874 | 0.73184 | 5.428 | 2.3687 | 0 | 2 | 0 | 0 | 0 | 0 | 0 | 0.5874 | 0 | 0 | 0.73184 | 0 | 0 | 0.65866
8201 | 2018-12-08 16:01 | 12 | Dezember | 16 | 342 | 0 | 0 | 0 | 0 | 0 | 2.8515 | 3.6699 | 0.83299 | 7.3544 | 2.8515 | 0 | 2.6186 | 0 | 0 | 0 | 0 | 0 | 1.0513 | 0 | 0 | 0.83299 | 0 | 0 | 0.74969
8202 | 2018-12-08 17:01 | 12 | Dezember | 17 | 342 | 0 | 0 | 0 | 0 | 0 | 3.6249 | 3.2367 | 1.2201 | 8.0817 | 3.6249 | 0 | 2.4192 | 0 | 0 | 0 | 0 | 0 | 0.81742 | 0 | 0 | 1.2201 | 0 | 0 | 1.0981
8203 | 2018-12-08 18:01 | 12 | Dezember | 18 | 342 | 0 | 0 | 0 | 0 | 0 | 4.0552 | 2.6184 | 1.9034 | 8.577 | 4.0552 | 0 | 2.146 | 0 | 0 | 0 | 0 | 0 | 0.47239 | 0 | 0 | 1.9034 | 0 | 0 | 1.7131
8204 | 2018-12-08 19:01 | 12 | Dezember | 19 | 342 | 0 | 0 | 0 | 0 | 0 | 3.6672 | 2.7023 | 1.7545 | 8.124 | 3.6672 | 0 | 2.2299 | 0 | 0 | 0 | 0 | 0 | 0.47239 | 0 | 0 | 1.7545 | 0 | 0 | 1.579
8205 | 2018-12-08 20:01 | 12 | Dezember | 20 | 342 | 0 | 0 | 0 | 0 | 0 | 3.1055 | 2.7025 | 1.2804 | 7.0883 | 3.1055 | 0 | 2.4639 | 0 | 0 | 0 | 0 | 0 | 0.23853 | 0 | 0 | 1.2804 | 0 | 0 | 1.1523
8206 | 2018-12-08 21:01 | 12 | Dezember | 21 | 342 | 0 | 0 | 0 | 0 | 0 | 2.6047 | 2.8106 | 0.99691 | 6.4123 | 2.6047 | 0 | 2.5721 | 0 | 0 | 0 | 0 | 0 | 0.23853 | 0 | 0 | 0.99691 | 0 | 0 | 0.89722
8207 | 2018-12-08 22:01 | 12 | Dezember | 22 | 342 | 0 | 0 | 0 | 0 | 0 | 1.9807 | 3.0756 | 0.5535 | 5.6098 | 1.9807 | 0 | 2.837 | 0 | 0 | 0 | 0 | 0 | 0.23853 | 0 | 0 | 0.5535 | 0 | 0 | 0.49815
8208 | 2018-12-08 23:01 | 12 | Dezember | 23 | 342 | 0 | 0 | 0 | 0 | 0 | 1.4016 | 3.133 | 0.49099 | 5.0256 | 1.4016 | 0 | 3.0095 | 0 | 0 | 0 | 0 | 0 | 0.12352 | 0 | 0 | 0.49099 | 0 | 0 | 0.44189
8209 | 2018-12-09 00:01 | 12 | Dezember | 0 | 343 | 0 | 0 | 0 | 0 | 0 | 1.0888 | 3.2154 | 0.59399 | 4.8982 | 1.0888 | 0 | 3.0919 | 0 | 0 | 0 | 0 | 0 | 0.12352 | 0 | 0 | 0.59399 | 0 | 0 | 0.53459
8210 | 2018-12-09 01:01 | 12 | Dezember | 1 | 343 | 0 | 0 | 0 | 0 | 0 | 1.0151 | 3.2463 | 0.39144 | 4.6528 | 1.0151 | 0 | 3.1227 | 0 | 0 | 0 | 0 | 0 | 0.12352 | 0 | 0 | 0.39144 | 0 | 0 | 0.35229
8211 | 2018-12-09 02:01 | 12 | Dezember | 2 | 343 | 0 | 0 | 0 | 0 | 0 | 0.9935 | 3.251 | 0.014074 | 4.2586 | 0.9935 | 0 | 3.1275 | 0 | 0 | 0 | 0 | 0 | 0.12352 | 0 | 0 | 0.014074 | 0 | 0 | 0.012667
8212 | 2018-12-09 03:01 | 12 | Dezember | 3 | 343 | 0 | 0 | 0 | 0 | 0 | 1.0064 | 3.2632 | 0.026572 | 4.2962 | 1.0064 | 0 | 3.1397 | 0 | 0 | 0 | 0 | 0 | 0.12352 | 0 | 0 | 0.026572 | 0 | 0 | 0.023914
8213 | 2018-12-09 04:01 | 12 | Dezember | 4 | 343 | 0 | 0 | 0 | 0 | 0 | 1.1661 | 3.2289 | 0.02326 | 4.4182 | 1.1661 | 0 | 3.1054 | 0 | 0 | 0 | 0 | 0 | 0.12352 | 0 | 0 | 0.02326 | 0 | 0 | 0.020934
8214 | 2018-12-09 05:01 | 12 | Dezember | 5 | 343 | 0 | 0 | 0 | 0 | 0 | 2.0565 | 3.0373 | 0 | 5.0937 | 2.0565 | 0 | 2.9137 | 0 | 0 | 0 | 0 | 0 | 0.12352 | 0 | 0 | 0 | 0 | 0 | 0
8215 | 2018-12-09 06:01 | 12 | Dezember | 6 | 343 | 0 | 0 | 0 | 0 | 0 | 2.867 | 2.7979 | 0 | 5.6648 | 2.867 | 0 | 2.6743 | 0 | 0 | 0 | 0 | 0 | 0.12352 | 0 | 0 | 0 | 0 | 0 | 0
8216 | 2018-12-09 07:01 | 12 | Dezember | 7 | 343 | 0.026002 | 0.026002 | 0.026002 | 0 | 0 | 2.9255 | 2.7824 | 0 | 5.7079 | 2.9515 | 0 | 2.5439 | 0 | 0 | 0 | 0 | 0 | 0.23853 | 0 | 0 | 0 | 0 | 0 | 0
8217 | 2018-12-09 08:01 | 12 | Dezember | 8 | 343 | 4.2513 | 2.7392 | 4.2513 | 0 | 0 | 0 | 1.417 | 0 | 1.417 | 2.7392 | 0 | 2.5718 | 0 | 0 | 0 | 0 | 0 | 0.35738 | 0 | 0 | 0 | 0 | 0 | 0
8218 | 2018-12-09 09:01 | 12 | Dezember | 9 | 343 | 8.4636 | 2.5954 | 5.8423 | 0 | 2.6213 | 0 | 0 | 0 | 0 | 2.5954 | 0 | 2.2468 | 0 | 0 | 0 | 0 | 0 | 0.70241 | 0 | 0 | 0.29766 | 0 | 0 | 0.2679
8219 | 2018-12-09 10:01 | 12 | Dezember | 10 | 343 | 9.7637 | 2.6387 | 6.1088 | 0 | 3.6548 | 0 | 0 | 0 | 0 | 2.6387 | 0 | 2.1606 | 0 | 0 | 0 | 0 | 0 | 0.70241 | 0 | 0 | 0.60708 | 0 | 0 | 0.54638
8220 | 2018-12-09 11:01 | 12 | Dezember | 11 | 343 | 9.7377 | 2.8938 | 6.2701 | 0 | 3.4676 | 0 | 0 | 0 | 0 | 2.8938 | 0 | 1.9664 | 0 | 0 | 0 | 0 | 0 | 0.93243 | 0 | 0 | 0.47745 | 0 | 0 | 0.4297
8221 | 2018-12-09 12:01 | 12 | Dezember | 12 | 343 | 9.6987 | 2.8685 | 6.1574 | 0 | 3.5413 | 0 | 0 | 0 | 0 | 2.8685 | 0 | 1.8443 | 0 | 0 | 0 | 0 | 0 | 0.93243 | 0 | 0 | 0.51211 | 0 | 0 | 0.4609
8222 | 2018-12-09 13:01 | 12 | Dezember | 13 | 343 | 7.9955 | 2.5774 | 6.0623 | 0 | 1.9332 | 0 | 0 | 0 | 0 | 2.5774 | 0 | 1.9621 | 0 | 0 | 0 | 0 | 0 | 0.81742 | 0 | 0 | 0.70537 | 0 | 0 | 0.63484
8223 | 2018-12-09 14:01 | 12 | Dezember | 14 | 343 | 6.1234 | 2.3605 | 5.7373 | 0 | 0.38616 | 0 | 0 | 0 | 0 | 2.3605 | 0 | 2.1161 | 0 | 0 | 0 | 0 | 0 | 0.5874 | 0 | 0 | 0.6733 | 0 | 0 | 0.60597
8224 | 2018-12-09 15:01 | 12 | Dezember | 15 | 343 | 0.37703 | 0.37703 | 0.37703 | 0 | 0 | 1.9917 | 2.6925 | 0.691 | 5.3752 | 2.3687 | 0 | 2.2202 | 0 | 0 | 0 | 0 | 0 | 0.47239 | 0 | 0 | 0.691 | 0 | 0 | 0.6219
8225 | 2018-12-09 16:01 | 12 | Dezember | 16 | 343 | 0 | 0 | 0 | 0 | 0 | 2.8515 | 2.8366 | 0.81723 | 6.5054 | 2.8515 | 0 | 2.2492 | 0 | 0 | 0 | 0 | 0 | 0.5874 | 0 | 0 | 0.81723 | 0 | 0 | 0.73551
8226 | 2018-12-09 17:01 | 12 | Dezember | 17 | 343 | 0 | 0 | 0 | 0 | 0 | 3.6249 | 2.798 | 1.2113 | 7.6342 | 3.6249 | 0 | 2.0955 | 0 | 0 | 0 | 0 | 0 | 0.70241 | 0 | 0 | 1.2113 | 0 | 0 | 1.0901
8227 | 2018-12-09 18:01 | 12 | Dezember | 18 | 343 | 0 | 0 | 0 | 0 | 0 | 4.0552 | 2.5707 | 1.9407 | 8.5666 | 4.0552 | 0 | 1.8683 | 0 | 0 | 0 | 0 | 0 | 0.70241 | 0 | 0 | 1.9407 | 0 | 0 | 1.7466
8228 | 2018-12-09 19:01 | 12 | Dezember | 19 | 343 | 0 | 0 | 0 | 0 | 0 | 3.6672 | 2.5138 | 2.17 | 8.351 | 3.6672 | 0 | 2.0414 | 0 | 0 | 0 | 0 | 0 | 0.47239 | 0 | 0 | 2.17 | 0 | 0 | 1.953
8229 | 2018-12-09 20:01 | 12 | Dezember | 20 | 343 | 0 | 0 | 0 | 0 | 0 | 3.1055 | 2.7617 | 1.905 | 7.7723 | 3.1055 | 0 | 2.2893 | 0 | 0 | 0 | 0 | 0 | 0.47239 | 0 | 0 | 1.905 | 0 | 0 | 1.7145
8230 | 2018-12-09 21:01 | 12 | Dezember | 21 | 343 | 0 | 0 | 0 | 0 | 0 | 2.6047 | 2.6952 | 1.5578 | 6.8577 | 2.6047 | 0 | 2.4567 | 0 | 0 | 0 | 0 | 0 | 0.23853 | 0 | 0 | 1.5578 | 0 | 0 | 1.402
8231 | 2018-12-09 22:01 | 12 | Dezember | 22 | 343 | 0 | 0 | 0 | 0 | 0 | 1.9807 | 3.0186 | 0.88022 | 5.8796 | 1.9807 | 0 | 2.7801 | 0 | 0 | 0 | 0 | 0 | 0.23853 | 0 | 0 | 0.88022 | 0 | 0 | 0.7922
8232 | 2018-12-09 23:01 | 12 | Dezember | 23 | 343 | 0 | 0 | 0 | 0 | 0 | 1.4016 | 3.1201 | 0.73599 | 5.2577 | 1.4016 | 0 | 2.9966 | 0 | 0 | 0 | 0 | 0 | 0.12352 | 0 | 0 | 0.73599 | 0 | 0 | 0.66239
8233 | 2018-12-10 00:01 | 12 | Dezember | 0 | 344 | 0 | 0 | 0 | 0 | 0 | 1.0888 | 3.3215 | 0.37687 | 4.7872 | 1.0888 | 0 | 3.198 | 0 | 0 | 0 | 0 | 0 | 0.12352 | 0 | 0 | 0.37687 | 0 | 0 | 0.33918
8234 | 2018-12-10 01:01 | 12 | Dezember | 1 | 344 | 0 | 0 | 0 | 0 | 0 | 1.0151 | 3.4717 | 0.57442 | 5.0612 | 1.0151 | 0 | 3.3481 | 0 | 0 | 0 | 0 | 0 | 0.12352 | 0 | 0 | 0.57442 | 0 | 0 | 0.51697
8235 | 2018-12-10 02:01 | 12 | Dezember | 2 | 344 | 0 | 0 | 0 | 0 | 0 | 0.9935 | 3.7256 | 0.34995 | 5.0691 | 0.9935 | 0 | 3.4871 | 0 | 0 | 0 | 0 | 0 | 0.23853 | 0 | 0 | 0.34995 | 0 | 0 | 0.31496
8236 | 2018-12-10 03:01 | 12 | Dezember | 3 | 344 | 0 | 0 | 0 | 0 | 0 | 1.0064 | 3.7975 | 0 | 4.8039 | 1.0064 | 0 | 3.559 | 0 | 0 | 0 | 0 | 0 | 0.23853 | 0 | 0 | 0 | 0 | 0 | 0
8237 | 2018-12-10 04:01 | 12 | Dezember | 4 | 344 | 0 | 0 | 0 | 0 | 0 | 1.1661 | 4.0867 | 0 | 5.2528 | 1.1661 | 0 | 3.6143 | 0 | 0 | 0 | 0 | 0 | 0.47239 | 0 | 0 | 0 | 0 | 0 | 0
8238 | 2018-12-10 05:01 | 12 | Dezember | 5 | 344 | 0 | 0 | 0 | 0 | 0 | 2.0565 | 4.1707 | 0 | 6.2272 | 2.0565 | 0 | 3.4683 | 0 | 0 | 0 | 0 | 0 | 0.70241 | 0 | 0 | 0 | 0 | 0 | 0
8239 | 2018-12-10 06:01 | 12 | Dezember | 6 | 344 | 0 | 0 | 0 | 0 | 0 | 2.867 | 4.4559 | 0 | 7.3229 | 2.867 | 0 | 3.2896 | 0 | 0 | 0 | 0 | 0 | 1.1663 | 0 | 0 | 0 | 0 | 0 | 0
8240 | 2018-12-10 07:01 | 12 | Dezember | 7 | 344 | 0.026002 | 0.026002 | 0.026002 | 0 | 0 | 2.9255 | 4.3558 | 0 | 7.2812 | 2.9515 | 0 | 3.1895 | 0 | 0 | 0 | 0 | 0 | 1.1663 | 0 | 0 | 0 | 0 | 0 | 0
8241 | 2018-12-10 08:01 | 12 | Dezember | 8 | 344 | 3.8613 | 2.7392 | 3.8613 | 0 | 0 | 0 | 2.7559 | 0 | 2.7559 | 2.7392 | 0 | 2.9455 | 0 | 0 | 0 | 0 | 0 | 0.93243 | 0 | 0 | 0 | 0 | 0 | 0
8242 | 2018-12-10 09:01 | 12 | Dezember | 9 | 344 | 6.0194 | 2.5954 | 6.0194 | 0 | 0 | 0 | 0 | 0.065395 | 0.065395 | 2.5954 | 0 | 2.695 | 0 | 0 | 0 | 0 | 0 | 0.5874 | 0 | 0 | 0.20694 | 0 | 0 | 0.18624
8243 | 2018-12-10 10:01 | 12 | Dezember | 10 | 344 | 6.6955 | 2.6387 | 5.8795 | 0 | 0.81596 | 0 | 0 | 0 | 0 | 2.6387 | 0 | 2.3244 | 0 | 0 | 0 | 0 | 0 | 0.47239 | 0 | 0 | 0.44402 | 0 | 0 | 0.39962
8244 | 2018-12-10 11:01 | 12 | Dezember | 11 | 344 | 3.4192 | 2.8938 | 3.4192 | 0 | 0 | 0 | 2.1679 | 0.43304 | 2.6009 | 2.8938 | 0 | 1.9909 | 0 | 0 | 0 | 0 | 0 | 0.70241 | 0 | 0 | 0.43304 | 0 | 0 | 0.38973
8245 | 2018-12-10 12:01 | 12 | Dezember | 12 | 344 | 4.5113 | 2.8685 | 4.5113 | 0 | 0 | 0 | 0.82002 | 0.84126 | 1.6613 | 2.8685 | 0 | 1.5304 | 0 | 0 | 0 | 0 | 0 | 0.93243 | 0 | 0 | 0.84126 | 0 | 0 | 0.75713
8246 | 2018-12-10 13:01 | 12 | Dezember | 13 | 344 | 3.5232 | 2.5774 | 3.5232 | 0 | 0 | 0 | 1.1122 | 1.1192 | 2.2314 | 2.5774 | 0 | 1.4706 | 0 | 0 | 0 | 0 | 0 | 0.5874 | 0 | 0 | 1.1192 | 0 | 0 | 1.0073
8247 | 2018-12-10 14:01 | 12 | Dezember | 14 | 344 | 0.31202 | 0.31202 | 0.31202 | 0 | 0 | 2.0485 | 2.0653 | 0.99905 | 5.1128 | 2.3605 | 0 | 1.7117 | 0 | 0 | 0 | 0 | 0 | 0.35355 | 0 | 0 | 0.99905 | 0 | 0 | 0.89914
8248 | 2018-12-10 15:01 | 12 | Dezember | 15 | 344 | 0.065004 | 0.065004 | 0.065004 | 0 | 0 | 2.3037 | 2.4622 | 0.6033 | 5.3692 | 2.3687 | 0 | 2.1086 | 0 | 0 | 0 | 0 | 0 | 0.35355 | 0 | 0 | 0.6033 | 0 | 0 | 0.54297
8249 | 2018-12-10 16:01 | 12 | Dezember | 16 | 344 | 0 | 0 | 0 | 0 | 0 | 2.8515 | 3.3175 | 1.1803 | 7.3493 | 2.8515 | 0 | 2.7301 | 0 | 0 | 0 | 0 | 0 | 0.5874 | 0 | 0 | 1.1803 | 0 | 0 | 1.0622
8250 | 2018-12-10 17:01 | 12 | Dezember | 17 | 344 | 0 | 0 | 0 | 0 | 0 | 3.6249 | 3.2498 | 2.0695 | 8.9443 | 3.6249 | 0 | 2.5474 | 0 | 0 | 0 | 0 | 0 | 0.70241 | 0 | 0 | 2.0695 | 0 | 0 | 1.8626
8251 | 2018-12-10 18:01 | 12 | Dezember | 18 | 344 | 0 | 0 | 0 | 0 | 0 | 4.0552 | 2.994 | 2.6644 | 9.7136 | 4.0552 | 0 | 2.2916 | 0 | 0 | 0 | 0 | 0 | 0.70241 | 0 | 0 | 2.6644 | 0 | 0 | 2.398
8252 | 2018-12-10 19:01 | 12 | Dezember | 19 | 344 | 0 | 0 | 0 | 0 | 0 | 3.6672 | 2.992 | 2.5359 | 9.1951 | 3.6672 | 0 | 2.4046 | 0 | 0 | 0 | 0 | 0 | 0.5874 | 0 | 0 | 2.5359 | 0 | 0 | 2.2823
8253 | 2018-12-10 20:01 | 12 | Dezember | 20 | 344 | 0 | 0 | 0 | 0 | 0 | 3.1055 | 3.1091 | 1.8296 | 8.0442 | 3.1055 | 0 | 2.6367 | 0 | 0 | 0 | 0 | 0 | 0.47239 | 0 | 0 | 1.8296 | 0 | 0 | 1.6467
8254 | 2018-12-10 21:01 | 12 | Dezember | 21 | 344 | 0 | 0 | 0 | 0 | 0 | 2.6047 | 3.0123 | 1.4543 | 7.0713 | 2.6047 | 0 | 2.7737 | 0 | 0 | 0 | 0 | 0 | 0.23853 | 0 | 0 | 1.4543 | 0 | 0 | 1.3089
8255 | 2018-12-10 22:01 | 12 | Dezember | 22 | 344 | 0 | 0 | 0 | 0 | 0 | 1.9807 | 3.2898 | 0.9957 | 6.2662 | 1.9807 | 0 | 3.0513 | 0 | 0 | 0 | 0 | 0 | 0.23853 | 0 | 0 | 0.9957 | 0 | 0 | 0.89613
8256 | 2018-12-10 23:01 | 12 | Dezember | 23 | 344 | 0 | 0 | 0 | 0 | 0 | 1.4016 | 3.3607 | 0.63126 | 5.3936 | 1.4016 | 0 | 3.2372 | 0 | 0 | 0 | 0 | 0 | 0.12352 | 0 | 0 | 0.63126 | 0 | 0 | 0.56813
8257 | 2018-12-11 00:01 | 12 | Dezember | 0 | 345 | 0 | 0 | 0 | 0 | 0 | 1.2903 | 3.3398 | 0.34706 | 4.9772 | 1.2903 | 0 | 3.2163 | 0 | 0 | 0 | 0 | 0 | 0.12352 | 0 | 0 | 0.34706 | 0 | 0 | 0.31235
8258 | 2018-12-11 01:01 | 12 | Dezember | 1 | 345 | 0 | 0 | 0 | 0 | 0 | 1.0677 | 3.3427 | 0.040439 | 4.4508 | 1.0677 | 0 | 3.2192 | 0 | 0 | 0 | 0 | 0 | 0.12352 | 0 | 0 | 0.040439 | 0 | 0 | 0.036395
8259 | 2018-12-11 02:01 | 12 | Dezember | 2 | 345 | 0 | 0 | 0 | 0 | 0 | 1.0182 | 3.4236 | 0.042189 | 4.484 | 1.0182 | 0 | 3.1851 | 0 | 0 | 0 | 0 | 0 | 0.23853 | 0 | 0 | 0.042189 | 0 | 0 | 0.03797
8260 | 2018-12-11 03:01 | 12 | Dezember | 3 | 345 | 0 | 0 | 0 | 0 | 0 | 0.99298 | 3.3992 | 0 | 4.3922 | 0.99298 | 0 | 3.1607 | 0 | 0 | 0 | 0 | 0 | 0.23853 | 0 | 0 | 0 | 0 | 0 | 0
8261 | 2018-12-11 04:01 | 12 | Dezember | 4 | 345 | 0 | 0 | 0 | 0 | 0 | 1.026 | 3.6112 | 0 | 4.6371 | 1.026 | 0 | 3.1388 | 0 | 0 | 0 | 0 | 0 | 0.47239 | 0 | 0 | 0 | 0 | 0 | 0
8262 | 2018-12-11 05:01 | 12 | Dezember | 5 | 345 | 0 | 0 | 0 | 0 | 0 | 1.2944 | 3.7541 | 0 | 5.0486 | 1.2944 | 0 | 3.0517 | 0 | 0 | 0 | 0 | 0 | 0.70241 | 0 | 0 | 0 | 0 | 0 | 0
8263 | 2018-12-11 06:01 | 12 | Dezember | 6 | 345 | 0 | 0 | 0 | 0 | 0 | 1.889 | 4.0118 | 0 | 5.9009 | 1.889 | 0 | 2.8456 | 0 | 0 | 0 | 0 | 0 | 1.1663 | 0 | 0 | 0 | 0 | 0 | 0
8264 | 2018-12-11 07:01 | 12 | Dezember | 7 | 345 | 0.026002 | 0.026002 | 0.026002 | 0 | 0 | 2.6411 | 3.7344 | 0 | 6.3754 | 2.6671 | 0 | 2.5681 | 0 | 0 | 0 | 0 | 0 | 1.1663 | 0 | 0 | 0 | 0 | 0 | 0
8265 | 2018-12-11 08:01 | 12 | Dezember | 8 | 345 | 0.65004 | 0.65004 | 0.65004 | 0 | 0 | 2.4704 | 3.0325 | 0 | 5.503 | 3.1205 | 0 | 2.1001 | 0 | 0 | 0 | 0 | 0 | 0.93243 | 0 | 0 | 0 | 0 | 0 | 0
8266 | 2018-12-11 09:01 | 12 | Dezember | 9 | 345 | 3.7183 | 3.2472 | 3.7183 | 0 | 0 | 0 | 1.4893 | 0.20694 | 1.6963 | 3.2472 | 0 | 1.3729 | 0 | 0 | 0 | 0 | 0 | 0.5874 | 0 | 0 | 0.20694 | 0 | 0 | 0.18624
8267 | 2018-12-11 10:01 | 12 | Dezember | 10 | 345 | 7.6055 | 3.3946 | 5.5182 | 0 | 2.0874 | 0 | 0 | 0 | 0 | 3.3946 | 0 | 1.2071 | 0 | 0 | 0 | 0 | 0 | 0.47239 | 0 | 0 | 0.44402 | 0 | 0 | 0.39962
8268 | 2018-12-11 11:01 | 12 | Dezember | 11 | 345 | 7.8395 | 3.6337 | 5.1596 | 0 | 2.68 | 0 | 0 | 0 | 0 | 3.6337 | 0 | 0.39042 | 0 | 0 | 0 | 0 | 0 | 0.70241 | 0 | 0 | 0.43304 | 0 | 0 | 0.38973
8269 | 2018-12-11 12:01 | 12 | Dezember | 12 | 345 | 5.1483 | 3.6177 | 5.1483 | 0 | 0 | 0 | 0 | 0.24306 | 0.24306 | 3.6177 | 0 | 0 | 0 | 0 | 0 | 0 | 0 | 0.93243 | 0 | 0 | 0.84126 | 0 | 0 | 0.75713
8270 | 2018-12-11 13:01 | 12 | Dezember | 13 | 345 | 2.9122 | 2.9122 | 2.9122 | 0 | 0 | 0.45046 | 0.5874 | 1.1192 | 2.1571 | 3.3627 | 0 | 0 | 0 | 0 | 0 | 0 | 0 | 0.5874 | 0 | 0 | 1.1192 | 0 | 0 | 1.0073
8271 | 2018-12-11 14:01 | 12 | Dezember | 14 | 345 | 0.26002 | 0.26002 | 0.26002 | 0 | 0 | 2.9032 | 0.46282 | 0.99905 | 4.3651 | 3.1633 | 0 | 0.10928 | 0 | 0 | 0 | 0 | 0 | 0.35355 | 0 | 0 | 0.99905 | 0 | 0 | 0.89914
8272 | 2018-12-11 15:01 | 12 | Dezember | 15 | 345 | 0.065004 | 0.065004 | 0.065004 | 0 | 0 | 3.1183 | 1.0336 | 0.6033 | 4.7552 | 3.1833 | 0 | 0.68001 | 0 | 0 | 0 | 0 | 0 | 0.35355 | 0 | 0 | 0.6033 | 0 | 0 | 0.54297
8273 | 2018-12-11 16:01 | 12 | Dezember | 16 | 345 | 0 | 0 | 0 | 0 | 0 | 3.9202 | 1.8701 | 1.1803 | 6.9705 | 3.9202 | 0 | 1.2827 | 0 | 0 | 0 | 0 | 0 | 0.5874 | 0 | 0 | 1.1803 | 0 | 0 | 1.0622
8274 | 2018-12-11 17:01 | 12 | Dezember | 17 | 345 | 0 | 0 | 0 | 0 | 0 | 4.5158 | 1.8263 | 2.0695 | 8.4116 | 4.5158 | 0 | 1.1239 | 0 | 0 | 0 | 0 | 0 | 0.70241 | 0 | 0 | 2.0695 | 0 | 0 | 1.8626
8275 | 2018-12-11 18:01 | 12 | Dezember | 18 | 345 | 0 | 0 | 0 | 0 | 0 | 4.5308 | 1.6303 | 2.6644 | 8.8255 | 4.5308 | 0 | 0.92793 | 0 | 0 | 0 | 0 | 0 | 0.70241 | 0 | 0 | 2.6644 | 0 | 0 | 2.398
8276 | 2018-12-11 19:01 | 12 | Dezember | 19 | 345 | 0 | 0 | 0 | 0 | 0 | 3.744 | 1.6831 | 2.5359 | 7.9629 | 3.744 | 0 | 1.0957 | 0 | 0 | 0 | 0 | 0 | 0.5874 | 0 | 0 | 2.5359 | 0 | 0 | 2.2823
8277 | 2018-12-11 20:01 | 12 | Dezember | 20 | 345 | 0 | 0 | 0 | 0 | 0 | 2.9638 | 1.8158 | 1.8296 | 6.6093 | 2.9638 | 0 | 1.3435 | 0 | 0 | 0 | 0 | 0 | 0.47239 | 0 | 0 | 1.8296 | 0 | 0 | 1.6467
8278 | 2018-12-11 21:01 | 12 | Dezember | 21 | 345 | 0 | 0 | 0 | 0 | 0 | 2.7248 | 1.633 | 1.4543 | 5.8121 | 2.7248 | 0 | 1.3945 | 0 | 0 | 0 | 0 | 0 | 0.23853 | 0 | 0 | 1.4543 | 0 | 0 | 1.3089
8279 | 2018-12-11 22:01 | 12 | Dezember | 22 | 345 | 0 | 0 | 0 | 0 | 0 | 2.3419 | 1.8432 | 0.9957 | 5.1808 | 2.3419 | 0 | 1.6047 | 0 | 0 | 0 | 0 | 0 | 0.23853 | 0 | 0 | 0.9957 | 0 | 0 | 0.89613
8280 | 2018-12-11 23:01 | 12 | Dezember | 23 | 345 | 0 | 0 | 0 | 0 | 0 | 1.5819 | 1.9221 | 0.63126 | 4.1353 | 1.5819 | 0 | 1.7986 | 0 | 0 | 0 | 0 | 0 | 0.12352 | 0 | 0 | 0.63126 | 0 | 0 | 0.56813
8281 | 2018-12-12 00:01 | 12 | Dezember | 0 | 346 | 0 | 0 | 0 | 0 | 0 | 1.8112 | 1.9033 | 0.34706 | 4.0615 | 1.8112 | 0 | 1.7797 | 0 | 0 | 0 | 0 | 0 | 0.12352 | 0 | 0 | 0.34706 | 0 | 0 | 0.31235
8282 | 2018-12-12 01:01 | 12 | Dezember | 1 | 346 | 0 | 0 | 0 | 0 | 0 | 1.3598 | 2.0292 | 0.040439 | 3.4295 | 1.3598 | 0 | 1.9057 | 0 | 0 | 0 | 0 | 0 | 0.12352 | 0 | 0 | 0.040439 | 0 | 0 | 0.036395
8283 | 2018-12-12 02:01 | 12 | Dezember | 2 | 346 | 0 | 0 | 0 | 0 | 0 | 1.129 | 2.2232 | 0.042189 | 3.3944 | 1.129 | 0 | 1.9846 | 0 | 0 | 0 | 0 | 0 | 0.23853 | 0 | 0 | 0.042189 | 0 | 0 | 0.03797
8284 | 2018-12-12 03:01 | 12 | Dezember | 3 | 346 | 0 | 0 | 0 | 0 | 0 | 1.0481 | 2.2554 | 0 | 3.3035 | 1.0481 | 0 | 2.0168 | 0 | 0 | 0 | 0 | 0 | 0.23853 | 0 | 0 | 0 | 0 | 0 | 0
8285 | 2018-12-12 04:01 | 12 | Dezember | 4 | 346 | 0 | 0 | 0 | 0 | 0 | 0.99814 | 2.5148 | 0 | 3.513 | 0.99814 | 0 | 2.0424 | 0 | 0 | 0 | 0 | 0 | 0.47239 | 0 | 0 | 0 | 0 | 0 | 0
8286 | 2018-12-12 05:01 | 12 | Dezember | 5 | 346 | 0 | 0 | 0 | 0 | 0 | 0.99607 | 2.7603 | 0 | 3.7563 | 0.99607 | 0 | 2.0579 | 0 | 0 | 0 | 0 | 0 | 0.70241 | 0 | 0 | 0 | 0 | 0 | 0
8287 | 2018-12-12 06:01 | 12 | Dezember | 6 | 346 | 0 | 0 | 0 | 0 | 0 | 1.044 | 3.1498 | 0 | 4.1938 | 1.044 | 0 | 1.9835 | 0 | 0 | 0 | 0 | 0 | 1.1663 | 0 | 0 | 0 | 0 | 0 | 0
8288 | 2018-12-12 07:01 | 12 | Dezember | 7 | 346 | 0.026002 | 0.026002 | 0.026002 | 0 | 0 | 1.2045 | 3.014 | 0 | 4.2185 | 1.2305 | 0 | 1.8477 | 0 | 0 | 0 | 0 | 0 | 1.1663 | 0 | 0 | 0 | 0 | 0 | 0
8289 | 2018-12-12 08:01 | 12 | Dezember | 8 | 346 | 0.28602 | 0.28602 | 0.28602 | 0 | 0 | 1.7385 | 1.9725 | 0 | 3.711 | 2.0245 | 0 | 1.0401 | 0 | 0 | 0 | 0 | 0 | 0.93243 | 0 | 0 | 0 | 0 | 0 | 0
8290 | 2018-12-12 09:01 | 12 | Dezember | 9 | 346 | 0.61104 | 0.61104 | 0.61104 | 0 | 0 | 2.4435 | 0.84962 | 0.20694 | 3.5001 | 3.0545 | 0 | 0.26222 | 0 | 0 | 0 | 0 | 0 | 0.5874 | 0 | 0 | 0.20694 | 0 | 0 | 0.18624
8291 | 2018-12-12 10:01 | 12 | Dezember | 10 | 346 | 0.94906 | 0.94906 | 0.94906 | 0 | 0 | 2.8407 | 0.47239 | 0.44402 | 3.7572 | 3.7898 | 0 | 0 | 0 | 0 | 0 | 0 | 0 | 0.47239 | 0 | 0 | 0.44402 | 0 | 0 | 0.39962
8292 | 2018-12-12 11:01 | 12 | Dezember | 11 | 346 | 1.1441 | 1.1441 | 1.1441 | 0 | 0 | 3.2352 | 0.70241 | 0.43304 | 4.3706 | 4.3793 | 0 | 0 | 0 | 0 | 0 | 0 | 0 | 0.70241 | 0 | 0 | 0.43304 | 0 | 0 | 0.38973
8293 | 2018-12-12 12:01 | 12 | Dezember | 12 | 346 | 1.0531 | 1.0531 | 1.0531 | 0 | 0 | 3.4071 | 0.93243 | 0.84126 | 5.1808 | 4.4602 | 0 | 0 | 0 | 0 | 0 | 0 | 0 | 0.93243 | 0 | 0 | 0.84126 | 0 | 0 | 0.75713
8294 | 2018-12-12 13:01 | 12 | Dezember | 13 | 346 | 0.83206 | 0.83206 | 0.83206 | 0 | 0 | 2.9341 | 0.5874 | 1.1192 | 4.6407 | 3.7661 | 0 | 0 | 0 | 0 | 0 | 0 | 0 | 0.5874 | 0 | 0 | 1.1192 | 0 | 0 | 1.0073
8295 | 2018-12-12 14:01 | 12 | Dezember | 14 | 346 | 0.49403 | 0.49403 | 0.49403 | 0 | 0 | 2.5116 | 0.62867 | 0.99905 | 4.1393 | 3.0056 | 0 | 0.27513 | 0 | 0 | 0 | 0 | 0 | 0.35355 | 0 | 0 | 0.99905 | 0 | 0 | 0.89914
8296 | 2018-12-12 15:01 | 12 | Dezember | 15 | 346 | 0.065004 | 0.065004 | 0.065004 | 0 | 0 | 2.5382 | 0.89427 | 0.6033 | 4.0357 | 2.6032 | 0 | 0.54072 | 0 | 0 | 0 | 0 | 0 | 0.35355 | 0 | 0 | 0.6033 | 0 | 0 | 0.54297
8297 | 2018-12-12 16:01 | 12 | Dezember | 16 | 346 | 0 | 0 | 0 | 0 | 0 | 2.3991 | 1.7495 | 1.1803 | 5.3289 | 2.3991 | 0 | 1.1621 | 0 | 0 | 0 | 0 | 0 | 0.5874 | 0 | 0 | 1.1803 | 0 | 0 | 1.0622
8298 | 2018-12-12 17:01 | 12 | Dezember | 17 | 346 | 0 | 0 | 0 | 0 | 0 | 2.7907 | 1.7943 | 2.0695 | 6.6546 | 2.7907 | 0 | 1.0919 | 0 | 0 | 0 | 0 | 0 | 0.70241 | 0 | 0 | 2.0695 | 0 | 0 | 1.8626
8299 | 2018-12-12 18:01 | 12 | Dezember | 18 | 346 | 0 | 0 | 0 | 0 | 0 | 3.4235 | 1.5278 | 2.6644 | 7.6156 | 3.4235 | 0 | 0.82538 | 0 | 0 | 0 | 0 | 0 | 0.70241 | 0 | 0 | 2.6644 | 0 | 0 | 2.398
8300 | 2018-12-12 19:01 | 12 | Dezember | 19 | 346 | 0 | 0 | 0 | 0 | 0 | 3.8331 | 1.3858 | 2.5359 | 7.7548 | 3.8331 | 0 | 0.79841 | 0 | 0 | 0 | 0 | 0 | 0.5874 | 0 | 0 | 2.5359 | 0 | 0 | 2.2823
8301 | 2018-12-12 20:01 | 12 | Dezember | 20 | 346 | 0 | 0 | 0 | 0 | 0 | 3.5002 | 1.4824 | 1.8296 | 6.8122 | 3.5002 | 0 | 1.01 | 0 | 0 | 0 | 0 | 0 | 0.47239 | 0 | 0 | 1.8296 | 0 | 0 | 1.6467
8302 | 2018-12-12 21:01 | 12 | Dezember | 21 | 346 | 0 | 0 | 0 | 0 | 0 | 2.9932 | 1.4158 | 1.4543 | 5.8633 | 2.9932 | 0 | 1.1773 | 0 | 0 | 0 | 0 | 0 | 0.23853 | 0 | 0 | 1.4543 | 0 | 0 | 1.3089
8303 | 2018-12-12 22:01 | 12 | Dezember | 22 | 346 | 0 | 0 | 0 | 0 | 0 | 2.565 | 1.6794 | 0.9957 | 5.2402 | 2.565 | 0 | 1.4409 | 0 | 0 | 0 | 0 | 0 | 0.23853 | 0 | 0 | 0.9957 | 0 | 0 | 0.89613
8304 | 2018-12-12 23:01 | 12 | Dezember | 23 | 346 | 0 | 0 | 0 | 0 | 0 | 1.4016 | 1.9027 | 0.63126 | 3.9355 | 1.4016 | 0 | 1.7792 | 0 | 0 | 0 | 0 | 0 | 0.12352 | 0 | 0 | 0.63126 | 0 | 0 | 0.56813
8305 | 2018-12-13 00:01 | 12 | Dezember | 0 | 347 | 0 | 0 | 0 | 0 | 0 | 1.0888 | 2.0287 | 0.34706 | 3.4645 | 1.0888 | 0 | 1.9051 | 0 | 0 | 0 | 0 | 0 | 0.12352 | 0 | 0 | 0.34706 | 0 | 0 | 0.31235
8306 | 2018-12-13 01:01 | 12 | Dezember | 1 | 347 | 0 | 0 | 0 | 0 | 0 | 1.0151 | 2.104 | 0.040439 | 3.1596 | 1.0151 | 0 | 1.9805 | 0 | 0 | 0 | 0 | 0 | 0.12352 | 0 | 0 | 0.040439 | 0 | 0 | 0.036395
8307 | 2018-12-13 02:01 | 12 | Dezember | 2 | 347 | 0 | 0 | 0 | 0 | 0 | 0.9935 | 2.2833 | 0.042189 | 3.319 | 0.9935 | 0 | 2.0448 | 0 | 0 | 0 | 0 | 0 | 0.23853 | 0 | 0 | 0.042189 | 0 | 0 | 0.03797
8308 | 2018-12-13 03:01 | 12 | Dezember | 3 | 347 | 0 | 0 | 0 | 0 | 0 | 1.0064 | 2.3105 | 0 | 3.3169 | 1.0064 | 0 | 2.072 | 0 | 0 | 0 | 0 | 0 | 0.23853 | 0 | 0 | 0 | 0 | 0 | 0
8309 | 2018-12-13 04:01 | 12 | Dezember | 4 | 347 | 0 | 0 | 0 | 0 | 0 | 1.1661 | 2.5404 | 0 | 3.7065 | 1.1661 | 0 | 2.068 | 0 | 0 | 0 | 0 | 0 | 0.47239 | 0 | 0 | 0 | 0 | 0 | 0
8310 | 2018-12-13 05:01 | 12 | Dezember | 5 | 347 | 0 | 0 | 0 | 0 | 0 | 2.0565 | 2.6119 | 0 | 4.6684 | 2.0565 | 0 | 1.9095 | 0 | 0 | 0 | 0 | 0 | 0.70241 | 0 | 0 | 0 | 0 | 0 | 0
8311 | 2018-12-13 06:01 | 12 | Dezember | 6 | 347 | 0 | 0 | 0 | 0 | 0 | 2.867 | 2.8554 | 0 | 5.7224 | 2.867 | 0 | 1.6891 | 0 | 0 | 0 | 0 | 0 | 1.1663 | 0 | 0 | 0 | 0 | 0 | 0
8312 | 2018-12-13 07:01 | 12 | Dezember | 7 | 347 | 0.026002 | 0.026002 | 0.026002 | 0 | 0 | 2.9255 | 2.7418 | 0 | 5.6673 | 2.9515 | 0 | 1.5755 | 0 | 0 | 0 | 0 | 0 | 1.1663 | 0 | 0 | 0 | 0 | 0 | 0
8313 | 2018-12-13 08:01 | 12 | Dezember | 8 | 347 | 0.16901 | 0.16901 | 0.16901 | 0 | 0 | 2.5702 | 2.6137 | 0 | 5.1839 | 2.7392 | 0 | 1.6813 | 0 | 0 | 0 | 0 | 0 | 0.93243 | 0 | 0 | 0 | 0 | 0 | 0
8314 | 2018-12-13 09:01 | 12 | Dezember | 9 | 347 | 0.71505 | 0.71505 | 0.71505 | 0 | 0 | 1.8804 | 2.2956 | 0.20694 | 4.383 | 2.5954 | 0 | 1.7082 | 0 | 0 | 0 | 0 | 0 | 0.5874 | 0 | 0 | 0.20694 | 0 | 0 | 0.18624
8315 | 2018-12-13 10:01 | 12 | Dezember | 10 | 347 | 1.3911 | 1.3911 | 1.3911 | 0 | 0 | 1.2476 | 1.9378 | 0.44402 | 3.6294 | 2.6387 | 0 | 1.4654 | 0 | 0 | 0 | 0 | 0 | 0.47239 | 0 | 0 | 0.44402 | 0 | 0 | 0.39962
8316 | 2018-12-13 11:01 | 12 | Dezember | 11 | 347 | 2.2882 | 2.2882 | 2.2882 | 0 | 0 | 0.60562 | 1.6642 | 0.43304 | 2.7028 | 2.8938 | 0 | 0.96175 | 0 | 0 | 0 | 0 | 0 | 0.70241 | 0 | 0 | 0.43304 | 0 | 0 | 0.38973
8317 | 2018-12-13 12:01 | 12 | Dezember | 12 | 347 | 1.4561 | 1.4561 | 1.4561 | 0 | 0 | 1.4124 | 0.93243 | 0.84126 | 3.1861 | 2.8685 | 0 | 0 | 0 | 0 | 0 | 0 | 0 | 0.93243 | 0 | 0 | 0.84126 | 0 | 0 | 0.75713
8318 | 2018-12-13 13:01 | 12 | Dezember | 13 | 347 | 8.4766 | 2.5774 | 4.581 | 0 | 3.8955 | 0 | 0 | 0 | 0 | 2.5774 | 0 | 0.29699 | 0 | 0 | 0 | 0 | 0 | 0.5874 | 0 | 0 | 1.1192 | 0 | 0 | 1.0073
8319 | 2018-12-13 14:01 | 12 | Dezember | 14 | 347 | 5.5904 | 2.3605 | 4.5327 | 0 | 1.0577 | 0 | 0 | 0 | 0 | 2.3605 | 0 | 0.8196 | 0 | 0 | 0 | 0 | 0 | 0.35355 | 0 | 0 | 0.99905 | 0 | 0 | 0.89914
8320 | 2018-12-13 15:01 | 12 | Dezember | 15 | 347 | 0.14301 | 0.14301 | 0.14301 | 0 | 0 | 2.2257 | 1.415 | 0.6033 | 4.244 | 2.3687 | 0 | 1.0615 | 0 | 0 | 0 | 0 | 0 | 0.35355 | 0 | 0 | 0.6033 | 0 | 0 | 0.54297
8321 | 2018-12-13 16:01 | 12 | Dezember | 16 | 347 | 0 | 0 | 0 | 0 | 0 | 2.8515 | 1.791 | 1.1803 | 5.8228 | 2.8515 | 0 | 1.2036 | 0 | 0 | 0 | 0 | 0 | 0.5874 | 0 | 0 | 1.1803 | 0 | 0 | 1.0622
8322 | 2018-12-13 17:01 | 12 | Dezember | 17 | 347 | 0 | 0 | 0 | 0 | 0 | 3.6249 | 1.7408 | 2.0695 | 7.4352 | 3.6249 | 0 | 1.0383 | 0 | 0 | 0 | 0 | 0 | 0.70241 | 0 | 0 | 2.0695 | 0 | 0 | 1.8626
8323 | 2018-12-13 18:01 | 12 | Dezember | 18 | 347 | 0 | 0 | 0 | 0 | 0 | 4.0552 | 1.5035 | 2.6644 | 8.223 | 4.0552 | 0 | 0.80105 | 0 | 0 | 0 | 0 | 0 | 0.70241 | 0 | 0 | 2.6644 | 0 | 0 | 2.398
8324 | 2018-12-13 19:01 | 12 | Dezember | 19 | 347 | 0 | 0 | 0 | 0 | 0 | 3.6672 | 1.5004 | 2.5359 | 7.7035 | 3.6672 | 0 | 0.913 | 0 | 0 | 0 | 0 | 0 | 0.5874 | 0 | 0 | 2.5359 | 0 | 0 | 2.2823
8325 | 2018-12-13 20:01 | 12 | Dezember | 20 | 347 | 0 | 0 | 0 | 0 | 0 | 3.1055 | 1.6296 | 1.8296 | 6.5648 | 3.1055 | 0 | 1.1572 | 0 | 0 | 0 | 0 | 0 | 0.47239 | 0 | 0 | 1.8296 | 0 | 0 | 1.6467
8326 | 2018-12-13 21:01 | 12 | Dezember | 21 | 347 | 0 | 0 | 0 | 0 | 0 | 2.6047 | 1.5464 | 1.4543 | 5.6054 | 2.6047 | 0 | 1.3078 | 0 | 0 | 0 | 0 | 0 | 0.23853 | 0 | 0 | 1.4543 | 0 | 0 | 1.3089
8327 | 2018-12-13 22:01 | 12 | Dezember | 22 | 347 | 0 | 0 | 0 | 0 | 0 | 1.9807 | 1.8355 | 0.9957 | 4.812 | 1.9807 | 0 | 1.597 | 0 | 0 | 0 | 0 | 0 | 0.23853 | 0 | 0 | 0.9957 | 0 | 0 | 0.89613
8328 | 2018-12-13 23:01 | 12 | Dezember | 23 | 347 | 0 | 0 | 0 | 0 | 0 | 1.4016 | 1.9045 | 0.12317 | 3.4292 | 1.4016 | 0 | 1.781 | 0 | 0 | 0 | 0 | 0 | 0.12352 | 0 | 0 | 0.12317 | 0 | 0 | 0.11085
8329 | 2018-12-14 00:01 | 12 | Dezember | 0 | 348 | 0 | 0 | 0 | 0 | 0 | 1.0888 | 2.0004 | 0.091347 | 3.1805 | 1.0888 | 0 | 1.8768 | 0 | 0 | 0 | 0 | 0 | 0.12352 | 0 | 0 | 0.091347 | 0 | 0 | 0.082212
8330 | 2018-12-14 01:01 | 12 | Dezember | 1 | 348 | 0 | 0 | 0 | 0 | 0 | 1.0151 | 2.0309 | 0 | 3.046 | 1.0151 | 0 | 1.9074 | 0 | 0 | 0 | 0 | 0 | 0.12352 | 0 | 0 | 0 | 0 | 0 | 0
8331 | 2018-12-14 02:01 | 12 | Dezember | 2 | 348 | 0 | 0 | 0 | 0 | 0 | 0.9935 | 2.1804 | 0.11659 | 3.2905 | 0.9935 | 0 | 1.9418 | 0 | 0 | 0 | 0 | 0 | 0.23853 | 0 | 0 | 0.11659 | 0 | 0 | 0.10493
8332 | 2018-12-14 03:01 | 12 | Dezember | 3 | 348 | 0 | 0 | 0 | 0 | 0 | 1.0064 | 2.1777 | 0.042301 | 3.2264 | 1.0064 | 0 | 1.9392 | 0 | 0 | 0 | 0 | 0 | 0.23853 | 0 | 0 | 0.042301 | 0 | 0 | 0.038071
8333 | 2018-12-14 04:01 | 12 | Dezember | 4 | 348 | 0 | 0 | 0 | 0 | 0 | 1.1661 | 2.3929 | 0.039756 | 3.5987 | 1.1661 | 0 | 1.9205 | 0 | 0 | 0 | 0 | 0 | 0.47239 | 0 | 0 | 0.039756 | 0 | 0 | 0.035781
8334 | 2018-12-14 05:01 | 12 | Dezember | 5 | 348 | 0 | 0 | 0 | 0 | 0 | 2.0565 | 2.4502 | 0 | 4.5067 | 2.0565 | 0 | 1.7478 | 0 | 0 | 0 | 0 | 0 | 0.70241 | 0 | 0 | 0 | 0 | 0 | 0
8335 | 2018-12-14 06:01 | 12 | Dezember | 6 | 348 | 0 | 0 | 0 | 0 | 0 | 2.867 | 2.6797 | 0 | 5.5467 | 2.867 | 0 | 1.5134 | 0 | 0 | 0 | 0 | 0 | 1.1663 | 0 | 0 | 0 | 0 | 0 | 0
8336 | 2018-12-14 07:01 | 12 | Dezember | 7 | 348 | 0.026002 | 0.026002 | 0.026002 | 0 | 0 | 2.9255 | 2.5666 | 0 | 5.4921 | 2.9515 | 0 | 1.4003 | 0 | 0 | 0 | 0 | 0 | 1.1663 | 0 | 0 | 0 | 0 | 0 | 0
8337 | 2018-12-14 08:01 | 12 | Dezember | 8 | 348 | 0.19501 | 0.19501 | 0.19501 | 0 | 0 | 2.5442 | 2.4529 | 0 | 4.997 | 2.7392 | 0 | 1.5204 | 0 | 0 | 0 | 0 | 0 | 0.93243 | 0 | 0 | 0 | 0 | 0 | 0
8338 | 2018-12-14 09:01 | 12 | Dezember | 9 | 348 | 0.45503 | 0.45503 | 0.45503 | 0 | 0 | 2.1404 | 2.1041 | 0.16574 | 4.4102 | 2.5954 | 0 | 1.5167 | 0 | 0 | 0 | 0 | 0 | 0.5874 | 0 | 0 | 0.16574 | 0 | 0 | 0.14917
8339 | 2018-12-14 10:01 | 12 | Dezember | 10 | 348 | 0.76705 | 0.76705 | 0.76705 | 0 | 0 | 1.8717 | 1.941 | 0.39821 | 4.2109 | 2.6387 | 0 | 1.4686 | 0 | 0 | 0 | 0 | 0 | 0.47239 | 0 | 0 | 0.39821 | 0 | 0 | 0.35839
8340 | 2018-12-14 11:01 | 12 | Dezember | 11 | 348 | 1.0791 | 1.0791 | 1.0791 | 0 | 0 | 1.8147 | 2.083 | 0.39589 | 4.2936 | 2.8938 | 0 | 1.3806 | 0 | 0 | 0 | 0 | 0 | 0.70241 | 0 | 0 | 0.39589 | 0 | 0 | 0.3563
8341 | 2018-12-14 12:01 | 12 | Dezember | 12 | 348 | 0.92306 | 0.92306 | 0.92306 | 0 | 0 | 1.9455 | 2.2717 | 0.94478 | 5.162 | 2.8685 | 0 | 1.3393 | 0 | 0 | 0 | 0 | 0 | 0.93243 | 0 | 0 | 0.94478 | 0 | 0 | 0.8503
8342 | 2018-12-14 13:01 | 12 | Dezember | 13 | 348 | 8.4766 | 2.5774 | 4.5294 | 0 | 3.9472 | 0 | 0 | 0 | 0 | 2.5774 | 0 | 0 | 0 | 0 | 0 | 0 | 0 | 0.5874 | 0 | 0 | 1.3646 | 0 | 0 | 1.2281
8343 | 2018-12-14 14:01 | 12 | Dezember | 14 | 348 | 6.8255 | 2.3605 | 3.8906 | 0 | 2.9349 | 0 | 0 | 0 | 0 | 2.3605 | 0 | 0 | 0 | 0 | 0 | 0 | 0 | 0.35355 | 0 | 0 | 1.1765 | 0 | 0 | 1.0589
8344 | 2018-12-14 15:01 | 12 | Dezember | 15 | 348 | 0.33802 | 0.33802 | 0.33802 | 0 | 0 | 2.0307 | 0.61147 | 0.97242 | 3.6146 | 2.3687 | 0 | 0.25793 | 0 | 0 | 0 | 0 | 0 | 0.35355 | 0 | 0 | 0.97242 | 0 | 0 | 0.87517
8345 | 2018-12-14 16:01 | 12 | Dezember | 16 | 348 | 0 | 0 | 0 | 0 | 0 | 2.8515 | 1.6301 | 1.4586 | 5.9402 | 2.8515 | 0 | 1.0427 | 0 | 0 | 0 | 0 | 0 | 0.5874 | 0 | 0 | 1.4586 | 0 | 0 | 1.3127
8346 | 2018-12-14 17:01 | 12 | Dezember | 17 | 348 | 0 | 0 | 0 | 0 | 0 | 3.6249 | 1.6104 | 1.6556 | 6.8909 | 3.6249 | 0 | 0.908 | 0 | 0 | 0 | 0 | 0 | 0.70241 | 0 | 0 | 1.6556 | 0 | 0 | 1.49
8347 | 2018-12-14 18:01 | 12 | Dezember | 18 | 348 | 0 | 0 | 0 | 0 | 0 | 4.0552 | 1.3742 | 2.1629 | 7.5923 | 4.0552 | 0 | 0.67183 | 0 | 0 | 0 | 0 | 0 | 0.70241 | 0 | 0 | 2.1629 | 0 | 0 | 1.9466
8348 | 2018-12-14 19:01 | 12 | Dezember | 19 | 348 | 0 | 0 | 0 | 0 | 0 | 3.6672 | 1.3858 | 2.087 | 7.14 | 3.6672 | 0 | 0.79837 | 0 | 0 | 0 | 0 | 0 | 0.5874 | 0 | 0 | 2.087 | 0 | 0 | 1.8783
8349 | 2018-12-14 20:01 | 12 | Dezember | 20 | 348 | 0 | 0 | 0 | 0 | 0 | 3.1055 | 1.529 | 1.7154 | 6.35 | 3.1055 | 0 | 1.0567 | 0 | 0 | 0 | 0 | 0 | 0.47239 | 0 | 0 | 1.7154 | 0 | 0 | 1.5439
8350 | 2018-12-14 21:01 | 12 | Dezember | 21 | 348 | 0 | 0 | 0 | 0 | 0 | 2.6047 | 1.4454 | 1.2558 | 5.3058 | 2.6047 | 0 | 1.2068 | 0 | 0 | 0 | 0 | 0 | 0.23853 | 0 | 0 | 1.2558 | 0 | 0 | 1.1302
8351 | 2018-12-14 22:01 | 12 | Dezember | 22 | 348 | 0 | 0 | 0 | 0 | 0 | 1.9807 | 1.7484 | 0.75773 | 4.4868 | 1.9807 | 0 | 1.5099 | 0 | 0 | 0 | 0 | 0 | 0.23853 | 0 | 0 | 0.75773 | 0 | 0 | 0.68195
8352 | 2018-12-14 23:01 | 12 | Dezember | 23 | 348 | 0 | 0 | 0 | 0 | 0 | 1.4016 | 1.8317 | 0.49733 | 3.7306 | 1.4016 | 0 | 1.7081 | 0 | 0 | 0 | 0 | 0 | 0.12352 | 0 | 0 | 0.49733 | 0 | 0 | 0.4476
8353 | 2018-12-15 00:01 | 12 | Dezember | 0 | 349 | 0 | 0 | 0 | 0 | 0 | 1.0888 | 1.972 | 0 | 3.0609 | 1.0888 | 0 | 1.8485 | 0 | 0 | 0 | 0 | 0 | 0.12352 | 0 | 0 | 0 | 0 | 0 | 0
8354 | 2018-12-15 01:01 | 12 | Dezember | 1 | 349 | 0 | 0 | 0 | 0 | 0 | 1.0151 | 2.0472 | 0 | 3.0624 | 1.0151 | 0 | 1.9237 | 0 | 0 | 0 | 0 | 0 | 0.12352 | 0 | 0 | 0 | 0 | 0 | 0
8355 | 2018-12-15 02:01 | 12 | Dezember | 2 | 349 | 0 | 0 | 0 | 0 | 0 | 0.9935 | 2.1264 | 0.085531 | 3.2055 | 0.9935 | 0 | 2.0029 | 0 | 0 | 0 | 0 | 0 | 0.12352 | 0 | 0 | 0.085531 | 0 | 0 | 0.076978
8356 | 2018-12-15 03:01 | 12 | Dezember | 3 | 349 | 0 | 0 | 0 | 0 | 0 | 1.0064 | 2.1685 | 0.025909 | 3.2008 | 1.0064 | 0 | 2.045 | 0 | 0 | 0 | 0 | 0 | 0.12352 | 0 | 0 | 0.025909 | 0 | 0 | 0.023318
8357 | 2018-12-15 04:01 | 12 | Dezember | 4 | 349 | 0 | 0 | 0 | 0 | 0 | 1.1661 | 2.1649 | 0.055915 | 3.3869 | 1.1661 | 0 | 2.0414 | 0 | 0 | 0 | 0 | 0 | 0.12352 | 0 | 0 | 0.055915 | 0 | 0 | 0.050323
8358 | 2018-12-15 05:01 | 12 | Dezember | 5 | 349 | 0 | 0 | 0 | 0 | 0 | 2.0565 | 2.1229 | 0 | 4.1794 | 2.0565 | 0 | 1.8843 | 0 | 0 | 0 | 0 | 0 | 0.23853 | 0 | 0 | 0 | 0 | 0 | 0
8359 | 2018-12-15 06:01 | 12 | Dezember | 6 | 349 | 0 | 0 | 0 | 0 | 0 | 2.867 | 2.1531 | 0 | 5.0201 | 2.867 | 0 | 1.6807 | 0 | 0 | 0 | 0 | 0 | 0.47239 | 0 | 0 | 0 | 0 | 0 | 0
8360 | 2018-12-15 07:01 | 12 | Dezember | 7 | 349 | 0 | 0 | 0 | 0 | 0 | 2.9515 | 2.2705 | 0 | 5.2219 | 2.9515 | 0 | 1.568 | 0 | 0 | 0 | 0 | 0 | 0.70241 | 0 | 0 | 0 | 0 | 0 | 0
8361 | 2018-12-15 08:01 | 12 | Dezember | 8 | 349 | 0.42903 | 0.42903 | 0.42903 | 0 | 0 | 2.3102 | 2.39 | 0 | 4.7002 | 2.7392 | 0 | 1.6876 | 0 | 0 | 0 | 0 | 0 | 0.70241 | 0 | 0 | 0 | 0 | 0 | 0
8362 | 2018-12-15 09:01 | 12 | Dezember | 9 | 349 | 0.98807 | 0.98807 | 0.98807 | 0 | 0 | 1.6074 | 2.2824 | 0.27308 | 4.1628 | 2.5954 | 0 | 1.695 | 0 | 0 | 0 | 0 | 0 | 0.5874 | 0 | 0 | 0.27308 | 0 | 0 | 0.24577
8363 | 2018-12-15 10:01 | 12 | Dezember | 10 | 349 | 1.6251 | 1.6251 | 1.6251 | 0 | 0 | 1.0136 | 1.9888 | 0.57504 | 3.5774 | 2.6387 | 0 | 1.6314 | 0 | 0 | 0 | 0 | 0 | 0.35738 | 0 | 0 | 0.57504 | 0 | 0 | 0.51754
8364 | 2018-12-15 11:01 | 12 | Dezember | 11 | 349 | 1.8591 | 1.8591 | 1.8591 | 0 | 0 | 1.0346 | 2.1264 | 0.49448 | 3.6555 | 2.8938 | 0 | 1.539 | 0 | 0 | 0 | 0 | 0 | 0.5874 | 0 | 0 | 0.49448 | 0 | 0 | 0.44503
8365 | 2018-12-15 12:01 | 12 | Dezember | 12 | 349 | 1.8851 | 1.8851 | 1.8851 | 0 | 0 | 0.9834 | 2.1939 | 0.80292 | 3.9802 | 2.8685 | 0 | 1.4915 | 0 | 0 | 0 | 0 | 0 | 0.70241 | 0 | 0 | 0.80292 | 0 | 0 | 0.72263
8366 | 2018-12-15 13:01 | 12 | Dezember | 13 | 349 | 7.6445 | 2.5774 | 6.2591 | 0 | 1.3854 | 0 | 0 | 0 | 0 | 2.5774 | 0 | 1.551 | 0 | 0 | 0 | 0 | 0 | 0.70241 | 0 | 0 | 1.4283 | 0 | 0 | 1.2855
8367 | 2018-12-15 14:01 | 12 | Dezember | 14 | 349 | 6.2014 | 2.3605 | 5.6363 | 0 | 0.5651 | 0 | 0 | 0 | 0 | 2.3605 | 0 | 1.6616 | 0 | 0 | 0 | 0 | 0 | 0.5874 | 0 | 0 | 1.0268 | 0 | 0 | 0.92416
8368 | 2018-12-15 15:01 | 12 | Dezember | 15 | 349 | 0.37703 | 0.37703 | 0.37703 | 0 | 0 | 1.9917 | 2.2911 | 0.73184 | 5.0146 | 2.3687 | 0 | 1.7037 | 0 | 0 | 0 | 0 | 0 | 0.5874 | 0 | 0 | 0.73184 | 0 | 0 | 0.65866
8369 | 2018-12-15 16:01 | 12 | Dezember | 16 | 349 | 0 | 0 | 0 | 0 | 0 | 2.8515 | 2.6936 | 0.83299 | 6.3782 | 2.8515 | 0 | 1.6424 | 0 | 0 | 0 | 0 | 0 | 1.0513 | 0 | 0 | 0.83299 | 0 | 0 | 0.74969
8370 | 2018-12-15 17:01 | 12 | Dezember | 17 | 349 | 0 | 0 | 0 | 0 | 0 | 3.6249 | 2.311 | 1.2201 | 7.156 | 3.6249 | 0 | 1.4935 | 0 | 0 | 0 | 0 | 0 | 0.81742 | 0 | 0 | 1.2201 | 0 | 0 | 1.0981
8371 | 2018-12-15 18:01 | 12 | Dezember | 18 | 349 | 0 | 0 | 0 | 0 | 0 | 4.0552 | 1.7458 | 1.9034 | 7.7044 | 4.0552 | 0 | 1.2734 | 0 | 0 | 0 | 0 | 0 | 0.47239 | 0 | 0 | 1.9034 | 0 | 0 | 1.7131
8372 | 2018-12-15 19:01 | 12 | Dezember | 19 | 349 | 0 | 0 | 0 | 0 | 0 | 3.6672 | 1.872 | 1.7545 | 7.2936 | 3.6672 | 0 | 1.3996 | 0 | 0 | 0 | 0 | 0 | 0.47239 | 0 | 0 | 1.7545 | 0 | 0 | 1.579
8373 | 2018-12-15 20:01 | 12 | Dezember | 20 | 349 | 0 | 0 | 0 | 0 | 0 | 3.1055 | 1.9105 | 1.2804 | 6.2964 | 3.1055 | 0 | 1.672 | 0 | 0 | 0 | 0 | 0 | 0.23853 | 0 | 0 | 1.2804 | 0 | 0 | 1.1523
8374 | 2018-12-15 21:01 | 12 | Dezember | 21 | 349 | 0 | 0 | 0 | 0 | 0 | 2.6047 | 2.105 | 0.99691 | 5.7066 | 2.6047 | 0 | 1.8665 | 0 | 0 | 0 | 0 | 0 | 0.23853 | 0 | 0 | 0.99691 | 0 | 0 | 0.89722
8375 | 2018-12-15 22:01 | 12 | Dezember | 22 | 349 | 0 | 0 | 0 | 0 | 0 | 1.9807 | 2.3623 | 0.5535 | 4.8965 | 1.9807 | 0 | 2.1237 | 0 | 0 | 0 | 0 | 0 | 0.23853 | 0 | 0 | 0.5535 | 0 | 0 | 0.49815
8376 | 2018-12-15 23:01 | 12 | Dezember | 23 | 349 | 0 | 0 | 0 | 0 | 0 | 1.4016 | 2.43 | 0.49099 | 4.3226 | 1.4016 | 0 | 2.3065 | 0 | 0 | 0 | 0 | 0 | 0.12352 | 0 | 0 | 0.49099 | 0 | 0 | 0.44189
8377 | 2018-12-16 00:01 | 12 | Dezember | 0 | 350 | 0 | 0 | 0 | 0 | 0 | 1.0888 | 2.5403 | 0.59399 | 4.2231 | 1.0888 | 0 | 2.4168 | 0 | 0 | 0 | 0 | 0 | 0.12352 | 0 | 0 | 0.59399 | 0 | 0 | 0.53459
8378 | 2018-12-16 01:01 | 12 | Dezember | 1 | 350 | 0 | 0 | 0 | 0 | 0 | 1.0151 | 2.6155 | 0.39144 | 4.022 | 1.0151 | 0 | 2.4919 | 0 | 0 | 0 | 0 | 0 | 0.12352 | 0 | 0 | 0.39144 | 0 | 0 | 0.35229
8379 | 2018-12-16 02:01 | 12 | Dezember | 2 | 350 | 0 | 0 | 0 | 0 | 0 | 0.9935 | 2.6797 | 0.014074 | 3.6873 | 0.9935 | 0 | 2.5562 | 0 | 0 | 0 | 0 | 0 | 0.12352 | 0 | 0 | 0.014074 | 0 | 0 | 0.012667
8380 | 2018-12-16 03:01 | 12 | Dezember | 3 | 350 | 0 | 0 | 0 | 0 | 0 | 1.0064 | 2.692 | 0.026572 | 3.7249 | 1.0064 | 0 | 2.5685 | 0 | 0 | 0 | 0 | 0 | 0.12352 | 0 | 0 | 0.026572 | 0 | 0 | 0.023914
8381 | 2018-12-16 04:01 | 12 | Dezember | 4 | 350 | 0 | 0 | 0 | 0 | 0 | 1.1661 | 2.6885 | 0.02326 | 3.8778 | 1.1661 | 0 | 2.5649 | 0 | 0 | 0 | 0 | 0 | 0.12352 | 0 | 0 | 0.02326 | 0 | 0 | 0.020934
8382 | 2018-12-16 05:01 | 12 | Dezember | 5 | 350 | 0 | 0 | 0 | 0 | 0 | 2.0565 | 2.5173 | 0 | 4.5737 | 2.0565 | 0 | 2.3937 | 0 | 0 | 0 | 0 | 0 | 0.12352 | 0 | 0 | 0 | 0 | 0 | 0
8383 | 2018-12-16 06:01 | 12 | Dezember | 6 | 350 | 0 | 0 | 0 | 0 | 0 | 2.867 | 2.2996 | 0 | 5.1666 | 2.867 | 0 | 2.1761 | 0 | 0 | 0 | 0 | 0 | 0.12352 | 0 | 0 | 0 | 0 | 0 | 0
8384 | 2018-12-16 07:01 | 12 | Dezember | 7 | 350 | 0 | 0 | 0 | 0 | 0 | 2.9515 | 2.3024 | 0 | 5.2539 | 2.9515 | 0 | 2.0638 | 0 | 0 | 0 | 0 | 0 | 0.23853 | 0 | 0 | 0 | 0 | 0 | 0
8385 | 2018-12-16 08:01 | 12 | Dezember | 8 | 350 | 0.42903 | 0.42903 | 0.42903 | 0 | 0 | 2.3102 | 2.1617 | 0 | 4.4718 | 2.7392 | 0 | 1.8043 | 0 | 0 | 0 | 0 | 0 | 0.35738 | 0 | 0 | 0 | 0 | 0 | 0
8386 | 2018-12-16 09:01 | 12 | Dezember | 9 | 350 | 1.1051 | 1.1051 | 1.1051 | 0 | 0 | 1.4904 | 2.5276 | 0.29766 | 4.3156 | 2.5954 | 0 | 1.8252 | 0 | 0 | 0 | 0 | 0 | 0.70241 | 0 | 0 | 0.29766 | 0 | 0 | 0.2679
8387 | 2018-12-16 10:01 | 12 | Dezember | 10 | 350 | 1.9111 | 1.9111 | 1.9111 | 0 | 0 | 0.72759 | 2.1664 | 0.60708 | 3.5011 | 2.6387 | 0 | 1.464 | 0 | 0 | 0 | 0 | 0 | 0.70241 | 0 | 0 | 0.60708 | 0 | 0 | 0.54638
8388 | 2018-12-16 11:01 | 12 | Dezember | 11 | 350 | 2.3012 | 2.3012 | 2.3012 | 0 | 0 | 0.59262 | 1.6488 | 0.47745 | 2.7189 | 2.8938 | 0 | 0.71637 | 0 | 0 | 0 | 0 | 0 | 0.93243 | 0 | 0 | 0.47745 | 0 | 0 | 0.4297
8389 | 2018-12-16 12:01 | 12 | Dezember | 12 | 350 | 2.3662 | 2.3662 | 2.3662 | 0 | 0 | 0.50237 | 1.2858 | 0.51211 | 2.3003 | 2.8685 | 0 | 0.35341 | 0 | 0 | 0 | 0 | 0 | 0.93243 | 0 | 0 | 0.51211 | 0 | 0 | 0.4609
8390 | 2018-12-16 13:01 | 12 | Dezember | 13 | 350 | 1.6641 | 1.6641 | 1.6641 | 0 | 0 | 0.91329 | 1.065 | 0.70537 | 2.6837 | 2.5774 | 0 | 0.2476 | 0 | 0 | 0 | 0 | 0 | 0.81742 | 0 | 0 | 0.70537 | 0 | 0 | 0.63484
8391 | 2018-12-16 14:01 | 12 | Dezember | 14 | 350 | 0.84506 | 0.84506 | 0.84506 | 0 | 0 | 1.5154 | 1.0465 | 0.6733 | 3.2352 | 2.3605 | 0 | 0.4591 | 0 | 0 | 0 | 0 | 0 | 0.5874 | 0 | 0 | 0.6733 | 0 | 0 | 0.60597
8392 | 2018-12-16 15:01 | 12 | Dezember | 15 | 350 | 0.091006 | 0.091006 | 0.091006 | 0 | 0 | 2.2777 | 1.2992 | 0.691 | 4.2679 | 2.3687 | 0 | 0.82682 | 0 | 0 | 0 | 0 | 0 | 0.47239 | 0 | 0 | 0.691 | 0 | 0 | 0.6219
8393 | 2018-12-16 16:01 | 12 | Dezember | 16 | 350 | 0 | 0 | 0 | 0 | 0 | 2.8515 | 1.994 | 0.81723 | 5.6628 | 2.8515 | 0 | 1.4066 | 0 | 0 | 0 | 0 | 0 | 0.5874 | 0 | 0 | 0.81723 | 0 | 0 | 0.73551
8394 | 2018-12-16 17:01 | 12 | Dezember | 17 | 350 | 0 | 0 | 0 | 0 | 0 | 3.6249 | 2.0057 | 1.2113 | 6.8419 | 3.6249 | 0 | 1.3033 | 0 | 0 | 0 | 0 | 0 | 0.70241 | 0 | 0 | 1.2113 | 0 | 0 | 1.0901
8395 | 2018-12-16 18:01 | 12 | Dezember | 18 | 350 | 0 | 0 | 0 | 0 | 0 | 4.0552 | 1.8015 | 1.9407 | 7.7974 | 4.0552 | 0 | 1.0991 | 0 | 0 | 0 | 0 | 0 | 0.70241 | 0 | 0 | 1.9407 | 0 | 0 | 1.7466
8396 | 2018-12-16 19:01 | 12 | Dezember | 19 | 350 | 0 | 0 | 0 | 0 | 0 | 3.6672 | 1.7272 | 2.17 | 7.5644 | 3.6672 | 0 | 1.2548 | 0 | 0 | 0 | 0 | 0 | 0.47239 | 0 | 0 | 2.17 | 0 | 0 | 1.953
8397 | 2018-12-16 20:01 | 12 | Dezember | 20 | 350 | 0 | 0 | 0 | 0 | 0 | 3.1055 | 2.0286 | 1.905 | 7.0392 | 3.1055 | 0 | 1.5562 | 0 | 0 | 0 | 0 | 0 | 0.47239 | 0 | 0 | 1.905 | 0 | 0 | 1.7145
8398 | 2018-12-16 21:01 | 12 | Dezember | 21 | 350 | 0 | 0 | 0 | 0 | 0 | 2.6047 | 1.9889 | 1.5578 | 6.1514 | 2.6047 | 0 | 1.7504 | 0 | 0 | 0 | 0 | 0 | 0.23853 | 0 | 0 | 1.5578 | 0 | 0 | 1.402
8399 | 2018-12-16 22:01 | 12 | Dezember | 22 | 350 | 0 | 0 | 0 | 0 | 0 | 1.9807 | 2.3198 | 0.88022 | 5.1807 | 1.9807 | 0 | 2.0812 | 0 | 0 | 0 | 0 | 0 | 0.23853 | 0 | 0 | 0.88022 | 0 | 0 | 0.7922
8400 | 2018-12-16 23:01 | 12 | Dezember | 23 | 350 | 0 | 0 | 0 | 0 | 0 | 1.4016 | 2.4466 | 0.73599 | 4.5842 | 1.4016 | 0 | 2.3231 | 0 | 0 | 0 | 0 | 0 | 0.12352 | 0 | 0 | 0.73599 | 0 | 0 | 0.66239
8401 | 2018-12-17 00:01 | 12 | Dezember | 0 | 351 | 0 | 0 | 0 | 0 | 0 | 1.0888 | 2.6014 | 0.37687 | 4.0671 | 1.0888 | 0 | 2.4779 | 0 | 0 | 0 | 0 | 0 | 0.12352 | 0 | 0 | 0.37687 | 0 | 0 | 0.33918
8402 | 2018-12-17 01:01 | 12 | Dezember | 1 | 351 | 0 | 0 | 0 | 0 | 0 | 1.0151 | 2.7361 | 0.57442 | 4.3257 | 1.0151 | 0 | 2.6126 | 0 | 0 | 0 | 0 | 0 | 0.12352 | 0 | 0 | 0.57442 | 0 | 0 | 0.51697
8403 | 2018-12-17 02:01 | 12 | Dezember | 2 | 351 | 0 | 0 | 0 | 0 | 0 | 0.9935 | 2.9601 | 0.34995 | 4.3036 | 0.9935 | 0 | 2.7216 | 0 | 0 | 0 | 0 | 0 | 0.23853 | 0 | 0 | 0.34995 | 0 | 0 | 0.31496
8404 | 2018-12-17 03:01 | 12 | Dezember | 3 | 351 | 0 | 0 | 0 | 0 | 0 | 1.0064 | 3.0172 | 0 | 4.0235 | 1.0064 | 0 | 2.7786 | 0 | 0 | 0 | 0 | 0 | 0.23853 | 0 | 0 | 0 | 0 | 0 | 0
8405 | 2018-12-17 04:01 | 12 | Dezember | 4 | 351 | 0 | 0 | 0 | 0 | 0 | 1.1661 | 3.2775 | 0 | 4.4436 | 1.1661 | 0 | 2.8051 | 0 | 0 | 0 | 0 | 0 | 0.47239 | 0 | 0 | 0 | 0 | 0 | 0
8406 | 2018-12-17 05:01 | 12 | Dezember | 5 | 351 | 0 | 0 | 0 | 0 | 0 | 2.0565 | 3.3519 | 0 | 5.4084 | 2.0565 | 0 | 2.6495 | 0 | 0 | 0 | 0 | 0 | 0.70241 | 0 | 0 | 0 | 0 | 0 | 0
8407 | 2018-12-17 06:01 | 12 | Dezember | 6 | 351 | 0 | 0 | 0 | 0 | 0 | 2.867 | 3.6288 | 0 | 6.4958 | 2.867 | 0 | 2.4625 | 0 | 0 | 0 | 0 | 0 | 1.1663 | 0 | 0 | 0 | 0 | 0 | 0
8408 | 2018-12-17 07:01 | 12 | Dezember | 7 | 351 | 0 | 0 | 0 | 0 | 0 | 2.9515 | 3.5319 | 0 | 6.4834 | 2.9515 | 0 | 2.3656 | 0 | 0 | 0 | 0 | 0 | 1.1663 | 0 | 0 | 0 | 0 | 0 | 0
8409 | 2018-12-17 08:01 | 12 | Dezember | 8 | 351 | 0.74105 | 0.74105 | 0.74105 | 0 | 0 | 1.9981 | 3.2186 | 0 | 5.2168 | 2.7392 | 0 | 2.2862 | 0 | 0 | 0 | 0 | 0 | 0.93243 | 0 | 0 | 0 | 0 | 0 | 0
8410 | 2018-12-17 09:01 | 12 | Dezember | 9 | 351 | 1.6381 | 1.6381 | 1.6381 | 0 | 0 | 0.95733 | 2.142 | 0.20694 | 3.3062 | 2.5954 | 0 | 1.5546 | 0 | 0 | 0 | 0 | 0 | 0.5874 | 0 | 0 | 0.20694 | 0 | 0 | 0.18624
8411 | 2018-12-17 10:01 | 12 | Dezember | 10 | 351 | 2.5742 | 2.5742 | 2.5742 | 0 | 0 | 0.064547 | 2.3177 | 0.44402 | 2.8262 | 2.6387 | 0 | 1.8453 | 0 | 0 | 0 | 0 | 0 | 0.47239 | 0 | 0 | 0.44402 | 0 | 0 | 0.39962
8412 | 2018-12-17 11:01 | 12 | Dezember | 11 | 351 | 3.9523 | 2.8938 | 3.9523 | 0 | 0 | 0 | 0.75453 | 0.43304 | 1.1876 | 2.8938 | 0 | 1.1106 | 0 | 0 | 0 | 0 | 0 | 0.70241 | 0 | 0 | 0.43304 | 0 | 0 | 0.38973
8413 | 2018-12-17 12:01 | 12 | Dezember | 12 | 351 | 2.5352 | 2.5352 | 2.5352 | 0 | 0 | 0.33335 | 2.6623 | 0.84126 | 3.8369 | 2.8685 | 0 | 1.7298 | 0 | 0 | 0 | 0 | 0 | 0.93243 | 0 | 0 | 0.84126 | 0 | 0 | 0.75713
8414 | 2018-12-17 13:01 | 12 | Dezember | 13 | 351 | 1.8981 | 1.8981 | 1.8981 | 0 | 0 | 0.67928 | 2.0223 | 1.1192 | 3.8208 | 2.5774 | 0 | 1.4349 | 0 | 0 | 0 | 0 | 0 | 0.5874 | 0 | 0 | 1.1192 | 0 | 0 | 1.0073
8415 | 2018-12-17 14:01 | 12 | Dezember | 14 | 351 | 0.83206 | 0.83206 | 0.83206 | 0 | 0 | 1.5284 | 2.0676 | 0.99905 | 4.5951 | 2.3605 | 0 | 1.7141 | 0 | 0 | 0 | 0 | 0 | 0.35355 | 0 | 0 | 0.99905 | 0 | 0 | 0.89914
8416 | 2018-12-17 15:01 | 12 | Dezember | 15 | 351 | 0.091006 | 0.091006 | 0.091006 | 0 | 0 | 2.2777 | 2.4461 | 0.6033 | 5.3271 | 2.3687 | 0 | 2.0925 | 0 | 0 | 0 | 0 | 0 | 0.35355 | 0 | 0 | 0.6033 | 0 | 0 | 0.54297
8417 | 2018-12-17 16:01 | 12 | Dezember | 16 | 351 | 0 | 0 | 0 | 0 | 0 | 2.8515 | 2.7129 | 1.1803 | 6.7447 | 2.8515 | 0 | 2.1255 | 0 | 0 | 0 | 0 | 0 | 0.5874 | 0 | 0 | 1.1803 | 0 | 0 | 1.0622
8418 | 2018-12-17 17:01 | 12 | Dezember | 17 | 351 | 0 | 0 | 0 | 0 | 0 | 3.6249 | 2.6656 | 2.0695 | 8.3601 | 3.6249 | 0 | 1.9632 | 0 | 0 | 0 | 0 | 0 | 0.70241 | 0 | 0 | 2.0695 | 0 | 0 | 1.8626
8419 | 2018-12-17 18:01 | 12 | Dezember | 18 | 351 | 0 | 0 | 0 | 0 | 0 | 4.0552 | 2.4177 | 2.6644 | 9.1372 | 4.0552 | 0 | 1.7153 | 0 | 0 | 0 | 0 | 0 | 0.70241 | 0 | 0 | 2.6644 | 0 | 0 | 2.398
8420 | 2018-12-17 19:01 | 12 | Dezember | 19 | 351 | 0 | 0 | 0 | 0 | 0 | 3.6672 | 2.4133 | 2.5359 | 8.6164 | 3.6672 | 0 | 1.8259 | 0 | 0 | 0 | 0 | 0 | 0.5874 | 0 | 0 | 2.5359 | 0 | 0 | 2.2823
8421 | 2018-12-17 20:01 | 12 | Dezember | 20 | 351 | 0 | 0 | 0 | 0 | 0 | 3.1055 | 2.5393 | 1.8296 | 7.4744 | 3.1055 | 0 | 2.0669 | 0 | 0 | 0 | 0 | 0 | 0.47239 | 0 | 0 | 1.8296 | 0 | 0 | 1.6467
8422 | 2018-12-17 21:01 | 12 | Dezember | 21 | 351 | 0 | 0 | 0 | 0 | 0 | 2.6047 | 2.4395 | 1.4543 | 6.4985 | 2.6047 | 0 | 2.201 | 0 | 0 | 0 | 0 | 0 | 0.23853 | 0 | 0 | 1.4543 | 0 | 0 | 1.3089
8423 | 2018-12-17 22:01 | 12 | Dezember | 22 | 351 | 0 | 0 | 0 | 0 | 0 | 1.9807 | 2.7247 | 0.9957 | 5.7011 | 1.9807 | 0 | 2.4861 | 0 | 0 | 0 | 0 | 0 | 0.23853 | 0 | 0 | 0.9957 | 0 | 0 | 0.89613
8424 | 2018-12-17 23:01 | 12 | Dezember | 23 | 351 | 0 | 0 | 0 | 0 | 0 | 1.4016 | 2.7913 | 0.63126 | 4.8241 | 1.4016 | 0 | 2.6678 | 0 | 0 | 0 | 0 | 0 | 0.12352 | 0 | 0 | 0.63126 | 0 | 0 | 0.56813
8425 | 2018-12-18 00:01 | 12 | Dezember | 0 | 352 | 0 | 0 | 0 | 0 | 0 | 1.2903 | 2.7996 | 0.34706 | 4.4369 | 1.2903 | 0 | 2.676 | 0 | 0 | 0 | 0 | 0 | 0.12352 | 0 | 0 | 0.34706 | 0 | 0 | 0.31235
8426 | 2018-12-18 01:01 | 12 | Dezember | 1 | 352 | 0 | 0 | 0 | 0 | 0 | 1.0677 | 2.816 | 0.040439 | 3.9241 | 1.0677 | 0 | 2.6925 | 0 | 0 | 0 | 0 | 0 | 0.12352 | 0 | 0 | 0.040439 | 0 | 0 | 0.036395
8427 | 2018-12-18 02:01 | 12 | Dezember | 2 | 352 | 0 | 0 | 0 | 0 | 0 | 1.0182 | 2.9115 | 0.042189 | 3.9719 | 1.0182 | 0 | 2.673 | 0 | 0 | 0 | 0 | 0 | 0.23853 | 0 | 0 | 0.042189 | 0 | 0 | 0.03797
8428 | 2018-12-18 03:01 | 12 | Dezember | 3 | 352 | 0 | 0 | 0 | 0 | 0 | 0.99298 | 2.9019 | 0 | 3.8949 | 0.99298 | 0 | 2.6634 | 0 | 0 | 0 | 0 | 0 | 0.23853 | 0 | 0 | 0 | 0 | 0 | 0
8429 | 2018-12-18 04:01 | 12 | Dezember | 4 | 352 | 0 | 0 | 0 | 0 | 0 | 1.026 | 3.0991 | 0 | 4.1251 | 1.026 | 0 | 2.6267 | 0 | 0 | 0 | 0 | 0 | 0.47239 | 0 | 0 | 0 | 0 | 0 | 0
8430 | 2018-12-18 05:01 | 12 | Dezember | 5 | 352 | 0 | 0 | 0 | 0 | 0 | 1.2944 | 3.2436 | 0 | 4.5381 | 1.2944 | 0 | 2.5412 | 0 | 0 | 0 | 0 | 0 | 0.70241 | 0 | 0 | 0 | 0 | 0 | 0
8431 | 2018-12-18 06:01 | 12 | Dezember | 6 | 352 | 0 | 0 | 0 | 0 | 0 | 1.889 | 3.5066 | 0 | 5.3956 | 1.889 | 0 | 2.3403 | 0 | 0 | 0 | 0 | 0 | 1.1663 | 0 | 0 | 0 | 0 | 0 | 0
8432 | 2018-12-18 07:01 | 12 | Dezember | 7 | 352 | 0 | 0 | 0 | 0 | 0 | 2.6671 | 3.2213 | 0 | 5.8884 | 2.6671 | 0 | 2.055 | 0 | 0 | 0 | 0 | 0 | 1.1663 | 0 | 0 | 0 | 0 | 0 | 0
8433 | 2018-12-18 08:01 | 12 | Dezember | 8 | 352 | 0.19501 | 0.19501 | 0.19501 | 0 | 0 | 2.9255 | 2.6356 | 0 | 5.5611 | 3.1205 | 0 | 1.7032 | 0 | 0 | 0 | 0 | 0 | 0.93243 | 0 | 0 | 0 | 0 | 0 | 0
8434 | 2018-12-18 09:01 | 12 | Dezember | 9 | 352 | 0.57204 | 0.57204 | 0.57204 | 0 | 0 | 2.6752 | 2.0904 | 0.20694 | 4.9725 | 3.2472 | 0 | 1.503 | 0 | 0 | 0 | 0 | 0 | 0.5874 | 0 | 0 | 0.20694 | 0 | 0 | 0.18624
8435 | 2018-12-18 10:01 | 12 | Dezember | 10 | 352 | 0.91006 | 0.91006 | 0.91006 | 0 | 0 | 2.4845 | 1.8416 | 0.44402 | 4.7702 | 3.3946 | 0 | 1.3692 | 0 | 0 | 0 | 0 | 0 | 0.47239 | 0 | 0 | 0.44402 | 0 | 0 | 0.39962
8436 | 2018-12-18 11:01 | 12 | Dezember | 11 | 352 | 1.0661 | 1.0661 | 1.0661 | 0 | 0 | 2.5676 | 0.82883 | 0.43304 | 3.8295 | 3.6337 | 0 | 0.12642 | 0 | 0 | 0 | 0 | 0 | 0.70241 | 0 | 0 | 0.43304 | 0 | 0 | 0.38973
8437 | 2018-12-18 12:01 | 12 | Dezember | 12 | 352 | 1.0401 | 1.0401 | 1.0401 | 0 | 0 | 2.5776 | 0.93243 | 0.84126 | 4.3513 | 3.6177 | 0 | 0 | 0 | 0 | 0 | 0 | 0 | 0.93243 | 0 | 0 | 0.84126 | 0 | 0 | 0.75713
8438 | 2018-12-18 13:01 | 12 | Dezember | 13 | 352 | 0.72805 | 0.72805 | 0.72805 | 0 | 0 | 2.6346 | 0.5874 | 1.1192 | 4.3412 | 3.3627 | 0 | 0 | 0 | 0 | 0 | 0 | 0 | 0.5874 | 0 | 0 | 1.1192 | 0 | 0 | 1.0073
8439 | 2018-12-18 14:01 | 12 | Dezember | 14 | 352 | 0.42903 | 0.42903 | 0.42903 | 0 | 0 | 2.7342 | 1.0869 | 0.99905 | 4.8201 | 3.1633 | 0 | 0.73333 | 0 | 0 | 0 | 0 | 0 | 0.35355 | 0 | 0 | 0.99905 | 0 | 0 | 0.89914
8440 | 2018-12-18 15:01 | 12 | Dezember | 15 | 352 | 0.065004 | 0.065004 | 0.065004 | 0 | 0 | 3.1183 | 1.5636 | 0.6033 | 5.2853 | 3.1833 | 0 | 1.2101 | 0 | 0 | 0 | 0 | 0 | 0.35355 | 0 | 0 | 0.6033 | 0 | 0 | 0.54297
8441 | 2018-12-18 16:01 | 12 | Dezember | 16 | 352 | 0 | 0 | 0 | 0 | 0 | 3.9202 | 1.7782 | 1.1803 | 6.8786 | 3.9202 | 0 | 1.1908 | 0 | 0 | 0 | 0 | 0 | 0.5874 | 0 | 0 | 1.1803 | 0 | 0 | 1.0622
8442 | 2018-12-18 17:01 | 12 | Dezember | 17 | 352 | 0 | 0 | 0 | 0 | 0 | 4.5158 | 1.7983 | 2.0695 | 8.3836 | 4.5158 | 0 | 1.0958 | 0 | 0 | 0 | 0 | 0 | 0.70241 | 0 | 0 | 2.0695 | 0 | 0 | 1.8626
8443 | 2018-12-18 18:01 | 12 | Dezember | 18 | 352 | 0 | 0 | 0 | 0 | 0 | 4.5308 | 1.6523 | 2.6644 | 8.8475 | 4.5308 | 0 | 0.9499 | 0 | 0 | 0 | 0 | 0 | 0.70241 | 0 | 0 | 2.6644 | 0 | 0 | 2.398
8444 | 2018-12-18 19:01 | 12 | Dezember | 19 | 352 | 0 | 0 | 0 | 0 | 0 | 3.744 | 1.7601 | 2.5359 | 8.04 | 3.744 | 0 | 1.1727 | 0 | 0 | 0 | 0 | 0 | 0.5874 | 0 | 0 | 2.5359 | 0 | 0 | 2.2823
8445 | 2018-12-18 20:01 | 12 | Dezember | 20 | 352 | 0 | 0 | 0 | 0 | 0 | 2.9638 | 1.9604 | 1.8296 | 6.7539 | 2.9638 | 0 | 1.488 | 0 | 0 | 0 | 0 | 0 | 0.47239 | 0 | 0 | 1.8296 | 0 | 0 | 1.6467
8446 | 2018-12-18 21:01 | 12 | Dezember | 21 | 352 | 0 | 0 | 0 | 0 | 0 | 2.7248 | 1.8359 | 1.4543 | 6.015 | 2.7248 | 0 | 1.5973 | 0 | 0 | 0 | 0 | 0 | 0.23853 | 0 | 0 | 1.4543 | 0 | 0 | 1.3089
8447 | 2018-12-18 22:01 | 12 | Dezember | 22 | 352 | 0 | 0 | 0 | 0 | 0 | 2.3419 | 2.1 | 0.9957 | 5.4377 | 2.3419 | 0 | 1.8615 | 0 | 0 | 0 | 0 | 0 | 0.23853 | 0 | 0 | 0.9957 | 0 | 0 | 0.89613
8448 | 2018-12-18 23:01 | 12 | Dezember | 23 | 352 | 0 | 0 | 0 | 0 | 0 | 1.5819 | 2.2334 | 0.63126 | 4.4466 | 1.5819 | 0 | 2.1099 | 0 | 0 | 0 | 0 | 0 | 0.12352 | 0 | 0 | 0.63126 | 0 | 0 | 0.56813
8449 | 2018-12-19 00:01 | 12 | Dezember | 0 | 353 | 0 | 0 | 0 | 0 | 0 | 1.8112 | 2.3352 | 0.34706 | 4.4934 | 1.8112 | 0 | 2.2117 | 0 | 0 | 0 | 0 | 0 | 0.12352 | 0 | 0 | 0.34706 | 0 | 0 | 0.31235
8450 | 2018-12-19 01:01 | 12 | Dezember | 1 | 353 | 0 | 0 | 0 | 0 | 0 | 1.3598 | 2.6077 | 0.040439 | 4.008 | 1.3598 | 0 | 2.4841 | 0 | 0 | 0 | 0 | 0 | 0.12352 | 0 | 0 | 0.040439 | 0 | 0 | 0.036395
8451 | 2018-12-19 02:01 | 12 | Dezember | 2 | 353 | 0 | 0 | 0 | 0 | 0 | 1.129 | 2.9346 | 0.042189 | 4.1058 | 1.129 | 0 | 2.6961 | 0 | 0 | 0 | 0 | 0 | 0.23853 | 0 | 0 | 0.042189 | 0 | 0 | 0.03797
8452 | 2018-12-19 03:01 | 12 | Dezember | 3 | 353 | 0 | 0 | 0 | 0 | 0 | 1.0481 | 3.0558 | 0 | 4.1039 | 1.0481 | 0 | 2.8173 | 0 | 0 | 0 | 0 | 0 | 0.23853 | 0 | 0 | 0 | 0 | 0 | 0
8453 | 2018-12-19 04:01 | 12 | Dezember | 4 | 353 | 0 | 0 | 0 | 0 | 0 | 0.99814 | 3.3896 | 0 | 4.3877 | 0.99814 | 0 | 2.9172 | 0 | 0 | 0 | 0 | 0 | 0.47239 | 0 | 0 | 0 | 0 | 0 | 0
8454 | 2018-12-19 05:01 | 12 | Dezember | 5 | 353 | 0 | 0 | 0 | 0 | 0 | 0.99607 | 3.6946 | 0 | 4.6907 | 0.99607 | 0 | 2.9922 | 0 | 0 | 0 | 0 | 0 | 0.70241 | 0 | 0 | 0 | 0 | 0 | 0
8455 | 2018-12-19 06:01 | 12 | Dezember | 6 | 353 | 0 | 0 | 0 | 0 | 0 | 1.044 | 4.1458 | 0 | 5.1898 | 1.044 | 0 | 2.9796 | 0 | 0 | 0 | 0 | 0 | 1.1663 | 0 | 0 | 0 | 0 | 0 | 0
8456 | 2018-12-19 07:01 | 12 | Dezember | 7 | 353 | 0.026002 | 0.026002 | 0.026002 | 0 | 0 | 1.2045 | 4.0435 | 0 | 5.248 | 1.2305 | 0 | 2.8772 | 0 | 0 | 0 | 0 | 0 | 1.1663 | 0 | 0 | 0 | 0 | 0 | 0
8457 | 2018-12-19 08:01 | 12 | Dezember | 8 | 353 | 1.8981 | 1.8981 | 1.8981 | 0 | 0 | 0.1264 | 3.3135 | 0 | 3.4399 | 2.0245 | 0 | 2.381 | 0 | 0 | 0 | 0 | 0 | 0.93243 | 0 | 0 | 0 | 0 | 0 | 0
8458 | 2018-12-19 09:01 | 12 | Dezember | 9 | 353 | 2.8862 | 2.8862 | 2.8862 | 0 | 0 | 0.16834 | 2.4317 | 0.20694 | 2.8069 | 3.0545 | 0 | 1.8443 | 0 | 0 | 0 | 0 | 0 | 0.5874 | 0 | 0 | 0.20694 | 0 | 0 | 0.18624
8459 | 2018-12-19 10:01 | 12 | Dezember | 10 | 353 | 5.4734 | 3.7898 | 5.4734 | 0 | 0 | 0 | 0.37927 | 0.44402 | 0.82329 | 3.7898 | 0 | 1.5904 | 0 | 0 | 0 | 0 | 0 | 0.47239 | 0 | 0 | 0.44402 | 0 | 0 | 0.39962
8460 | 2018-12-19 11:01 | 12 | Dezember | 11 | 353 | 7.0465 | 4.3793 | 6.7589 | 0 | 0.28756 | 0 | 0 | 0 | 0 | 4.3793 | 0 | 1.2442 | 0 | 0 | 0 | 0 | 0 | 0.70241 | 0 | 0 | 0.43304 | 0 | 0 | 0.38973
8461 | 2018-12-19 12:01 | 12 | Dezember | 12 | 353 | 6.5914 | 4.4602 | 6.5914 | 0 | 0 | 0 | 0 | 0.51849 | 0.51849 | 4.4602 | 0 | 0.87608 | 0 | 0 | 0 | 0 | 0 | 0.93243 | 0 | 0 | 0.84126 | 0 | 0 | 0.75713
8462 | 2018-12-19 13:01 | 12 | Dezember | 13 | 353 | 5.4474 | 3.7661 | 5.4474 | 0 | 0 | 0 | 0 | 0.72689 | 0.72689 | 3.7661 | 0 | 0.70151 | 0 | 0 | 0 | 0 | 0 | 0.5874 | 0 | 0 | 1.1192 | 0 | 0 | 1.0073
8463 | 2018-12-19 14:01 | 12 | Dezember | 14 | 353 | 1.7551 | 1.7551 | 1.7551 | 0 | 0 | 1.2505 | 1.4216 | 0.99905 | 3.6712 | 3.0056 | 0 | 1.0681 | 0 | 0 | 0 | 0 | 0 | 0.35355 | 0 | 0 | 0.99905 | 0 | 0 | 0.89914
8464 | 2018-12-19 15:01 | 12 | Dezember | 15 | 353 | 0.065004 | 0.065004 | 0.065004 | 0 | 0 | 2.5382 | 1.8326 | 0.6033 | 4.9741 | 2.6032 | 0 | 1.4791 | 0 | 0 | 0 | 0 | 0 | 0.35355 | 0 | 0 | 0.6033 | 0 | 0 | 0.54297
8465 | 2018-12-19 16:01 | 12 | Dezember | 16 | 353 | 0 | 0 | 0 | 0 | 0 | 2.3991 | 2.8714 | 1.1803 | 6.4508 | 2.3991 | 0 | 2.284 | 0 | 0 | 0 | 0 | 0 | 0.5874 | 0 | 0 | 1.1803 | 0 | 0 | 1.0622
8466 | 2018-12-19 17:01 | 12 | Dezember | 17 | 353 | 0 | 0 | 0 | 0 | 0 | 2.7907 | 2.8893 | 2.0695 | 7.7496 | 2.7907 | 0 | 2.1869 | 0 | 0 | 0 | 0 | 0 | 0.70241 | 0 | 0 | 2.0695 | 0 | 0 | 1.8626
8467 | 2018-12-19 18:01 | 12 | Dezember | 18 | 353 | 0 | 0 | 0 | 0 | 0 | 3.4235 | 2.6015 | 2.6644 | 8.6894 | 3.4235 | 0 | 1.8991 | 0 | 0 | 0 | 0 | 0 | 0.70241 | 0 | 0 | 2.6644 | 0 | 0 | 2.398
8468 | 2018-12-19 19:01 | 12 | Dezember | 19 | 353 | 0 | 0 | 0 | 0 | 0 | 3.8331 | 2.417 | 2.5359 | 8.786 | 3.8331 | 0 | 1.8296 | 0 | 0 | 0 | 0 | 0 | 0.5874 | 0 | 0 | 2.5359 | 0 | 0 | 2.2823
8469 | 2018-12-19 20:01 | 12 | Dezember | 20 | 353 | 0 | 0 | 0 | 0 | 0 | 3.5002 | 2.4943 | 1.8296 | 7.8241 | 3.5002 | 0 | 2.0219 | 0 | 0 | 0 | 0 | 0 | 0.47239 | 0 | 0 | 1.8296 | 0 | 0 | 1.6467
8470 | 2018-12-19 21:01 | 12 | Dezember | 21 | 353 | 0 | 0 | 0 | 0 | 0 | 2.9932 | 2.395 | 1.4543 | 6.8426 | 2.9932 | 0 | 2.1565 | 0 | 0 | 0 | 0 | 0 | 0.23853 | 0 | 0 | 1.4543 | 0 | 0 | 1.3089
8471 | 2018-12-19 22:01 | 12 | Dezember | 22 | 353 | 0 | 0 | 0 | 0 | 0 | 2.565 | 2.6231 | 0.9957 | 6.1838 | 2.565 | 0 | 2.3846 | 0 | 0 | 0 | 0 | 0 | 0.23853 | 0 | 0 | 0.9957 | 0 | 0 | 0.89613
8472 | 2018-12-19 23:01 | 12 | Dezember | 23 | 353 | 0 | 0 | 0 | 0 | 0 | 1.4016 | 2.8092 | 0.63126 | 4.8421 | 1.4016 | 0 | 2.6857 | 0 | 0 | 0 | 0 | 0 | 0.12352 | 0 | 0 | 0.63126 | 0 | 0 | 0.56813
8473 | 2018-12-20 00:01 | 12 | Dezember | 0 | 354 | 0 | 0 | 0 | 0 | 0 | 1.0888 | 2.8141 | 0.34706 | 4.25 | 1.0888 | 0 | 2.6906 | 0 | 0 | 0 | 0 | 0 | 0.12352 | 0 | 0 | 0.34706 | 0 | 0 | 0.31235
8474 | 2018-12-20 01:01 | 12 | Dezember | 1 | 354 | 0 | 0 | 0 | 0 | 0 | 1.0151 | 2.7697 | 0.040439 | 3.8253 | 1.0151 | 0 | 2.6462 | 0 | 0 | 0 | 0 | 0 | 0.12352 | 0 | 0 | 0.040439 | 0 | 0 | 0.036395
8475 | 2018-12-20 02:01 | 12 | Dezember | 2 | 354 | 0 | 0 | 0 | 0 | 0 | 0.9935 | 2.8147 | 0.042189 | 3.8504 | 0.9935 | 0 | 2.5761 | 0 | 0 | 0 | 0 | 0 | 0.23853 | 0 | 0 | 0.042189 | 0 | 0 | 0.03797
8476 | 2018-12-20 03:01 | 12 | Dezember | 3 | 354 | 0 | 0 | 0 | 0 | 0 | 1.0064 | 2.7822 | 0 | 3.7886 | 1.0064 | 0 | 2.5437 | 0 | 0 | 0 | 0 | 0 | 0.23853 | 0 | 0 | 0 | 0 | 0 | 0
8477 | 2018-12-20 04:01 | 12 | Dezember | 4 | 354 | 0 | 0 | 0 | 0 | 0 | 1.1661 | 2.9534 | 0 | 4.1195 | 1.1661 | 0 | 2.481 | 0 | 0 | 0 | 0 | 0 | 0.47239 | 0 | 0 | 0 | 0 | 0 | 0
8478 | 2018-12-20 05:01 | 12 | Dezember | 5 | 354 | 0 | 0 | 0 | 0 | 0 | 2.0565 | 2.9701 | 0 | 5.0265 | 2.0565 | 0 | 2.2676 | 0 | 0 | 0 | 0 | 0 | 0.70241 | 0 | 0 | 0 | 0 | 0 | 0
8479 | 2018-12-20 06:01 | 12 | Dezember | 6 | 354 | 0 | 0 | 0 | 0 | 0 | 2.867 | 3.1748 | 0 | 6.0418 | 2.867 | 0 | 2.0086 | 0 | 0 | 0 | 0 | 0 | 1.1663 | 0 | 0 | 0 | 0 | 0 | 0
8480 | 2018-12-20 07:01 | 12 | Dezember | 7 | 354 | 0 | 0 | 0 | 0 | 0 | 2.9515 | 3.0492 | 0 | 6.0007 | 2.9515 | 0 | 1.8829 | 0 | 0 | 0 | 0 | 0 | 1.1663 | 0 | 0 | 0 | 0 | 0 | 0
8481 | 2018-12-20 08:01 | 12 | Dezember | 8 | 354 | 0.61104 | 0.61104 | 0.61104 | 0 | 0 | 2.1282 | 2.9061 | 0 | 5.0342 | 2.7392 | 0 | 1.9737 | 0 | 0 | 0 | 0 | 0 | 0.93243 | 0 | 0 | 0 | 0 | 0 | 0
8482 | 2018-12-20 09:01 | 12 | Dezember | 9 | 354 | 1.4301 | 1.4301 | 1.4301 | 0 | 0 | 1.1653 | 2.5799 | 0.20694 | 3.9522 | 2.5954 | 0 | 1.9925 | 0 | 0 | 0 | 0 | 0 | 0.5874 | 0 | 0 | 0.20694 | 0 | 0 | 0.18624
8483 | 2018-12-20 10:01 | 12 | Dezember | 10 | 354 | 2.3272 | 2.3272 | 2.3272 | 0 | 0 | 0.31156 | 2.3849 | 0.44402 | 3.1405 | 2.6387 | 0 | 1.9125 | 0 | 0 | 0 | 0 | 0 | 0.47239 | 0 | 0 | 0.44402 | 0 | 0 | 0.39962
8484 | 2018-12-20 11:01 | 12 | Dezember | 11 | 354 | 2.5482 | 2.5482 | 2.5482 | 0 | 0 | 0.3456 | 2.5854 | 0.43304 | 3.364 | 2.8938 | 0 | 1.883 | 0 | 0 | 0 | 0 | 0 | 0.70241 | 0 | 0 | 0.43304 | 0 | 0 | 0.38973
8485 | 2018-12-20 12:01 | 12 | Dezember | 12 | 354 | 2.6522 | 2.6522 | 2.6522 | 0 | 0 | 0.21635 | 2.6424 | 0.84126 | 3.7 | 2.8685 | 0 | 1.71 | 0 | 0 | 0 | 0 | 0 | 0.93243 | 0 | 0 | 0.84126 | 0 | 0 | 0.75713
8486 | 2018-12-20 13:01 | 12 | Dezember | 13 | 354 | 2.5872 | 2.5774 | 2.5872 | 0 | 0 | 0 | 2.3253 | 1.1192 | 3.4446 | 2.5774 | 0 | 1.7477 | 0 | 0 | 0 | 0 | 0 | 0.5874 | 0 | 0 | 1.1192 | 0 | 0 | 1.0073
8487 | 2018-12-20 14:01 | 12 | Dezember | 14 | 354 | 1.6251 | 1.6251 | 1.6251 | 0 | 0 | 0.73537 | 2.1264 | 0.99905 | 3.8609 | 2.3605 | 0 | 1.7729 | 0 | 0 | 0 | 0 | 0 | 0.35355 | 0 | 0 | 0.99905 | 0 | 0 | 0.89914
8488 | 2018-12-20 15:01 | 12 | Dezember | 15 | 354 | 0.14301 | 0.14301 | 0.14301 | 0 | 0 | 2.2257 | 2.1513 | 0.6033 | 4.9803 | 2.3687 | 0 | 1.7977 | 0 | 0 | 0 | 0 | 0 | 0.35355 | 0 | 0 | 0.6033 | 0 | 0 | 0.54297
8489 | 2018-12-20 16:01 | 12 | Dezember | 16 | 354 | 0 | 0 | 0 | 0 | 0 | 2.8515 | 2.3479 | 1.1803 | 6.3797 | 2.8515 | 0 | 1.7605 | 0 | 0 | 0 | 0 | 0 | 0.5874 | 0 | 0 | 1.1803 | 0 | 0 | 1.0622
8490 | 2018-12-20 17:01 | 12 | Dezember | 17 | 354 | 0 | 0 | 0 | 0 | 0 | 3.6249 | 2.2579 | 2.0695 | 7.9523 | 3.6249 | 0 | 1.5554 | 0 | 0 | 0 | 0 | 0 | 0.70241 | 0 | 0 | 2.0695 | 0 | 0 | 1.8626
8491 | 2018-12-20 18:01 | 12 | Dezember | 18 | 354 | 0 | 0 | 0 | 0 | 0 | 4.0552 | 1.983 | 2.6644 | 8.7025 | 4.0552 | 0 | 1.2805 | 0 | 0 | 0 | 0 | 0 | 0.70241 | 0 | 0 | 2.6644 | 0 | 0 | 2.398
8492 | 2018-12-20 19:01 | 12 | Dezember | 19 | 354 | 0 | 0 | 0 | 0 | 0 | 3.6672 | 1.9479 | 2.5359 | 8.151 | 3.6672 | 0 | 1.3605 | 0 | 0 | 0 | 0 | 0 | 0.5874 | 0 | 0 | 2.5359 | 0 | 0 | 2.2823
8493 | 2018-12-20 20:01 | 12 | Dezember | 20 | 354 | 0 | 0 | 0 | 0 | 0 | 3.1055 | 2.0568 | 1.8296 | 6.9919 | 3.1055 | 0 | 1.5844 | 0 | 0 | 0 | 0 | 0 | 0.47239 | 0 | 0 | 1.8296 | 0 | 0 | 1.6467
8494 | 2018-12-20 21:01 | 12 | Dezember | 21 | 354 | 0 | 0 | 0 | 0 | 0 | 2.6047 | 1.941 | 1.4543 | 6 | 2.6047 | 0 | 1.7024 | 0 | 0 | 0 | 0 | 0 | 0.23853 | 0 | 0 | 1.4543 | 0 | 0 | 1.3089
8495 | 2018-12-20 22:01 | 12 | Dezember | 22 | 354 | 0 | 0 | 0 | 0 | 0 | 1.9807 | 2.1937 | 0.9957 | 5.1701 | 1.9807 | 0 | 1.9551 | 0 | 0 | 0 | 0 | 0 | 0.23853 | 0 | 0 | 0.9957 | 0 | 0 | 0.89613
8496 | 2018-12-20 23:01 | 12 | Dezember | 23 | 354 | 0 | 0 | 0 | 0 | 0 | 1.4016 | 2.2438 | 0.12317 | 3.7686 | 1.4016 | 0 | 2.1203 | 0 | 0 | 0 | 0 | 0 | 0.12352 | 0 | 0 | 0.12317 | 0 | 0 | 0.11085
8497 | 2018-12-21 00:01 | 12 | Dezember | 0 | 355 | 0 | 0 | 0 | 0 | 0 | 1.0888 | 2.3082 | 0.091347 | 3.4884 | 1.0888 | 0 | 2.1847 | 0 | 0 | 0 | 0 | 0 | 0.12352 | 0 | 0 | 0.091347 | 0 | 0 | 0.082212
8498 | 2018-12-21 01:01 | 12 | Dezember | 1 | 355 | 0 | 0 | 0 | 0 | 0 | 1.0151 | 2.3681 | 0 | 3.3833 | 1.0151 | 0 | 2.2446 | 0 | 0 | 0 | 0 | 0 | 0.12352 | 0 | 0 | 0 | 0 | 0 | 0
8499 | 2018-12-21 02:01 | 12 | Dezember | 2 | 355 | 0 | 0 | 0 | 0 | 0 | 0.9935 | 2.5175 | 0.11659 | 3.6276 | 0.9935 | 0 | 2.2789 | 0 | 0 | 0 | 0 | 0 | 0.23853 | 0 | 0 | 0.11659 | 0 | 0 | 0.10493
8500 | 2018-12-21 03:01 | 12 | Dezember | 3 | 355 | 0 | 0 | 0 | 0 | 0 | 1.0064 | 2.5298 | 0.042301 | 3.5785 | 1.0064 | 0 | 2.2913 | 0 | 0 | 0 | 0 | 0 | 0.23853 | 0 | 0 | 0.042301 | 0 | 0 | 0.038071
8501 | 2018-12-21 04:01 | 12 | Dezember | 4 | 355 | 0 | 0 | 0 | 0 | 0 | 1.1661 | 2.7458 | 0.039756 | 3.9517 | 1.1661 | 0 | 2.2734 | 0 | 0 | 0 | 0 | 0 | 0.47239 | 0 | 0 | 0.039756 | 0 | 0 | 0.035781
8502 | 2018-12-21 05:01 | 12 | Dezember | 5 | 355 | 0 | 0 | 0 | 0 | 0 | 2.0565 | 2.7929 | 0 | 4.8494 | 2.0565 | 0 | 2.0905 | 0 | 0 | 0 | 0 | 0 | 0.70241 | 0 | 0 | 0 | 0 | 0 | 0
8503 | 2018-12-21 06:01 | 12 | Dezember | 6 | 355 | 0 | 0 | 0 | 0 | 0 | 2.867 | 3.0432 | 0 | 5.9102 | 2.867 | 0 | 1.8769 | 0 | 0 | 0 | 0 | 0 | 1.1663 | 0 | 0 | 0 | 0 | 0 | 0
8504 | 2018-12-21 07:01 | 12 | Dezember | 7 | 355 | 0 | 0 | 0 | 0 | 0 | 2.9515 | 2.918 | 0 | 5.8694 | 2.9515 | 0 | 1.7517 | 0 | 0 | 0 | 0 | 0 | 1.1663 | 0 | 0 | 0 | 0 | 0 | 0
8505 | 2018-12-21 08:01 | 12 | Dezember | 8 | 355 | 1.2741 | 1.2741 | 1.2741 | 0 | 0 | 1.4651 | 2.7077 | 0 | 4.1728 | 2.7392 | 0 | 1.7753 | 0 | 0 | 0 | 0 | 0 | 0.93243 | 0 | 0 | 0 | 0 | 0 | 0
8506 | 2018-12-21 09:01 | 12 | Dezember | 9 | 355 | 2.9382 | 2.5954 | 2.9382 | 0 | 0 | 0 | 1.8584 | 0.16574 | 2.0242 | 2.5954 | 0 | 1.6138 | 0 | 0 | 0 | 0 | 0 | 0.5874 | 0 | 0 | 0.16574 | 0 | 0 | 0.14917
8507 | 2018-12-21 10:01 | 12 | Dezember | 10 | 355 | 4.3163 | 2.6387 | 4.3163 | 0 | 0 | 0 | 0.33772 | 0.39821 | 0.73593 | 2.6387 | 0 | 1.5429 | 0 | 0 | 0 | 0 | 0 | 0.47239 | 0 | 0 | 0.39821 | 0 | 0 | 0.35839
8508 | 2018-12-21 11:01 | 12 | Dezember | 11 | 355 | 9.4126 | 2.8938 | 4.6771 | 0 | 4.7356 | 0 | 0 | 0 | 0 | 2.8938 | 0 | 0.685 | 0 | 0 | 0 | 0 | 0 | 0.70241 | 0 | 0 | 0.39589 | 0 | 0 | 0.3563
8509 | 2018-12-21 12:01 | 12 | Dezember | 12 | 355 | 8.5546 | 2.8685 | 4.7457 | 0 | 3.8088 | 0 | 0 | 0 | 0 | 2.8685 | 0 | 0 | 0 | 0 | 0 | 0 | 0 | 0.93243 | 0 | 0 | 0.94478 | 0 | 0 | 0.8503
8510 | 2018-12-21 13:01 | 12 | Dezember | 13 | 355 | 2.4962 | 2.4962 | 2.4962 | 0 | 0 | 0.081236 | 0.5874 | 1.3646 | 2.0332 | 2.5774 | 0 | 0 | 0 | 0 | 0 | 0 | 0 | 0.5874 | 0 | 0 | 1.3646 | 0 | 0 | 1.2281
8511 | 2018-12-21 14:01 | 12 | Dezember | 14 | 355 | 1.0661 | 1.0661 | 1.0661 | 0 | 0 | 1.2944 | 1.0104 | 1.1765 | 3.4814 | 2.3605 | 0 | 0.6569 | 0 | 0 | 0 | 0 | 0 | 0.35355 | 0 | 0 | 1.1765 | 0 | 0 | 1.0589
8512 | 2018-12-21 15:01 | 12 | Dezember | 15 | 355 | 0.065004 | 0.065004 | 0.065004 | 0 | 0 | 2.3037 | 1.2243 | 0.97242 | 4.5004 | 2.3687 | 0 | 0.87075 | 0 | 0 | 0 | 0 | 0 | 0.35355 | 0 | 0 | 0.97242 | 0 | 0 | 0.87517
8513 | 2018-12-21 16:01 | 12 | Dezember | 16 | 355 | 0 | 0 | 0 | 0 | 0 | 2.8515 | 1.7835 | 1.4586 | 6.0936 | 2.8515 | 0 | 1.1961 | 0 | 0 | 0 | 0 | 0 | 0.5874 | 0 | 0 | 1.4586 | 0 | 0 | 1.3127
8514 | 2018-12-21 17:01 | 12 | Dezember | 17 | 355 | 0 | 0 | 0 | 0 | 0 | 3.6249 | 1.7836 | 1.6556 | 7.0641 | 3.6249 | 0 | 1.0812 | 0 | 0 | 0 | 0 | 0 | 0.70241 | 0 | 0 | 1.6556 | 0 | 0 | 1.49
8515 | 2018-12-21 18:01 | 12 | Dezember | 18 | 355 | 0 | 0 | 0 | 0 | 0 | 4.0552 | 1.5692 | 2.1629 | 7.7873 | 4.0552 | 0 | 0.86682 | 0 | 0 | 0 | 0 | 0 | 0.70241 | 0 | 0 | 2.1629 | 0 | 0 | 1.9466
8516 | 2018-12-21 19:01 | 12 | Dezember | 19 | 355 | 0 | 0 | 0 | 0 | 0 | 3.6672 | 1.6085 | 2.087 | 7.3627 | 3.6672 | 0 | 1.0211 | 0 | 0 | 0 | 0 | 0 | 0.5874 | 0 | 0 | 2.087 | 0 | 0 | 1.8783
8517 | 2018-12-21 20:01 | 12 | Dezember | 20 | 355 | 0 | 0 | 0 | 0 | 0 | 3.1055 | 1.7764 | 1.7154 | 6.5973 | 3.1055 | 0 | 1.304 | 0 | 0 | 0 | 0 | 0 | 0.47239 | 0 | 0 | 1.7154 | 0 | 0 | 1.5439
8518 | 2018-12-21 21:01 | 12 | Dezember | 21 | 355 | 0 | 0 | 0 | 0 | 0 | 2.6047 | 1.705 | 1.2558 | 5.5654 | 2.6047 | 0 | 1.4664 | 0 | 0 | 0 | 0 | 0 | 0.23853 | 0 | 0 | 1.2558 | 0 | 0 | 1.1302
8519 | 2018-12-21 22:01 | 12 | Dezember | 22 | 355 | 0 | 0 | 0 | 0 | 0 | 1.9807 | 2.0315 | 0.75773 | 4.7699 | 1.9807 | 0 | 1.7929 | 0 | 0 | 0 | 0 | 0 | 0.23853 | 0 | 0 | 0.75773 | 0 | 0 | 0.68195
8520 | 2018-12-21 23:01 | 12 | Dezember | 23 | 355 | 0 | 0 | 0 | 0 | 0 | 1.4016 | 2.1408 | 0.49733 | 4.0397 | 1.4016 | 0 | 2.0173 | 0 | 0 | 0 | 0 | 0 | 0.12352 | 0 | 0 | 0.49733 | 0 | 0 | 0.4476
8521 | 2018-12-22 00:01 | 12 | Dezember | 0 | 356 | 0 | 0 | 0 | 0 | 0 | 1.0888 | 2.2944 | 0 | 3.3833 | 1.0888 | 0 | 2.1709 | 0 | 0 | 0 | 0 | 0 | 0.12352 | 0 | 0 | 0 | 0 | 0 | 0
8522 | 2018-12-22 01:01 | 12 | Dezember | 1 | 356 | 0 | 0 | 0 | 0 | 0 | 1.0151 | 2.3991 | 0 | 3.4142 | 1.0151 | 0 | 2.2756 | 0 | 0 | 0 | 0 | 0 | 0.12352 | 0 | 0 | 0 | 0 | 0 | 0
8523 | 2018-12-22 02:01 | 12 | Dezember | 2 | 356 | 0 | 0 | 0 | 0 | 0 | 0.9935 | 2.4931 | 0.085531 | 3.5721 | 0.9935 | 0 | 2.3695 | 0 | 0 | 0 | 0 | 0 | 0.12352 | 0 | 0 | 0.085531 | 0 | 0 | 0.076978
8524 | 2018-12-22 03:01 | 12 | Dezember | 3 | 356 | 0 | 0 | 0 | 0 | 0 | 1.0064 | 2.5352 | 0.025909 | 3.5675 | 1.0064 | 0 | 2.4117 | 0 | 0 | 0 | 0 | 0 | 0.12352 | 0 | 0 | 0.025909 | 0 | 0 | 0.023318
8525 | 2018-12-22 04:01 | 12 | Dezember | 4 | 356 | 0 | 0 | 0 | 0 | 0 | 1.1661 | 2.5622 | 0.055915 | 3.7842 | 1.1661 | 0 | 2.4387 | 0 | 0 | 0 | 0 | 0 | 0.12352 | 0 | 0 | 0.055915 | 0 | 0 | 0.050323
8526 | 2018-12-22 05:01 | 12 | Dezember | 5 | 356 | 0 | 0 | 0 | 0 | 0 | 2.0565 | 2.5397 | 0 | 4.5961 | 2.0565 | 0 | 2.3011 | 0 | 0 | 0 | 0 | 0 | 0.23853 | 0 | 0 | 0 | 0 | 0 | 0
8527 | 2018-12-22 06:01 | 12 | Dezember | 6 | 356 | 0 | 0 | 0 | 0 | 0 | 2.867 | 2.5756 | 0 | 5.4425 | 2.867 | 0 | 2.1032 | 0 | 0 | 0 | 0 | 0 | 0.47239 | 0 | 0 | 0 | 0 | 0 | 0
8528 | 2018-12-22 07:01 | 12 | Dezember | 7 | 356 | 0 | 0 | 0 | 0 | 0 | 2.9515 | 2.7254 | 0 | 5.6769 | 2.9515 | 0 | 2.023 | 0 | 0 | 0 | 0 | 0 | 0.70241 | 0 | 0 | 0 | 0 | 0 | 0
8529 | 2018-12-22 08:01 | 12 | Dezember | 8 | 356 | 0.58504 | 0.58504 | 0.58504 | 0 | 0 | 2.1542 | 2.6857 | 0 | 4.8399 | 2.7392 | 0 | 1.9833 | 0 | 0 | 0 | 0 | 0 | 0.70241 | 0 | 0 | 0 | 0 | 0 | 0
8530 | 2018-12-22 09:01 | 12 | Dezember | 9 | 356 | 1.4821 | 1.4821 | 1.4821 | 0 | 0 | 1.1133 | 1.3418 | 0.27308 | 2.7282 | 2.5954 | 0 | 0.75441 | 0 | 0 | 0 | 0 | 0 | 0.5874 | 0 | 0 | 0.27308 | 0 | 0 | 0.24577
8531 | 2018-12-22 10:01 | 12 | Dezember | 10 | 356 | 3.0942 | 2.6387 | 3.0942 | 0 | 0 | 0 | 0.44252 | 0.57504 | 1.0176 | 2.6387 | 0 | 0.54062 | 0 | 0 | 0 | 0 | 0 | 0.35738 | 0 | 0 | 0.57504 | 0 | 0 | 0.51754
8532 | 2018-12-22 11:01 | 12 | Dezember | 11 | 356 | 6.5524 | 2.8938 | 4.3807 | 0 | 2.1717 | 0 | 0 | 0 | 0 | 2.8938 | 0 | 0.40505 | 0 | 0 | 0 | 0 | 0 | 0.5874 | 0 | 0 | 0.49448 | 0 | 0 | 0.44503
8533 | 2018-12-22 12:01 | 12 | Dezember | 12 | 356 | 6.3444 | 2.8685 | 4.6825 | 0 | 1.6619 | 0 | 0 | 0 | 0 | 2.8685 | 0 | 0.30867 | 0 | 0 | 0 | 0 | 0 | 0.70241 | 0 | 0 | 0.80292 | 0 | 0 | 0.72263
8534 | 2018-12-22 13:01 | 12 | Dezember | 13 | 356 | 8.0475 | 2.5774 | 5.6955 | 0 | 2.3521 | 0 | 0 | 0 | 0 | 2.5774 | 0 | 0.98734 | 0 | 0 | 0 | 0 | 0 | 0.70241 | 0 | 0 | 1.4283 | 0 | 0 | 1.2855
8535 | 2018-12-22 14:01 | 12 | Dezember | 14 | 356 | 7.3585 | 2.3605 | 5.4671 | 0 | 1.8914 | 0 | 0 | 0 | 0 | 2.3605 | 0 | 1.4924 | 0 | 0 | 0 | 0 | 0 | 0.5874 | 0 | 0 | 1.0268 | 0 | 0 | 0.92416
8536 | 2018-12-22 15:01 | 12 | Dezember | 15 | 356 | 0.57204 | 0.57204 | 0.57204 | 0 | 0 | 1.7967 | 2.2883 | 0.73184 | 4.8168 | 2.3687 | 0 | 1.7009 | 0 | 0 | 0 | 0 | 0 | 0.5874 | 0 | 0 | 0.73184 | 0 | 0 | 0.65866
8537 | 2018-12-22 16:01 | 12 | Dezember | 16 | 356 | 0 | 0 | 0 | 0 | 0 | 2.8515 | 2.8017 | 0.83299 | 6.4862 | 2.8515 | 0 | 1.7504 | 0 | 0 | 0 | 0 | 0 | 1.0513 | 0 | 0 | 0.83299 | 0 | 0 | 0.74969
8538 | 2018-12-22 17:01 | 12 | Dezember | 17 | 356 | 0 | 0 | 0 | 0 | 0 | 3.6249 | 2.4385 | 1.2201 | 7.2836 | 3.6249 | 0 | 1.6211 | 0 | 0 | 0 | 0 | 0 | 0.81742 | 0 | 0 | 1.2201 | 0 | 0 | 1.0981
8539 | 2018-12-22 18:01 | 12 | Dezember | 18 | 356 | 0 | 0 | 0 | 0 | 0 | 4.0552 | 1.8949 | 1.9034 | 7.8535 | 4.0552 | 0 | 1.4225 | 0 | 0 | 0 | 0 | 0 | 0.47239 | 0 | 0 | 1.9034 | 0 | 0 | 1.7131
8540 | 2018-12-22 19:01 | 12 | Dezember | 19 | 356 | 0 | 0 | 0 | 0 | 0 | 3.6672 | 2.034 | 1.7545 | 7.4557 | 3.6672 | 0 | 1.5617 | 0 | 0 | 0 | 0 | 0 | 0.47239 | 0 | 0 | 1.7545 | 0 | 0 | 1.579
8541 | 2018-12-22 20:01 | 12 | Dezember | 20 | 356 | 0 | 0 | 0 | 0 | 0 | 3.1055 | 2.0675 | 1.2804 | 6.4534 | 3.1055 | 0 | 1.8289 | 0 | 0 | 0 | 0 | 0 | 0.23853 | 0 | 0 | 1.2804 | 0 | 0 | 1.1523
8542 | 2018-12-22 21:01 | 12 | Dezember | 21 | 356 | 0 | 0 | 0 | 0 | 0 | 2.6047 | 2.2296 | 0.99691 | 5.8312 | 2.6047 | 0 | 1.9911 | 0 | 0 | 0 | 0 | 0 | 0.23853 | 0 | 0 | 0.99691 | 0 | 0 | 0.89722
8543 | 2018-12-22 22:01 | 12 | Dezember | 22 | 356 | 0 | 0 | 0 | 0 | 0 | 1.9807 | 2.5553 | 0.5535 | 5.0896 | 1.9807 | 0 | 2.3168 | 0 | 0 | 0 | 0 | 0 | 0.23853 | 0 | 0 | 0.5535 | 0 | 0 | 0.49815
8544 | 2018-12-22 23:01 | 12 | Dezember | 23 | 356 | 0 | 0 | 0 | 0 | 0 | 1.4016 | 2.6493 | 0.49099 | 4.5418 | 1.4016 | 0 | 2.5257 | 0 | 0 | 0 | 0 | 0 | 0.12352 | 0 | 0 | 0.49099 | 0 | 0 | 0.44189
8545 | 2018-12-23 00:01 | 12 | Dezember | 0 | 357 | 0 | 0 | 0 | 0 | 0 | 1.0888 | 2.7729 | 0.59399 | 4.4557 | 1.0888 | 0 | 2.6494 | 0 | 0 | 0 | 0 | 0 | 0.12352 | 0 | 0 | 0.59399 | 0 | 0 | 0.53459
8546 | 2018-12-23 01:01 | 12 | Dezember | 1 | 357 | 0 | 0 | 0 | 0 | 0 | 1.0151 | 2.8327 | 0.39144 | 4.2393 | 1.0151 | 0 | 2.7092 | 0 | 0 | 0 | 0 | 0 | 0.12352 | 0 | 0 | 0.39144 | 0 | 0 | 0.35229
8547 | 2018-12-23 02:01 | 12 | Dezember | 2 | 357 | 0 | 0 | 0 | 0 | 0 | 0.9935 | 2.8969 | 0.014074 | 3.9044 | 0.9935 | 0 | 2.7733 | 0 | 0 | 0 | 0 | 0 | 0.12352 | 0 | 0 | 0.014074 | 0 | 0 | 0.012667
8548 | 2018-12-23 03:01 | 12 | Dezember | 3 | 357 | 0 | 0 | 0 | 0 | 0 | 1.0064 | 2.9241 | 0.026572 | 3.9571 | 1.0064 | 0 | 2.8006 | 0 | 0 | 0 | 0 | 0 | 0.12352 | 0 | 0 | 0.026572 | 0 | 0 | 0.023914
8549 | 2018-12-23 04:01 | 12 | Dezember | 4 | 357 | 0 | 0 | 0 | 0 | 0 | 1.1661 | 2.9065 | 0.02326 | 4.0958 | 1.1661 | 0 | 2.7829 | 0 | 0 | 0 | 0 | 0 | 0.12352 | 0 | 0 | 0.02326 | 0 | 0 | 0.020934
8550 | 2018-12-23 05:01 | 12 | Dezember | 5 | 357 | 0 | 0 | 0 | 0 | 0 | 2.0565 | 2.7545 | 0 | 4.811 | 2.0565 | 0 | 2.631 | 0 | 0 | 0 | 0 | 0 | 0.12352 | 0 | 0 | 0 | 0 | 0 | 0
8551 | 2018-12-23 06:01 | 12 | Dezember | 6 | 357 | 0 | 0 | 0 | 0 | 0 | 2.867 | 2.5423 | 0 | 5.4093 | 2.867 | 0 | 2.4188 | 0 | 0 | 0 | 0 | 0 | 0.12352 | 0 | 0 | 0 | 0 | 0 | 0
8552 | 2018-12-23 07:01 | 12 | Dezember | 7 | 357 | 0 | 0 | 0 | 0 | 0 | 2.9515 | 2.5626 | 0 | 5.5141 | 2.9515 | 0 | 2.3241 | 0 | 0 | 0 | 0 | 0 | 0.23853 | 0 | 0 | 0 | 0 | 0 | 0
8553 | 2018-12-23 08:01 | 12 | Dezember | 8 | 357 | 0.26002 | 0.26002 | 0.26002 | 0 | 0 | 2.4792 | 2.7358 | 0 | 5.215 | 2.7392 | 0 | 2.3784 | 0 | 0 | 0 | 0 | 0 | 0.35738 | 0 | 0 | 0 | 0 | 0 | 0
8554 | 2018-12-23 09:01 | 12 | Dezember | 9 | 357 | 0.71505 | 0.71505 | 0.71505 | 0 | 0 | 1.8804 | 2.9774 | 0.29766 | 5.1555 | 2.5954 | 0 | 2.275 | 0 | 0 | 0 | 0 | 0 | 0.70241 | 0 | 0 | 0.29766 | 0 | 0 | 0.2679
8555 | 2018-12-23 10:01 | 12 | Dezember | 10 | 357 | 1.0011 | 1.0011 | 1.0011 | 0 | 0 | 1.6377 | 2.8779 | 0.60708 | 5.1227 | 2.6387 | 0 | 2.1755 | 0 | 0 | 0 | 0 | 0 | 0.70241 | 0 | 0 | 0.60708 | 0 | 0 | 0.54638
8556 | 2018-12-23 11:01 | 12 | Dezember | 11 | 357 | 1.1571 | 1.1571 | 1.1571 | 0 | 0 | 1.7367 | 2.4271 | 0.47745 | 4.6413 | 2.8938 | 0 | 1.4947 | 0 | 0 | 0 | 0 | 0 | 0.93243 | 0 | 0 | 0.47745 | 0 | 0 | 0.4297
8557 | 2018-12-23 12:01 | 12 | Dezember | 12 | 357 | 1.1311 | 1.1311 | 1.1311 | 0 | 0 | 1.7374 | 2.1524 | 0.51211 | 4.402 | 2.8685 | 0 | 1.22 | 0 | 0 | 0 | 0 | 0 | 0.93243 | 0 | 0 | 0.51211 | 0 | 0 | 0.4609
8558 | 2018-12-23 13:01 | 12 | Dezember | 13 | 357 | 0.89706 | 0.89706 | 0.89706 | 0 | 0 | 1.6803 | 1.566 | 0.70537 | 3.9518 | 2.5774 | 0 | 0.74861 | 0 | 0 | 0 | 0 | 0 | 0.81742 | 0 | 0 | 0.70537 | 0 | 0 | 0.63484
8559 | 2018-12-23 14:01 | 12 | Dezember | 14 | 357 | 0.53304 | 0.53304 | 0.53304 | 0 | 0 | 1.8274 | 1.2166 | 0.6733 | 3.7174 | 2.3605 | 0 | 0.62923 | 0 | 0 | 0 | 0 | 0 | 0.5874 | 0 | 0 | 0.6733 | 0 | 0 | 0.60597
8560 | 2018-12-23 15:01 | 12 | Dezember | 15 | 357 | 0.091006 | 0.091006 | 0.091006 | 0 | 0 | 2.2777 | 1.4467 | 0.691 | 4.4154 | 2.3687 | 0 | 0.97431 | 0 | 0 | 0 | 0 | 0 | 0.47239 | 0 | 0 | 0.691 | 0 | 0 | 0.6219
8561 | 2018-12-23 16:01 | 12 | Dezember | 16 | 357 | 0 | 0 | 0 | 0 | 0 | 2.8515 | 2.3848 | 0.81723 | 6.0536 | 2.8515 | 0 | 1.7974 | 0 | 0 | 0 | 0 | 0 | 0.5874 | 0 | 0 | 0.81723 | 0 | 0 | 0.73551
8562 | 2018-12-23 17:01 | 12 | Dezember | 17 | 357 | 0 | 0 | 0 | 0 | 0 | 3.6249 | 2.4158 | 1.2113 | 7.252 | 3.6249 | 0 | 1.7134 | 0 | 0 | 0 | 0 | 0 | 0.70241 | 0 | 0 | 1.2113 | 0 | 0 | 1.0901
8563 | 2018-12-23 18:01 | 12 | Dezember | 18 | 357 | 0 | 0 | 0 | 0 | 0 | 4.0552 | 2.2479 | 1.9407 | 8.2437 | 4.0552 | 0 | 1.5455 | 0 | 0 | 0 | 0 | 0 | 0.70241 | 0 | 0 | 1.9407 | 0 | 0 | 1.7466
8564 | 2018-12-23 19:01 | 12 | Dezember | 19 | 357 | 0 | 0 | 0 | 0 | 0 | 3.6672 | 2.1866 | 2.17 | 8.0238 | 3.6672 | 0 | 1.7142 | 0 | 0 | 0 | 0 | 0 | 0.47239 | 0 | 0 | 2.17 | 0 | 0 | 1.953
8565 | 2018-12-23 20:01 | 12 | Dezember | 20 | 357 | 0 | 0 | 0 | 0 | 0 | 3.1055 | 2.498 | 1.905 | 7.5085 | 3.1055 | 0 | 2.0256 | 0 | 0 | 0 | 0 | 0 | 0.47239 | 0 | 0 | 1.905 | 0 | 0 | 1.7145
8566 | 2018-12-23 21:01 | 12 | Dezember | 21 | 357 | 0 | 0 | 0 | 0 | 0 | 2.6047 | 2.4707 | 1.5578 | 6.6332 | 2.6047 | 0 | 2.2322 | 0 | 0 | 0 | 0 | 0 | 0.23853 | 0 | 0 | 1.5578 | 0 | 0 | 1.402
8567 | 2018-12-23 22:01 | 12 | Dezember | 22 | 357 | 0 | 0 | 0 | 0 | 0 | 1.9807 | 2.8255 | 0.88022 | 5.6865 | 1.9807 | 0 | 2.587 | 0 | 0 | 0 | 0 | 0 | 0.23853 | 0 | 0 | 0.88022 | 0 | 0 | 0.7922
8568 | 2018-12-23 23:01 | 12 | Dezember | 23 | 357 | 0 | 0 | 0 | 0 | 0 | 1.4016 | 2.9489 | 0.73599 | 5.0864 | 1.4016 | 0 | 2.8253 | 0 | 0 | 0 | 0 | 0 | 0.12352 | 0 | 0 | 0.73599 | 0 | 0 | 0.66239
8569 | 2018-12-24 00:01 | 12 | Dezember | 0 | 358 | 0 | 0 | 0 | 0 | 0 | 1.0888 | 3.132 | 0.37687 | 4.5976 | 1.0888 | 0 | 3.0084 | 0 | 0 | 0 | 0 | 0 | 0.12352 | 0 | 0 | 0.37687 | 0 | 0 | 0.33918
8570 | 2018-12-24 01:01 | 12 | Dezember | 1 | 358 | 0 | 0 | 0 | 0 | 0 | 1.0151 | 3.2813 | 0.57442 | 4.8708 | 1.0151 | 0 | 3.1577 | 0 | 0 | 0 | 0 | 0 | 0.12352 | 0 | 0 | 0.57442 | 0 | 0 | 0.51697
8571 | 2018-12-24 02:01 | 12 | Dezember | 2 | 358 | 0 | 0 | 0 | 0 | 0 | 0.9935 | 3.535 | 0.34995 | 4.8784 | 0.9935 | 0 | 3.2964 | 0 | 0 | 0 | 0 | 0 | 0.23853 | 0 | 0 | 0.34995 | 0 | 0 | 0.31496
8572 | 2018-12-24 03:01 | 12 | Dezember | 3 | 358 | 0 | 0 | 0 | 0 | 0 | 1.0064 | 3.607 | 0 | 4.6134 | 1.0064 | 0 | 3.3684 | 0 | 0 | 0 | 0 | 0 | 0.23853 | 0 | 0 | 0 | 0 | 0 | 0
8573 | 2018-12-24 04:01 | 12 | Dezember | 4 | 358 | 0 | 0 | 0 | 0 | 0 | 1.1661 | 3.8829 | 0 | 5.049 | 1.1661 | 0 | 3.4105 | 0 | 0 | 0 | 0 | 0 | 0.47239 | 0 | 0 | 0 | 0 | 0 | 0
8574 | 2018-12-24 05:01 | 12 | Dezember | 5 | 358 | 0 | 0 | 0 | 0 | 0 | 2.0565 | 4.0063 | 0 | 6.0628 | 2.0565 | 0 | 3.3039 | 0 | 0 | 0 | 0 | 0 | 0.70241 | 0 | 0 | 0 | 0 | 0 | 0
8575 | 2018-12-24 06:01 | 12 | Dezember | 6 | 358 | 0 | 0 | 0 | 0 | 0 | 2.867 | 4.2885 | 0 | 7.1555 | 2.867 | 0 | 3.1222 | 0 | 0 | 0 | 0 | 0 | 1.1663 | 0 | 0 | 0 | 0 | 0 | 0
8576 | 2018-12-24 07:01 | 12 | Dezember | 7 | 358 | 0 | 0 | 0 | 0 | 0 | 2.9515 | 4.2388 | 0 | 7.1903 | 2.9515 | 0 | 3.0725 | 0 | 0 | 0 | 0 | 0 | 1.1663 | 0 | 0 | 0 | 0 | 0 | 0
8577 | 2018-12-24 08:01 | 12 | Dezember | 8 | 358 | 0.37703 | 0.37703 | 0.37703 | 0 | 0 | 2.3622 | 4.0107 | 0 | 6.3729 | 2.7392 | 0 | 3.0783 | 0 | 0 | 0 | 0 | 0 | 0.93243 | 0 | 0 | 0 | 0 | 0 | 0
8578 | 2018-12-24 09:01 | 12 | Dezember | 9 | 358 | 1.0401 | 1.0401 | 1.0401 | 0 | 0 | 1.5554 | 2.7547 | 0.20694 | 4.517 | 2.5954 | 0 | 2.1673 | 0 | 0 | 0 | 0 | 0 | 0.5874 | 0 | 0 | 0.20694 | 0 | 0 | 0.18624
8579 | 2018-12-24 10:01 | 12 | Dezember | 10 | 358 | 1.8331 | 1.8331 | 1.8331 | 0 | 0 | 0.8056 | 1.851 | 0.44402 | 3.1006 | 2.6387 | 0 | 1.3786 | 0 | 0 | 0 | 0 | 0 | 0.47239 | 0 | 0 | 0.44402 | 0 | 0 | 0.39962
8580 | 2018-12-24 11:01 | 12 | Dezember | 11 | 358 | 1.7031 | 1.7031 | 1.7031 | 0 | 0 | 1.1907 | 1.8366 | 0.43304 | 3.4603 | 2.8938 | 0 | 1.1342 | 0 | 0 | 0 | 0 | 0 | 0.70241 | 0 | 0 | 0.43304 | 0 | 0 | 0.38973
8581 | 2018-12-24 12:01 | 12 | Dezember | 12 | 358 | 1.8331 | 1.8331 | 1.8331 | 0 | 0 | 1.0354 | 1.9869 | 0.84126 | 3.8635 | 2.8685 | 0 | 1.0544 | 0 | 0 | 0 | 0 | 0 | 0.93243 | 0 | 0 | 0.84126 | 0 | 0 | 0.75713
8582 | 2018-12-24 13:01 | 12 | Dezember | 13 | 358 | 1.4301 | 1.4301 | 1.4301 | 0 | 0 | 1.1473 | 1.9201 | 1.1192 | 4.1866 | 2.5774 | 0 | 1.3327 | 0 | 0 | 0 | 0 | 0 | 0.5874 | 0 | 0 | 1.1192 | 0 | 0 | 1.0073
8583 | 2018-12-24 14:01 | 12 | Dezember | 14 | 358 | 0.75405 | 0.75405 | 0.75405 | 0 | 0 | 1.6064 | 1.8268 | 0.99905 | 4.4323 | 2.3605 | 0 | 1.4733 | 0 | 0 | 0 | 0 | 0 | 0.35355 | 0 | 0 | 0.99905 | 0 | 0 | 0.89914
8584 | 2018-12-24 15:01 | 12 | Dezember | 15 | 358 | 0.091006 | 0.091006 | 0.091006 | 0 | 0 | 2.2777 | 2.3837 | 0.6033 | 5.2647 | 2.3687 | 0 | 2.0302 | 0 | 0 | 0 | 0 | 0 | 0.35355 | 0 | 0 | 0.6033 | 0 | 0 | 0.54297
8585 | 2018-12-24 16:01 | 12 | Dezember | 16 | 358 | 0 | 0 | 0 | 0 | 0 | 2.8515 | 3.2372 | 1.1803 | 7.269 | 2.8515 | 0 | 2.6498 | 0 | 0 | 0 | 0 | 0 | 0.5874 | 0 | 0 | 1.1803 | 0 | 0 | 1.0622
8586 | 2018-12-24 17:01 | 12 | Dezember | 17 | 358 | 0 | 0 | 0 | 0 | 0 | 3.6249 | 3.1942 | 2.0695 | 8.8886 | 3.6249 | 0 | 2.4918 | 0 | 0 | 0 | 0 | 0 | 0.70241 | 0 | 0 | 2.0695 | 0 | 0 | 1.8626
8587 | 2018-12-24 18:01 | 12 | Dezember | 18 | 358 | 0 | 0 | 0 | 0 | 0 | 4.0552 | 2.9673 | 2.6644 | 9.6869 | 4.0552 | 0 | 2.2649 | 0 | 0 | 0 | 0 | 0 | 0.70241 | 0 | 0 | 2.6644 | 0 | 0 | 2.398
8588 | 2018-12-24 19:01 | 12 | Dezember | 19 | 358 | 0 | 0 | 0 | 0 | 0 | 3.6672 | 2.9761 | 2.5359 | 9.1791 | 3.6672 | 0 | 2.3887 | 0 | 0 | 0 | 0 | 0 | 0.5874 | 0 | 0 | 2.5359 | 0 | 0 | 2.2823
8589 | 2018-12-24 20:01 | 12 | Dezember | 20 | 358 | 0 | 0 | 0 | 0 | 0 | 3.1055 | 3.1122 | 1.8296 | 8.0474 | 3.1055 | 0 | 2.6398 | 0 | 0 | 0 | 0 | 0 | 0.47239 | 0 | 0 | 1.8296 | 0 | 0 | 1.6467
8590 | 2018-12-24 21:01 | 12 | Dezember | 21 | 358 | 0 | 0 | 0 | 0 | 0 | 2.6047 | 3.025 | 1.4543 | 7.084 | 2.6047 | 0 | 2.7864 | 0 | 0 | 0 | 0 | 0 | 0.23853 | 0 | 0 | 1.4543 | 0 | 0 | 1.3089
8591 | 2018-12-24 22:01 | 12 | Dezember | 22 | 358 | 0 | 0 | 0 | 0 | 0 | 1.9807 | 3.3194 | 0.9957 | 6.2958 | 1.9807 | 0 | 3.0809 | 0 | 0 | 0 | 0 | 0 | 0.23853 | 0 | 0 | 0.9957 | 0 | 0 | 0.89613
8592 | 2018-12-24 23:01 | 12 | Dezember | 23 | 358 | 0 | 0 | 0 | 0 | 0 | 1.4016 | 3.3976 | 0.63126 | 5.4304 | 1.4016 | 0 | 3.274 | 0 | 0 | 0 | 0 | 0 | 0.12352 | 0 | 0 | 0.63126 | 0 | 0 | 0.56813
8593 | 2018-12-25 00:01 | 12 | Dezember | 0 | 359 | 0 | 0 | 0 | 0 | 0 | 1.2903 | 3.4202 | 0.34706 | 5.0576 | 1.2903 | 0 | 3.2967 | 0 | 0 | 0 | 0 | 0 | 0.12352 | 0 | 0 | 0.34706 | 0 | 0 | 0.31235
8594 | 2018-12-25 01:01 | 12 | Dezember | 1 | 359 | 0 | 0 | 0 | 0 | 0 | 1.0677 | 3.4506 | 0.040439 | 4.5587 | 1.0677 | 0 | 3.327 | 0 | 0 | 0 | 0 | 0 | 0.12352 | 0 | 0 | 0.040439 | 0 | 0 | 0.036395
8595 | 2018-12-25 02:01 | 12 | Dezember | 2 | 359 | 0 | 0 | 0 | 0 | 0 | 1.0182 | 3.5607 | 0.042189 | 4.6212 | 1.0182 | 0 | 3.3222 | 0 | 0 | 0 | 0 | 0 | 0.23853 | 0 | 0 | 0.042189 | 0 | 0 | 0.03797
8596 | 2018-12-25 03:01 | 12 | Dezember | 3 | 359 | 0 | 0 | 0 | 0 | 0 | 0.99298 | 3.551 | 0 | 4.544 | 0.99298 | 0 | 3.3125 | 0 | 0 | 0 | 0 | 0 | 0.23853 | 0 | 0 | 0 | 0 | 0 | 0
8597 | 2018-12-25 04:01 | 12 | Dezember | 4 | 359 | 0 | 0 | 0 | 0 | 0 | 1.026 | 3.7633 | 0 | 4.7892 | 1.026 | 0 | 3.2909 | 0 | 0 | 0 | 0 | 0 | 0.47239 | 0 | 0 | 0 | 0 | 0 | 0
8598 | 2018-12-25 05:01 | 12 | Dezember | 5 | 359 | 0 | 0 | 0 | 0 | 0 | 1.2944 | 3.9388 | 0 | 5.2332 | 1.2944 | 0 | 3.2364 | 0 | 0 | 0 | 0 | 0 | 0.70241 | 0 | 0 | 0 | 0 | 0 | 0
8599 | 2018-12-25 06:01 | 12 | Dezember | 6 | 359 | 0 | 0 | 0 | 0 | 0 | 1.889 | 4.2058 | 0 | 6.0948 | 1.889 | 0 | 3.0395 | 0 | 0 | 0 | 0 | 0 | 1.1663 | 0 | 0 | 0 | 0 | 0 | 0
8600 | 2018-12-25 07:01 | 12 | Dezember | 7 | 359 | 0 | 0 | 0 | 0 | 0 | 2.6671 | 3.941 | 0 | 6.6081 | 2.6671 | 0 | 2.7747 | 0 | 0 | 0 | 0 | 0 | 1.1663 | 0 | 0 | 0 | 0 | 0 | 0
8601 | 2018-12-25 08:01 | 12 | Dezember | 8 | 359 | 0.15601 | 0.15601 | 0.15601 | 0 | 0 | 2.9645 | 3.6607 | 0 | 6.6251 | 3.1205 | 0 | 2.7282 | 0 | 0 | 0 | 0 | 0 | 0.93243 | 0 | 0 | 0 | 0 | 0 | 0
8602 | 2018-12-25 09:01 | 12 | Dezember | 9 | 359 | 2.1581 | 2.1581 | 2.1581 | 0 | 0 | 1.0891 | 3.188 | 0.20694 | 4.484 | 3.2472 | 0 | 2.6005 | 0 | 0 | 0 | 0 | 0 | 0.5874 | 0 | 0 | 0.20694 | 0 | 0 | 0.18624
8603 | 2018-12-25 10:01 | 12 | Dezember | 10 | 359 | 6.0454 | 3.3946 | 6.0454 | 0 | 0 | 0 | 0.24818 | 0.44402 | 0.6922 | 3.3946 | 0 | 2.4266 | 0 | 0 | 0 | 0 | 0 | 0.47239 | 0 | 0 | 0.44402 | 0 | 0 | 0.39962
8604 | 2018-12-25 11:01 | 12 | Dezember | 11 | 359 | 11.9348 | 3.6337 | 7.0376 | 0 | 4.8972 | 0 | 0 | 0 | 0 | 3.6337 | 0 | 2.2685 | 0 | 0 | 0 | 0 | 0 | 0.70241 | 0 | 0 | 0.43304 | 0 | 0 | 0.38973
8605 | 2018-12-25 12:01 | 12 | Dezember | 12 | 359 | 7.5795 | 3.6177 | 7.5626 | 0 | 0.016902 | 0 | 0 | 0 | 0 | 3.6177 | 0 | 2.1712 | 0 | 0 | 0 | 0 | 0 | 0.93243 | 0 | 0 | 0.84126 | 0 | 0 | 0.75713
8606 | 2018-12-25 13:01 | 12 | Dezember | 13 | 359 | 3.6142 | 3.3627 | 3.6142 | 0 | 0 | 0 | 2.5469 | 1.1192 | 3.6661 | 3.3627 | 0 | 2.2111 | 0 | 0 | 0 | 0 | 0 | 0.5874 | 0 | 0 | 1.1192 | 0 | 0 | 1.0073
8607 | 2018-12-25 14:01 | 12 | Dezember | 14 | 359 | 1.6251 | 1.6251 | 1.6251 | 0 | 0 | 1.5381 | 2.6852 | 0.99905 | 5.2224 | 3.1633 | 0 | 2.3317 | 0 | 0 | 0 | 0 | 0 | 0.35355 | 0 | 0 | 0.99905 | 0 | 0 | 0.89914
8608 | 2018-12-25 15:01 | 12 | Dezember | 15 | 359 | 0.18201 | 0.18201 | 0.18201 | 0 | 0 | 3.0013 | 2.7617 | 0.6033 | 6.3664 | 3.1833 | 0 | 2.4082 | 0 | 0 | 0 | 0 | 0 | 0.35355 | 0 | 0 | 0.6033 | 0 | 0 | 0.54297
8609 | 2018-12-25 16:01 | 12 | Dezember | 16 | 359 | 0 | 0 | 0 | 0 | 0 | 3.9202 | 2.9181 | 1.1803 | 8.0186 | 3.9202 | 0 | 2.3307 | 0 | 0 | 0 | 0 | 0 | 0.5874 | 0 | 0 | 1.1803 | 0 | 0 | 1.0622
8610 | 2018-12-25 17:01 | 12 | Dezember | 17 | 359 | 0 | 0 | 0 | 0 | 0 | 4.5158 | 2.9266 | 2.0695 | 9.5119 | 4.5158 | 0 | 2.2242 | 0 | 0 | 0 | 0 | 0 | 0.70241 | 0 | 0 | 2.0695 | 0 | 0 | 1.8626
8611 | 2018-12-25 18:01 | 12 | Dezember | 18 | 359 | 0 | 0 | 0 | 0 | 0 | 4.5308 | 2.7549 | 2.6644 | 9.95 | 4.5308 | 0 | 2.0524 | 0 | 0 | 0 | 0 | 0 | 0.70241 | 0 | 0 | 2.6644 | 0 | 0 | 2.398
8612 | 2018-12-25 19:01 | 12 | Dezember | 19 | 359 | 0 | 0 | 0 | 0 | 0 | 3.744 | 2.8442 | 2.5359 | 9.1241 | 3.744 | 0 | 2.2568 | 0 | 0 | 0 | 0 | 0 | 0.5874 | 0 | 0 | 2.5359 | 0 | 0 | 2.2823
8613 | 2018-12-25 20:01 | 12 | Dezember | 20 | 359 | 0 | 0 | 0 | 0 | 0 | 2.9638 | 3.0539 | 1.8296 | 7.8474 | 2.9638 | 0 | 2.5815 | 0 | 0 | 0 | 0 | 0 | 0.47239 | 0 | 0 | 1.8296 | 0 | 0 | 1.6467
8614 | 2018-12-25 21:01 | 12 | Dezember | 21 | 359 | 0 | 0 | 0 | 0 | 0 | 2.7248 | 2.8239 | 1.4543 | 7.003 | 2.7248 | 0 | 2.5853 | 0 | 0 | 0 | 0 | 0 | 0.23853 | 0 | 0 | 1.4543 | 0 | 0 | 1.3089
8615 | 2018-12-25 22:01 | 12 | Dezember | 22 | 359 | 0 | 0 | 0 | 0 | 0 | 2.3419 | 3.0538 | 0.9957 | 6.3915 | 2.3419 | 0 | 2.8153 | 0 | 0 | 0 | 0 | 0 | 0.23853 | 0 | 0 | 0.9957 | 0 | 0 | 0.89613
8616 | 2018-12-25 23:01 | 12 | Dezember | 23 | 359 | 0 | 0 | 0 | 0 | 0 | 1.5819 | 3.1533 | 0.63126 | 5.3665 | 1.5819 | 0 | 3.0298 | 0 | 0 | 0 | 0 | 0 | 0.12352 | 0 | 0 | 0.63126 | 0 | 0 | 0.56813
8617 | 2018-12-26 00:01 | 12 | Dezember | 0 | 360 | 0 | 0 | 0 | 0 | 0 | 1.8112 | 3.2263 | 0.34706 | 5.3845 | 1.8112 | 0 | 3.1027 | 0 | 0 | 0 | 0 | 0 | 0.12352 | 0 | 0 | 0.34706 | 0 | 0 | 0.31235
8618 | 2018-12-26 01:01 | 12 | Dezember | 1 | 360 | 0 | 0 | 0 | 0 | 0 | 1.3598 | 3.3774 | 0.040439 | 4.7777 | 1.3598 | 0 | 3.2539 | 0 | 0 | 0 | 0 | 0 | 0.12352 | 0 | 0 | 0.040439 | 0 | 0 | 0.036395
8619 | 2018-12-26 02:01 | 12 | Dezember | 2 | 360 | 0 | 0 | 0 | 0 | 0 | 1.129 | 3.6287 | 0.042189 | 4.7999 | 1.129 | 0 | 3.3902 | 0 | 0 | 0 | 0 | 0 | 0.23853 | 0 | 0 | 0.042189 | 0 | 0 | 0.03797
8620 | 2018-12-26 03:01 | 12 | Dezember | 3 | 360 | 0 | 0 | 0 | 0 | 0 | 1.0481 | 3.6899 | 0 | 4.738 | 1.0481 | 0 | 3.4514 | 0 | 0 | 0 | 0 | 0 | 0.23853 | 0 | 0 | 0 | 0 | 0 | 0
8621 | 2018-12-26 04:01 | 12 | Dezember | 4 | 360 | 0 | 0 | 0 | 0 | 0 | 0.99814 | 3.9787 | 0 | 4.9768 | 0.99814 | 0 | 3.5063 | 0 | 0 | 0 | 0 | 0 | 0.47239 | 0 | 0 | 0 | 0 | 0 | 0
8622 | 2018-12-26 05:01 | 12 | Dezember | 5 | 360 | 0 | 0 | 0 | 0 | 0 | 0.99607 | 4.2539 | 0 | 5.25 | 0.99607 | 0 | 3.5515 | 0 | 0 | 0 | 0 | 0 | 0.70241 | 0 | 0 | 0 | 0 | 0 | 0
8623 | 2018-12-26 06:01 | 12 | Dezember | 6 | 360 | 0 | 0 | 0 | 0 | 0 | 1.044 | 4.6917 | 0 | 5.7357 | 1.044 | 0 | 3.5254 | 0 | 0 | 0 | 0 | 0 | 1.1663 | 0 | 0 | 0 | 0 | 0 | 0
8624 | 2018-12-26 07:01 | 12 | Dezember | 7 | 360 | 0.026002 | 0.026002 | 0.026002 | 0 | 0 | 1.2045 | 4.5921 | 0 | 5.7966 | 1.2305 | 0 | 3.4258 | 0 | 0 | 0 | 0 | 0 | 1.1663 | 0 | 0 | 0 | 0 | 0 | 0
8625 | 2018-12-26 08:01 | 12 | Dezember | 8 | 360 | 2.2882 | 2.0245 | 2.2882 | 0 | 0 | 0 | 3.9722 | 0 | 3.9722 | 2.0245 | 0 | 3.3034 | 0 | 0 | 0 | 0 | 0 | 0.93243 | 0 | 0 | 0 | 0 | 0 | 0
8626 | 2018-12-26 09:01 | 12 | Dezember | 9 | 360 | 7.8525 | 3.0545 | 6.8433 | 0 | 1.0092 | 0 | 0 | 0 | 0 | 3.0545 | 0 | 2.9945 | 0 | 0 | 0 | 0 | 0 | 0.5874 | 0 | 0 | 0.20694 | 0 | 0 | 0.18624
8627 | 2018-12-26 10:01 | 12 | Dezember | 10 | 360 | 7.0855 | 3.7898 | 7.0855 | 0 | 0 | 0 | 0.077099 | 0.44402 | 0.52112 | 3.7898 | 0 | 2.9004 | 0 | 0 | 0 | 0 | 0 | 0.47239 | 0 | 0 | 0.44402 | 0 | 0 | 0.39962
8628 | 2018-12-26 11:01 | 12 | Dezember | 11 | 360 | 1.1571 | 1.1571 | 1.1571 | 0 | 0 | 3.2222 | 3.4249 | 0.43304 | 7.0801 | 4.3793 | 0 | 2.7224 | 0 | 0 | 0 | 0 | 0 | 0.70241 | 0 | 0 | 0.43304 | 0 | 0 | 0.38973
8629 | 2018-12-26 12:01 | 12 | Dezember | 12 | 360 | 7.6835 | 4.4602 | 7.6835 | 0 | 0 | 0 | 0.40025 | 0.84126 | 1.2415 | 4.4602 | 0 | 2.6912 | 0 | 0 | 0 | 0 | 0 | 0.93243 | 0 | 0 | 0.84126 | 0 | 0 | 0.75713
8630 | 2018-12-26 13:01 | 12 | Dezember | 13 | 360 | 6.9815 | 3.7661 | 6.9815 | 0 | 0 | 0 | 0 | 0.40025 | 0.40025 | 3.7661 | 0 | 1.909 | 0 | 0 | 0 | 0 | 0 | 0.5874 | 0 | 0 | 1.1192 | 0 | 0 | 1.0073
8631 | 2018-12-26 14:01 | 12 | Dezember | 14 | 360 | 2.9772 | 2.9772 | 2.9772 | 0 | 0 | 0.028384 | 2.4264 | 0.99905 | 3.4538 | 3.0056 | 0 | 2.0729 | 0 | 0 | 0 | 0 | 0 | 0.35355 | 0 | 0 | 0.99905 | 0 | 0 | 0.89914
8632 | 2018-12-26 15:01 | 12 | Dezember | 15 | 360 | 0.40303 | 0.40303 | 0.40303 | 0 | 0 | 2.2001 | 3.0992 | 0.6033 | 5.9026 | 2.6032 | 0 | 2.7456 | 0 | 0 | 0 | 0 | 0 | 0.35355 | 0 | 0 | 0.6033 | 0 | 0 | 0.54297
8633 | 2018-12-26 16:01 | 12 | Dezember | 16 | 360 | 0 | 0 | 0 | 0 | 0 | 2.3991 | 3.6907 | 1.1803 | 7.2701 | 2.3991 | 0 | 3.1033 | 0 | 0 | 0 | 0 | 0 | 0.5874 | 0 | 0 | 1.1803 | 0 | 0 | 1.0622
8634 | 2018-12-26 17:01 | 12 | Dezember | 17 | 360 | 0 | 0 | 0 | 0 | 0 | 2.7907 | 3.7706 | 2.0695 | 8.6309 | 2.7907 | 0 | 3.0682 | 0 | 0 | 0 | 0 | 0 | 0.70241 | 0 | 0 | 2.0695 | 0 | 0 | 1.8626
8635 | 2018-12-26 18:01 | 12 | Dezember | 18 | 360 | 0 | 0 | 0 | 0 | 0 | 3.4235 | 3.5341 | 2.6644 | 9.6219 | 3.4235 | 0 | 2.8317 | 0 | 0 | 0 | 0 | 0 | 0.70241 | 0 | 0 | 2.6644 | 0 | 0 | 2.398
8636 | 2018-12-26 19:01 | 12 | Dezember | 19 | 360 | 0 | 0 | 0 | 0 | 0 | 3.8331 | 3.4109 | 2.5359 | 9.7799 | 3.8331 | 0 | 2.8235 | 0 | 0 | 0 | 0 | 0 | 0.5874 | 0 | 0 | 2.5359 | 0 | 0 | 2.2823
8637 | 2018-12-26 20:01 | 12 | Dezember | 20 | 360 | 0 | 0 | 0 | 0 | 0 | 3.5002 | 3.5295 | 1.8296 | 8.8594 | 3.5002 | 0 | 3.0571 | 0 | 0 | 0 | 0 | 0 | 0.47239 | 0 | 0 | 1.8296 | 0 | 0 | 1.6467
8638 | 2018-12-26 21:01 | 12 | Dezember | 21 | 360 | 0 | 0 | 0 | 0 | 0 | 2.9932 | 3.4729 | 1.4543 | 7.9204 | 2.9932 | 0 | 3.2343 | 0 | 0 | 0 | 0 | 0 | 0.23853 | 0 | 0 | 1.4543 | 0 | 0 | 1.3089
8639 | 2018-12-26 22:01 | 12 | Dezember | 22 | 360 | 0 | 0 | 0 | 0 | 0 | 2.565 | 3.7562 | 0.9957 | 7.317 | 2.565 | 0 | 3.5177 | 0 | 0 | 0 | 0 | 0 | 0.23853 | 0 | 0 | 0.9957 | 0 | 0 | 0.89613
8640 | 2018-12-26 23:01 | 12 | Dezember | 23 | 360 | 0 | 0 | 0 | 0 | 0 | 1.4016 | 3.9815 | 0.63126 | 6.0144 | 1.4016 | 0 | 3.858 | 0 | 0 | 0 | 0 | 0 | 0.12352 | 0 | 0 | 0.63126 | 0 | 0 | 0.56813
8641 | 2018-12-27 00:01 | 12 | Dezember | 0 | 361 | 0 | 0 | 0 | 0 | 0 | 1.0888 | 4.1045 | 0.34706 | 5.5403 | 1.0888 | 0 | 3.9809 | 0 | 0 | 0 | 0 | 0 | 0.12352 | 0 | 0 | 0.34706 | 0 | 0 | 0.31235
8642 | 2018-12-27 01:01 | 12 | Dezember | 1 | 361 | 0 | 0 | 0 | 0 | 0 | 1.0151 | 4.179 | 0.040439 | 5.2346 | 1.0151 | 0 | 4.0555 | 0 | 0 | 0 | 0 | 0 | 0.12352 | 0 | 0 | 0.040439 | 0 | 0 | 0.036395
8643 | 2018-12-27 02:01 | 12 | Dezember | 2 | 361 | 0 | 0 | 0 | 0 | 0 | 0.9935 | 4.3432 | 0.042189 | 5.3789 | 0.9935 | 0 | 4.1047 | 0 | 0 | 0 | 0 | 0 | 0.23853 | 0 | 0 | 0.042189 | 0 | 0 | 0.03797
8644 | 2018-12-27 03:01 | 12 | Dezember | 3 | 361 | 0 | 0 | 0 | 0 | 0 | 1.0064 | 4.3854 | 0 | 5.3918 | 1.0064 | 0 | 4.1469 | 0 | 0 | 0 | 0 | 0 | 0.23853 | 0 | 0 | 0 | 0 | 0 | 0
8645 | 2018-12-27 04:01 | 12 | Dezember | 4 | 361 | 0 | 0 | 0 | 0 | 0 | 1.1661 | 4.6169 | 0 | 5.783 | 1.1661 | 0 | 4.1445 | 0 | 0 | 0 | 0 | 0 | 0.47239 | 0 | 0 | 0 | 0 | 0 | 0
8646 | 2018-12-27 05:01 | 12 | Dezember | 5 | 361 | 0 | 0 | 0 | 0 | 0 | 2.0565 | 4.6969 | 0 | 6.7534 | 2.0565 | 0 | 3.9945 | 0 | 0 | 0 | 0 | 0 | 0.70241 | 0 | 0 | 0 | 0 | 0 | 0
8647 | 2018-12-27 06:01 | 12 | Dezember | 6 | 361 | 0 | 0 | 0 | 0 | 0 | 2.867 | 4.951 | 0 | 7.818 | 2.867 | 0 | 3.7848 | 0 | 0 | 0 | 0 | 0 | 1.1663 | 0 | 0 | 0 | 0 | 0 | 0
8648 | 2018-12-27 07:01 | 12 | Dezember | 7 | 361 | 0 | 0 | 0 | 0 | 0 | 2.9515 | 4.8724 | 0 | 7.8239 | 2.9515 | 0 | 3.7061 | 0 | 0 | 0 | 0 | 0 | 1.1663 | 0 | 0 | 0 | 0 | 0 | 0
8649 | 2018-12-27 08:01 | 12 | Dezember | 8 | 361 | 0.18201 | 0.18201 | 0.18201 | 0 | 0 | 2.5572 | 4.6317 | 0 | 7.1889 | 2.7392 | 0 | 3.6993 | 0 | 0 | 0 | 0 | 0 | 0.93243 | 0 | 0 | 0 | 0 | 0 | 0
8650 | 2018-12-27 09:01 | 12 | Dezember | 9 | 361 | 0.59804 | 0.59804 | 0.59804 | 0 | 0 | 1.9974 | 3.0898 | 0.20694 | 5.2942 | 2.5954 | 0 | 2.5024 | 0 | 0 | 0 | 0 | 0 | 0.5874 | 0 | 0 | 0.20694 | 0 | 0 | 0.18624
8651 | 2018-12-27 10:01 | 12 | Dezember | 10 | 361 | 3.0422 | 2.6387 | 3.0422 | 0 | 0 | 0 | 2.2222 | 0.44402 | 2.6662 | 2.6387 | 0 | 2.1533 | 0 | 0 | 0 | 0 | 0 | 0.47239 | 0 | 0 | 0.44402 | 0 | 0 | 0.39962
8652 | 2018-12-27 11:01 | 12 | Dezember | 11 | 361 | 7.0465 | 2.8938 | 5.6427 | 0 | 1.4037 | 0 | 0 | 0 | 0 | 2.8938 | 0 | 1.6135 | 0 | 0 | 0 | 0 | 0 | 0.70241 | 0 | 0 | 0.43304 | 0 | 0 | 0.38973
8653 | 2018-12-27 12:01 | 12 | Dezember | 12 | 361 | 9.6987 | 2.8685 | 5.9415 | 0 | 3.7572 | 0 | 0 | 0 | 0 | 2.8685 | 0 | 1.2992 | 0 | 0 | 0 | 0 | 0 | 0.93243 | 0 | 0 | 0.84126 | 0 | 0 | 0.75713
8654 | 2018-12-27 13:01 | 12 | Dezember | 13 | 361 | 7.8395 | 2.5774 | 5.9226 | 0 | 1.9169 | 0 | 0 | 0 | 0 | 2.5774 | 0 | 1.6386 | 0 | 0 | 0 | 0 | 0 | 0.5874 | 0 | 0 | 1.1192 | 0 | 0 | 1.0073
8655 | 2018-12-27 14:01 | 12 | Dezember | 14 | 361 | 7.5665 | 2.3605 | 5.8847 | 0 | 1.6818 | 0 | 0 | 0 | 0 | 2.3605 | 0 | 2.1716 | 0 | 0 | 0 | 0 | 0 | 0.35355 | 0 | 0 | 0.99905 | 0 | 0 | 0.89914
8656 | 2018-12-27 15:01 | 12 | Dezember | 15 | 361 | 0.53304 | 0.53304 | 0.53304 | 0 | 0 | 1.8357 | 2.7667 | 0.6033 | 5.2057 | 2.3687 | 0 | 2.4132 | 0 | 0 | 0 | 0 | 0 | 0.35355 | 0 | 0 | 0.6033 | 0 | 0 | 0.54297
8657 | 2018-12-27 16:01 | 12 | Dezember | 16 | 361 | 0 | 0 | 0 | 0 | 0 | 2.8515 | 3.6756 | 1.1803 | 7.7074 | 2.8515 | 0 | 3.0882 | 0 | 0 | 0 | 0 | 0 | 0.5874 | 0 | 0 | 1.1803 | 0 | 0 | 1.0622
8658 | 2018-12-27 17:01 | 12 | Dezember | 17 | 361 | 0 | 0 | 0 | 0 | 0 | 3.6249 | 3.6042 | 2.0695 | 9.2987 | 3.6249 | 0 | 2.9018 | 0 | 0 | 0 | 0 | 0 | 0.70241 | 0 | 0 | 2.0695 | 0 | 0 | 1.8626
8659 | 2018-12-27 18:01 | 12 | Dezember | 18 | 361 | 0 | 0 | 0 | 0 | 0 | 4.0552 | 3.3496 | 2.6644 | 10.0692 | 4.0552 | 0 | 2.6472 | 0 | 0 | 0 | 0 | 0 | 0.70241 | 0 | 0 | 2.6644 | 0 | 0 | 2.398
8660 | 2018-12-27 19:01 | 12 | Dezember | 19 | 361 | 0 | 0 | 0 | 0 | 0 | 3.6672 | 3.3279 | 2.5359 | 9.531 | 3.6672 | 0 | 2.7405 | 0 | 0 | 0 | 0 | 0 | 0.5874 | 0 | 0 | 2.5359 | 0 | 0 | 2.2823
8661 | 2018-12-27 20:01 | 12 | Dezember | 20 | 361 | 0 | 0 | 0 | 0 | 0 | 3.1055 | 3.4326 | 1.8296 | 8.3677 | 3.1055 | 0 | 2.9602 | 0 | 0 | 0 | 0 | 0 | 0.47239 | 0 | 0 | 1.8296 | 0 | 0 | 1.6467
8662 | 2018-12-27 21:01 | 12 | Dezember | 21 | 361 | 0 | 0 | 0 | 0 | 0 | 2.6047 | 3.2998 | 1.4543 | 7.3588 | 2.6047 | 0 | 3.0613 | 0 | 0 | 0 | 0 | 0 | 0.23853 | 0 | 0 | 1.4543 | 0 | 0 | 1.3089
8663 | 2018-12-27 22:01 | 12 | Dezember | 22 | 361 | 0 | 0 | 0 | 0 | 0 | 1.9807 | 3.5625 | 0.9957 | 6.5389 | 1.9807 | 0 | 3.3239 | 0 | 0 | 0 | 0 | 0 | 0.23853 | 0 | 0 | 0.9957 | 0 | 0 | 0.89613
8664 | 2018-12-27 23:01 | 12 | Dezember | 23 | 361 | 0 | 0 | 0 | 0 | 0 | 1.4016 | 3.6096 | 0.12317 | 5.1344 | 1.4016 | 0 | 3.4861 | 0 | 0 | 0 | 0 | 0 | 0.12352 | 0 | 0 | 0.12317 | 0 | 0 | 0.11085
8665 | 2018-12-28 00:01 | 12 | Dezember | 0 | 362 | 0 | 0 | 0 | 0 | 0 | 1.0888 | 3.6578 | 0.091347 | 4.838 | 1.0888 | 0 | 3.5343 | 0 | 0 | 0 | 0 | 0 | 0.12352 | 0 | 0 | 0.091347 | 0 | 0 | 0.082212
8666 | 2018-12-28 01:01 | 12 | Dezember | 1 | 362 | 0 | 0 | 0 | 0 | 0 | 1.0151 | 3.6578 | 0 | 4.6729 | 1.0151 | 0 | 3.5343 | 0 | 0 | 0 | 0 | 0 | 0.12352 | 0 | 0 | 0 | 0 | 0 | 0
8667 | 2018-12-28 02:01 | 12 | Dezember | 2 | 362 | 0 | 0 | 0 | 0 | 0 | 0.9935 | 3.7623 | 0.11659 | 4.8724 | 0.9935 | 0 | 3.5238 | 0 | 0 | 0 | 0 | 0 | 0.23853 | 0 | 0 | 0.11659 | 0 | 0 | 0.10493
8668 | 2018-12-28 03:01 | 12 | Dezember | 3 | 362 | 0 | 0 | 0 | 0 | 0 | 1.0064 | 3.7597 | 0.042301 | 4.8084 | 1.0064 | 0 | 3.5212 | 0 | 0 | 0 | 0 | 0 | 0.23853 | 0 | 0 | 0.042301 | 0 | 0 | 0.038071
8669 | 2018-12-28 04:01 | 12 | Dezember | 4 | 362 | 0 | 0 | 0 | 0 | 0 | 1.1661 | 3.9465 | 0.039756 | 5.1524 | 1.1661 | 0 | 3.4741 | 0 | 0 | 0 | 0 | 0 | 0.47239 | 0 | 0 | 0.039756 | 0 | 0 | 0.035781
8670 | 2018-12-28 05:01 | 12 | Dezember | 5 | 362 | 0 | 0 | 0 | 0 | 0 | 2.0565 | 3.9822 | 0 | 6.0387 | 2.0565 | 0 | 3.2798 | 0 | 0 | 0 | 0 | 0 | 0.70241 | 0 | 0 | 0 | 0 | 0 | 0
8671 | 2018-12-28 06:01 | 12 | Dezember | 6 | 362 | 0 | 0 | 0 | 0 | 0 | 2.867 | 4.2071 | 0 | 7.0741 | 2.867 | 0 | 3.0408 | 0 | 0 | 0 | 0 | 0 | 1.1663 | 0 | 0 | 0 | 0 | 0 | 0
8672 | 2018-12-28 07:01 | 12 | Dezember | 7 | 362 | 0 | 0 | 0 | 0 | 0 | 2.9515 | 4.0839 | 0 | 7.0354 | 2.9515 | 0 | 2.9176 | 0 | 0 | 0 | 0 | 0 | 1.1663 | 0 | 0 | 0 | 0 | 0 | 0
8673 | 2018-12-28 08:01 | 12 | Dezember | 8 | 362 | 0.23402 | 0.23402 | 0.23402 | 0 | 0 | 2.5052 | 3.8837 | 0 | 6.3889 | 2.7392 | 0 | 2.9512 | 0 | 0 | 0 | 0 | 0 | 0.93243 | 0 | 0 | 0 | 0 | 0 | 0
8674 | 2018-12-28 09:01 | 12 | Dezember | 9 | 362 | 1.1701 | 1.1701 | 1.1701 | 0 | 0 | 1.4254 | 3.1853 | 0.16574 | 4.7764 | 2.5954 | 0 | 2.5979 | 0 | 0 | 0 | 0 | 0 | 0.5874 | 0 | 0 | 0.16574 | 0 | 0 | 0.14917
8675 | 2018-12-28 10:01 | 12 | Dezember | 10 | 362 | 3.3802 | 2.6387 | 3.3802 | 0 | 0 | 0 | 1.0049 | 0.39821 | 1.4031 | 2.6387 | 0 | 1.2741 | 0 | 0 | 0 | 0 | 0 | 0.47239 | 0 | 0 | 0.39821 | 0 | 0 | 0.35839
8676 | 2018-12-28 11:01 | 12 | Dezember | 11 | 362 | 4.5373 | 2.8938 | 4.5373 | 0 | 0 | 0 | 0 | 0.12862 | 0.12862 | 2.8938 | 0 | 0.67384 | 0 | 0 | 0 | 0 | 0 | 0.70241 | 0 | 0 | 0.39589 | 0 | 0 | 0.3563
8677 | 2018-12-28 12:01 | 12 | Dezember | 12 | 362 | 4.9793 | 2.8685 | 4.9793 | 0 | 0 | 0 | 0.043023 | 0.94478 | 0.9878 | 2.8685 | 0 | 1.2214 | 0 | 0 | 0 | 0 | 0 | 0.93243 | 0 | 0 | 0.94478 | 0 | 0 | 0.8503
8678 | 2018-12-28 13:01 | 12 | Dezember | 13 | 362 | 4.5113 | 2.5774 | 4.5113 | 0 | 0 | 0 | 0 | 1.3581 | 1.3581 | 2.5774 | 0 | 1.34 | 0 | 0 | 0 | 0 | 0 | 0.5874 | 0 | 0 | 1.3646 | 0 | 0 | 1.2281
8679 | 2018-12-28 14:01 | 12 | Dezember | 14 | 362 | 1.1571 | 1.1571 | 1.1571 | 0 | 0 | 1.2034 | 2.2571 | 1.1765 | 4.6371 | 2.3605 | 0 | 1.9036 | 0 | 0 | 0 | 0 | 0 | 0.35355 | 0 | 0 | 1.1765 | 0 | 0 | 1.0589
8680 | 2018-12-28 15:01 | 12 | Dezember | 15 | 362 | 0.091006 | 0.091006 | 0.091006 | 0 | 0 | 2.2777 | 2.6438 | 0.97242 | 5.894 | 2.3687 | 0 | 2.2903 | 0 | 0 | 0 | 0 | 0 | 0.35355 | 0 | 0 | 0.97242 | 0 | 0 | 0.87517
8681 | 2018-12-28 16:01 | 12 | Dezember | 16 | 362 | 0 | 0 | 0 | 0 | 0 | 2.8515 | 2.9465 | 1.4586 | 7.2565 | 2.8515 | 0 | 2.359 | 0 | 0 | 0 | 0 | 0 | 0.5874 | 0 | 0 | 1.4586 | 0 | 0 | 1.3127
8682 | 2018-12-28 17:01 | 12 | Dezember | 17 | 362 | 0 | 0 | 0 | 0 | 0 | 3.6249 | 2.8755 | 1.6556 | 8.1559 | 3.6249 | 0 | 2.1731 | 0 | 0 | 0 | 0 | 0 | 0.70241 | 0 | 0 | 1.6556 | 0 | 0 | 1.49
8683 | 2018-12-28 18:01 | 12 | Dezember | 18 | 362 | 0 | 0 | 0 | 0 | 0 | 4.0552 | 2.6215 | 2.1629 | 8.8395 | 4.0552 | 0 | 1.9191 | 0 | 0 | 0 | 0 | 0 | 0.70241 | 0 | 0 | 2.1629 | 0 | 0 | 1.9466
8684 | 2018-12-28 19:01 | 12 | Dezember | 19 | 362 | 0 | 0 | 0 | 0 | 0 | 3.6672 | 2.5847 | 2.087 | 8.3389 | 3.6672 | 0 | 1.9973 | 0 | 0 | 0 | 0 | 0 | 0.5874 | 0 | 0 | 2.087 | 0 | 0 | 1.8783
8685 | 2018-12-28 20:01 | 12 | Dezember | 20 | 362 | 0 | 0 | 0 | 0 | 0 | 3.1055 | 2.6739 | 1.7154 | 7.4949 | 3.1055 | 0 | 2.2016 | 0 | 0 | 0 | 0 | 0 | 0.47239 | 0 | 0 | 1.7154 | 0 | 0 | 1.5439
8686 | 2018-12-28 21:01 | 12 | Dezember | 21 | 362 | 0 | 0 | 0 | 0 | 0 | 2.6047 | 2.5559 | 1.2558 | 6.4163 | 2.6047 | 0 | 2.3173 | 0 | 0 | 0 | 0 | 0 | 0.23853 | 0 | 0 | 1.2558 | 0 | 0 | 1.1302
8687 | 2018-12-28 22:01 | 12 | Dezember | 22 | 362 | 0 | 0 | 0 | 0 | 0 | 1.9807 | 2.803 | 0.75773 | 5.5415 | 1.9807 | 0 | 2.5645 | 0 | 0 | 0 | 0 | 0 | 0.23853 | 0 | 0 | 0.75773 | 0 | 0 | 0.68195
8688 | 2018-12-28 23:01 | 12 | Dezember | 23 | 362 | 0 | 0 | 0 | 0 | 0 | 1.4016 | 2.8349 | 0.49733 | 4.7339 | 1.4016 | 0 | 2.7114 | 0 | 0 | 0 | 0 | 0 | 0.12352 | 0 | 0 | 0.49733 | 0 | 0 | 0.4476
8689 | 2018-12-29 00:01 | 12 | Dezember | 0 | 363 | 0 | 0 | 0 | 0 | 0 | 1.0888 | 2.9426 | 0 | 4.0315 | 1.0888 | 0 | 2.8191 | 0 | 0 | 0 | 0 | 0 | 0.12352 | 0 | 0 | 0 | 0 | 0 | 0
8690 | 2018-12-29 01:01 | 12 | Dezember | 1 | 363 | 0 | 0 | 0 | 0 | 0 | 1.0151 | 3.0172 | 0 | 4.0323 | 1.0151 | 0 | 2.8936 | 0 | 0 | 0 | 0 | 0 | 0.12352 | 0 | 0 | 0 | 0 | 0 | 0
8691 | 2018-12-29 02:01 | 12 | Dezember | 2 | 363 | 0 | 0 | 0 | 0 | 0 | 0.9935 | 3.0812 | 0.085531 | 4.1602 | 0.9935 | 0 | 2.9577 | 0 | 0 | 0 | 0 | 0 | 0.12352 | 0 | 0 | 0.085531 | 0 | 0 | 0.076978
8692 | 2018-12-29 03:01 | 12 | Dezember | 3 | 363 | 0 | 0 | 0 | 0 | 0 | 1.0064 | 3.1085 | 0.025909 | 4.1408 | 1.0064 | 0 | 2.985 | 0 | 0 | 0 | 0 | 0 | 0.12352 | 0 | 0 | 0.025909 | 0 | 0 | 0.023318
8693 | 2018-12-29 04:01 | 12 | Dezember | 4 | 363 | 0 | 0 | 0 | 0 | 0 | 1.1661 | 3.1062 | 0.055915 | 4.3283 | 1.1661 | 0 | 2.9827 | 0 | 0 | 0 | 0 | 0 | 0.12352 | 0 | 0 | 0.055915 | 0 | 0 | 0.050323
8694 | 2018-12-29 05:01 | 12 | Dezember | 5 | 363 | 0 | 0 | 0 | 0 | 0 | 2.0565 | 3.0721 | 0 | 5.1286 | 2.0565 | 0 | 2.8336 | 0 | 0 | 0 | 0 | 0 | 0.23853 | 0 | 0 | 0 | 0 | 0 | 0
8695 | 2018-12-29 06:01 | 12 | Dezember | 6 | 363 | 0 | 0 | 0 | 0 | 0 | 2.867 | 3.0973 | 0 | 5.9642 | 2.867 | 0 | 2.6249 | 0 | 0 | 0 | 0 | 0 | 0.47239 | 0 | 0 | 0 | 0 | 0 | 0
8696 | 2018-12-29 07:01 | 12 | Dezember | 7 | 363 | 0 | 0 | 0 | 0 | 0 | 2.9515 | 3.2491 | 0 | 6.2006 | 2.9515 | 0 | 2.5467 | 0 | 0 | 0 | 0 | 0 | 0.70241 | 0 | 0 | 0 | 0 | 0 | 0
8697 | 2018-12-29 08:01 | 12 | Dezember | 8 | 363 | 0.20801 | 0.20801 | 0.20801 | 0 | 0 | 2.5312 | 3.2382 | 0 | 5.7694 | 2.7392 | 0 | 2.5358 | 0 | 0 | 0 | 0 | 0 | 0.70241 | 0 | 0 | 0 | 0 | 0 | 0
8698 | 2018-12-29 09:01 | 12 | Dezember | 9 | 363 | 0.55904 | 0.55904 | 0.55904 | 0 | 0 | 2.0364 | 2.3364 | 0.27308 | 4.6459 | 2.5954 | 0 | 1.749 | 0 | 0 | 0 | 0 | 0 | 0.5874 | 0 | 0 | 0.27308 | 0 | 0 | 0.24577
8699 | 2018-12-29 10:01 | 12 | Dezember | 10 | 363 | 0.87106 | 0.87106 | 0.87106 | 0 | 0 | 1.7677 | 1.8655 | 0.57504 | 4.2083 | 2.6387 | 0 | 1.5082 | 0 | 0 | 0 | 0 | 0 | 0.35738 | 0 | 0 | 0.57504 | 0 | 0 | 0.51754
8700 | 2018-12-29 11:01 | 12 | Dezember | 11 | 363 | 0.96206 | 0.96206 | 0.96206 | 0 | 0 | 1.9317 | 2.5962 | 0.49448 | 5.0224 | 2.8938 | 0 | 2.0088 | 0 | 0 | 0 | 0 | 0 | 0.5874 | 0 | 0 | 0.49448 | 0 | 0 | 0.44503
8701 | 2018-12-29 12:01 | 12 | Dezember | 12 | 363 | 0.96206 | 0.96206 | 0.96206 | 0 | 0 | 1.9065 | 2.2304 | 0.80292 | 4.9397 | 2.8685 | 0 | 1.528 | 0 | 0 | 0 | 0 | 0 | 0.70241 | 0 | 0 | 0.80292 | 0 | 0 | 0.72263
8702 | 2018-12-29 13:01 | 12 | Dezember | 13 | 363 | 0.87106 | 0.87106 | 0.87106 | 0 | 0 | 1.7063 | 2.603 | 1.4283 | 5.7377 | 2.5774 | 0 | 1.9006 | 0 | 0 | 0 | 0 | 0 | 0.70241 | 0 | 0 | 1.4283 | 0 | 0 | 1.2855
8703 | 2018-12-29 14:01 | 12 | Dezember | 14 | 363 | 0.52003 | 0.52003 | 0.52003 | 0 | 0 | 1.8404 | 2.6877 | 1.0268 | 5.555 | 2.3605 | 0 | 2.1003 | 0 | 0 | 0 | 0 | 0 | 0.5874 | 0 | 0 | 1.0268 | 0 | 0 | 0.92416
8704 | 2018-12-29 15:01 | 12 | Dezember | 15 | 363 | 0.091006 | 0.091006 | 0.091006 | 0 | 0 | 2.2777 | 2.9135 | 0.73184 | 5.923 | 2.3687 | 0 | 2.3261 | 0 | 0 | 0 | 0 | 0 | 0.5874 | 0 | 0 | 0.73184 | 0 | 0 | 0.65866
8705 | 2018-12-29 16:01 | 12 | Dezember | 16 | 363 | 0 | 0 | 0 | 0 | 0 | 2.8515 | 3.397 | 0.83299 | 7.0816 | 2.8515 | 0 | 2.3458 | 0 | 0 | 0 | 0 | 0 | 1.0513 | 0 | 0 | 0.83299 | 0 | 0 | 0.74969
8706 | 2018-12-29 17:01 | 12 | Dezember | 17 | 363 | 0 | 0 | 0 | 0 | 0 | 3.6249 | 2.9925 | 1.2201 | 7.8376 | 3.6249 | 0 | 2.1751 | 0 | 0 | 0 | 0 | 0 | 0.81742 | 0 | 0 | 1.2201 | 0 | 0 | 1.0981
8707 | 2018-12-29 18:01 | 12 | Dezember | 18 | 363 | 0 | 0 | 0 | 0 | 0 | 4.0552 | 2.3493 | 1.9034 | 8.3079 | 4.0552 | 0 | 1.8769 | 0 | 0 | 0 | 0 | 0 | 0.47239 | 0 | 0 | 1.9034 | 0 | 0 | 1.7131
8708 | 2018-12-29 19:01 | 12 | Dezember | 19 | 363 | 0 | 0 | 0 | 0 | 0 | 3.6672 | 2.4274 | 1.7545 | 7.849 | 3.6672 | 0 | 1.955 | 0 | 0 | 0 | 0 | 0 | 0.47239 | 0 | 0 | 1.7545 | 0 | 0 | 1.579
8709 | 2018-12-29 20:01 | 12 | Dezember | 20 | 363 | 0 | 0 | 0 | 0 | 0 | 3.1055 | 2.3824 | 1.2804 | 6.7683 | 3.1055 | 0 | 2.1439 | 0 | 0 | 0 | 0 | 0 | 0.23853 | 0 | 0 | 1.2804 | 0 | 0 | 1.1523
8710 | 2018-12-29 21:01 | 12 | Dezember | 21 | 363 | 0 | 0 | 0 | 0 | 0 | 2.6047 | 2.4681 | 0.99691 | 6.0698 | 2.6047 | 0 | 2.2296 | 0 | 0 | 0 | 0 | 0 | 0.23853 | 0 | 0 | 0.99691 | 0 | 0 | 0.89722
8711 | 2018-12-29 22:01 | 12 | Dezember | 22 | 363 | 0 | 0 | 0 | 0 | 0 | 1.9807 | 2.7148 | 0.5535 | 5.249 | 1.9807 | 0 | 2.4762 | 0 | 0 | 0 | 0 | 0 | 0.23853 | 0 | 0 | 0.5535 | 0 | 0 | 0.49815
8712 | 2018-12-29 23:01 | 12 | Dezember | 23 | 363 | 0 | 0 | 0 | 0 | 0 | 1.4016 | 2.7314 | 0.49099 | 4.624 | 1.4016 | 0 | 2.6079 | 0 | 0 | 0 | 0 | 0 | 0.12352 | 0 | 0 | 0.49099 | 0 | 0 | 0.44189
8713 | 2018-12-30 00:01 | 12 | Dezember | 0 | 364 | 0 | 0 | 0 | 0 | 0 | 1.0888 | 2.8838 | 0.59399 | 4.5666 | 1.0888 | 0 | 2.7602 | 0 | 0 | 0 | 0 | 0 | 0.12352 | 0 | 0 | 0.59399 | 0 | 0 | 0.53459
8714 | 2018-12-30 01:01 | 12 | Dezember | 1 | 364 | 0 | 0 | 0 | 0 | 0 | 1.0151 | 2.8091 | 0.39144 | 4.2156 | 1.0151 | 0 | 2.6855 | 0 | 0 | 0 | 0 | 0 | 0.12352 | 0 | 0 | 0.39144 | 0 | 0 | 0.35229
8715 | 2018-12-30 02:01 | 12 | Dezember | 2 | 364 | 0 | 0 | 0 | 0 | 0 | 0.9935 | 2.7836 | 0.014074 | 3.7912 | 0.9935 | 0 | 2.6601 | 0 | 0 | 0 | 0 | 0 | 0.12352 | 0 | 0 | 0.014074 | 0 | 0 | 0.012667
8716 | 2018-12-30 03:01 | 12 | Dezember | 3 | 364 | 0 | 0 | 0 | 0 | 0 | 1.0064 | 2.7512 | 0.026572 | 3.7842 | 1.0064 | 0 | 2.6277 | 0 | 0 | 0 | 0 | 0 | 0.12352 | 0 | 0 | 0.026572 | 0 | 0 | 0.023914
8717 | 2018-12-30 04:01 | 12 | Dezember | 4 | 364 | 0 | 0 | 0 | 0 | 0 | 1.1661 | 2.6894 | 0.02326 | 3.8787 | 1.1661 | 0 | 2.5658 | 0 | 0 | 0 | 0 | 0 | 0.12352 | 0 | 0 | 0.02326 | 0 | 0 | 0.020934
8718 | 2018-12-30 05:01 | 12 | Dezember | 5 | 364 | 0 | 0 | 0 | 0 | 0 | 2.0565 | 2.4959 | 0 | 4.5523 | 2.0565 | 0 | 2.3723 | 0 | 0 | 0 | 0 | 0 | 0.12352 | 0 | 0 | 0 | 0 | 0 | 0
8719 | 2018-12-30 06:01 | 12 | Dezember | 6 | 364 | 0 | 0 | 0 | 0 | 0 | 2.867 | 2.2578 | 0 | 5.1248 | 2.867 | 0 | 2.1343 | 0 | 0 | 0 | 0 | 0 | 0.12352 | 0 | 0 | 0 | 0 | 0 | 0
8720 | 2018-12-30 07:01 | 12 | Dezember | 7 | 364 | 0.026002 | 0.026002 | 0.026002 | 0 | 0 | 2.9255 | 2.2501 | 0 | 5.1756 | 2.9515 | 0 | 2.0116 | 0 | 0 | 0 | 0 | 0 | 0.23853 | 0 | 0 | 0 | 0 | 0 | 0
8721 | 2018-12-30 08:01 | 12 | Dezember | 8 | 364 | 5.0053 | 2.7392 | 5.0053 | 0 | 0 | 0 | 0.20473 | 0 | 0.20473 | 2.7392 | 0 | 2.1135 | 0 | 0 | 0 | 0 | 0 | 0.35738 | 0 | 0 | 0 | 0 | 0 | 0
8722 | 2018-12-30 09:01 | 12 | Dezember | 9 | 364 | 7.5535 | 2.5954 | 5.6763 | 0 | 1.8772 | 0 | 0 | 0 | 0 | 2.5954 | 0 | 2.0808 | 0 | 0 | 0 | 0 | 0 | 0.70241 | 0 | 0 | 0.29766 | 0 | 0 | 0.2679
8723 | 2018-12-30 10:01 | 12 | Dezember | 10 | 364 | 7.0855 | 2.6387 | 5.9256 | 0 | 1.1599 | 0 | 0 | 0 | 0 | 2.6387 | 0 | 1.9774 | 0 | 0 | 0 | 0 | 0 | 0.70241 | 0 | 0 | 0.60708 | 0 | 0 | 0.54638
8724 | 2018-12-30 11:01 | 12 | Dezember | 11 | 364 | 4.3033 | 2.8938 | 4.3033 | 0 | 0 | 0 | 1.3999 | 0.47745 | 1.8773 | 2.8938 | 0 | 1.8769 | 0 | 0 | 0 | 0 | 0 | 0.93243 | 0 | 0 | 0.47745 | 0 | 0 | 0.4297
8725 | 2018-12-30 12:01 | 12 | Dezember | 12 | 364 | 0.97507 | 0.97507 | 0.97507 | 0 | 0 | 1.8935 | 2.7475 | 0.51211 | 5.153 | 2.8685 | 0 | 1.815 | 0 | 0 | 0 | 0 | 0 | 0.93243 | 0 | 0 | 0.51211 | 0 | 0 | 0.4609
8726 | 2018-12-30 13:01 | 12 | Dezember | 13 | 364 | 2.7042 | 2.5774 | 2.7042 | 0 | 0 | 0 | 2.5389 | 0.70537 | 3.2443 | 2.5774 | 0 | 1.8482 | 0 | 0 | 0 | 0 | 0 | 0.81742 | 0 | 0 | 0.70537 | 0 | 0 | 0.63484
8727 | 2018-12-30 14:01 | 12 | Dezember | 14 | 364 | 4.2903 | 2.3605 | 4.2903 | 0 | 0 | 0 | 0.61303 | 0.6733 | 1.2863 | 2.3605 | 0 | 1.9554 | 0 | 0 | 0 | 0 | 0 | 0.5874 | 0 | 0 | 0.6733 | 0 | 0 | 0.60597
8728 | 2018-12-30 15:01 | 12 | Dezember | 15 | 364 | 0.31202 | 0.31202 | 0.31202 | 0 | 0 | 2.0567 | 2.4768 | 0.691 | 5.2245 | 2.3687 | 0 | 2.0044 | 0 | 0 | 0 | 0 | 0 | 0.47239 | 0 | 0 | 0.691 | 0 | 0 | 0.6219
8729 | 2018-12-30 16:01 | 12 | Dezember | 16 | 364 | 0 | 0 | 0 | 0 | 0 | 2.8515 | 2.532 | 0.81723 | 6.2007 | 2.8515 | 0 | 1.9445 | 0 | 0 | 0 | 0 | 0 | 0.5874 | 0 | 0 | 0.81723 | 0 | 0 | 0.73551
8730 | 2018-12-30 17:01 | 12 | Dezember | 17 | 364 | 0 | 0 | 0 | 0 | 0 | 3.6249 | 2.4617 | 1.2113 | 7.2979 | 3.6249 | 0 | 1.7593 | 0 | 0 | 0 | 0 | 0 | 0.70241 | 0 | 0 | 1.2113 | 0 | 0 | 1.0901
8731 | 2018-12-30 18:01 | 12 | Dezember | 18 | 364 | 0 | 0 | 0 | 0 | 0 | 4.0552 | 2.2089 | 1.9407 | 8.2047 | 4.0552 | 0 | 1.5065 | 0 | 0 | 0 | 0 | 0 | 0.70241 | 0 | 0 | 1.9407 | 0 | 0 | 1.7466
8732 | 2018-12-30 19:01 | 12 | Dezember | 19 | 364 | 0 | 0 | 0 | 0 | 0 | 3.6672 | 2.0567 | 2.17 | 7.8939 | 3.6672 | 0 | 1.5843 | 0 | 0 | 0 | 0 | 0 | 0.47239 | 0 | 0 | 2.17 | 0 | 0 | 1.953
8733 | 2018-12-30 20:01 | 12 | Dezember | 20 | 364 | 0 | 0 | 0 | 0 | 0 | 3.1055 | 2.2751 | 1.905 | 7.2856 | 3.1055 | 0 | 1.8027 | 0 | 0 | 0 | 0 | 0 | 0.47239 | 0 | 0 | 1.905 | 0 | 0 | 1.7145
8734 | 2018-12-30 21:01 | 12 | Dezember | 21 | 364 | 0 | 0 | 0 | 0 | 0 | 2.6047 | 2.1416 | 1.5578 | 6.3041 | 2.6047 | 0 | 1.9031 | 0 | 0 | 0 | 0 | 0 | 0.23853 | 0 | 0 | 1.5578 | 0 | 0 | 1.402
8735 | 2018-12-30 22:01 | 12 | Dezember | 22 | 364 | 0 | 0 | 0 | 0 | 0 | 1.9807 | 2.3728 | 0.88022 | 5.2338 | 1.9807 | 0 | 2.1343 | 0 | 0 | 0 | 0 | 0 | 0.23853 | 0 | 0 | 0.88022 | 0 | 0 | 0.7922
8736 | 2018-12-30 23:01 | 12 | Dezember | 23 | 364 | 0 | 0 | 0 | 0 | 0 | 1.4016 | 2.4041 | 0.73599 | 4.5417 | 1.4016 | 0 | 2.2806 | 0 | 0 | 0 | 0 | 0 | 0.12352 | 0 | 0 | 0.73599 | 0 | 0 | 0.66239
8737 | 2018-12-31 00:01 | 12 | Dezember | 0 | 365 | 0 | 0 | 0 | 0 | 0 | 1.0888 | 2.4966 | 0.37687 | 3.9623 | 1.0888 | 0 | 2.3731 | 0 | 0 | 0 | 0 | 0 | 0.12352 | 0 | 0 | 0.37687 | 0 | 0 | 0.33918
8738 | 2018-12-31 01:01 | 12 | Dezember | 1 | 365 | 0 | 0 | 0 | 0 | 0 | 1.0151 | 2.5114 | 0.57442 | 4.101 | 1.0151 | 0 | 2.3879 | 0 | 0 | 0 | 0 | 0 | 0.12352 | 0 | 0 | 0.57442 | 0 | 0 | 0.51697
8739 | 2018-12-31 02:01 | 12 | Dezember | 2 | 365 | 0 | 0 | 0 | 0 | 0 | 0.9935 | 2.6905 | 0.34995 | 4.0339 | 0.9935 | 0 | 2.4519 | 0 | 0 | 0 | 0 | 0 | 0.23853 | 0 | 0 | 0.34995 | 0 | 0 | 0.31496
8740 | 2018-12-31 03:01 | 12 | Dezember | 3 | 365 | 0 | 0 | 0 | 0 | 0 | 1.0064 | 2.6581 | 0 | 3.6645 | 1.0064 | 0 | 2.4195 | 0 | 0 | 0 | 0 | 0 | 0.23853 | 0 | 0 | 0 | 0 | 0 | 0
8741 | 2018-12-31 04:01 | 12 | Dezember | 4 | 365 | 0 | 0 | 0 | 0 | 0 | 1.1661 | 2.8749 | 0 | 4.041 | 1.1661 | 0 | 2.4025 | 0 | 0 | 0 | 0 | 0 | 0.47239 | 0 | 0 | 0 | 0 | 0 | 0
8742 | 2018-12-31 05:01 | 12 | Dezember | 5 | 365 | 0 | 0 | 0 | 0 | 0 | 2.0565 | 2.9267 | 0 | 4.9832 | 2.0565 | 0 | 2.2243 | 0 | 0 | 0 | 0 | 0 | 0.70241 | 0 | 0 | 0 | 0 | 0 | 0
8743 | 2018-12-31 06:01 | 12 | Dezember | 6 | 365 | 0 | 0 | 0 | 0 | 0 | 2.867 | 3.1828 | 0 | 6.0497 | 2.867 | 0 | 2.0165 | 0 | 0 | 0 | 0 | 0 | 1.1663 | 0 | 0 | 0 | 0 | 0 | 0
8744 | 2018-12-31 07:01 | 12 | Dezember | 7 | 365 | 0 | 0 | 0 | 0 | 0 | 2.9515 | 3.0752 | 0 | 6.0267 | 2.9515 | 0 | 1.9089 | 0 | 0 | 0 | 0 | 0 | 1.1663 | 0 | 0 | 0 | 0 | 0 | 0
8745 | 2018-12-31 08:01 | 12 | Dezember | 8 | 365 | 2.2362 | 2.2362 | 2.2362 | 0 | 0 | 0.50305 | 2.9436 | 0 | 3.4466 | 2.7392 | 0 | 2.0111 | 0 | 0 | 0 | 0 | 0 | 0.93243 | 0 | 0 | 0 | 0 | 0 | 0
8746 | 2018-12-31 09:01 | 12 | Dezember | 9 | 365 | 2.2622 | 2.2622 | 2.2622 | 0 | 0 | 0.33329 | 2.5565 | 0.20694 | 3.0967 | 2.5954 | 0 | 1.9691 | 0 | 0 | 0 | 0 | 0 | 0.5874 | 0 | 0 | 0.20694 | 0 | 0 | 0.18624
8747 | 2018-12-31 10:01 | 12 | Dezember | 10 | 365 | 2.4572 | 2.4572 | 2.4572 | 0 | 0 | 0.18155 | 2.3329 | 0.44402 | 2.9585 | 2.6387 | 0 | 1.8605 | 0 | 0 | 0 | 0 | 0 | 0.47239 | 0 | 0 | 0.44402 | 0 | 0 | 0.39962
8748 | 2018-12-31 11:01 | 12 | Dezember | 11 | 365 | 5.1613 | 2.8938 | 5.1613 | 0 | 0 | 0 | 0.21427 | 0.43304 | 0.64731 | 2.8938 | 0 | 1.7794 | 0 | 0 | 0 | 0 | 0 | 0.70241 | 0 | 0 | 0.43304 | 0 | 0 | 0.38973
8749 | 2018-12-31 12:01 | 12 | Dezember | 12 | 365 | 6.3314 | 2.8685 | 6.3314 | 0 | 0 | 0 | 0 | 0.063793 | 0.063793 | 2.8685 | 0 | 1.753 | 0 | 0 | 0 | 0 | 0 | 0.93243 | 0 | 0 | 0.84126 | 0 | 0 | 0.75713
8750 | 2018-12-31 13:01 | 12 | Dezember | 13 | 365 | 7.1115 | 2.5774 | 6.0678 | 0 | 1.0437 | 0 | 0 | 0 | 0 | 2.5774 | 0 | 1.7838 | 0 | 0 | 0 | 0 | 0 | 0.5874 | 0 | 0 | 1.1192 | 0 | 0 | 1.0073
8751 | 2018-12-31 14:01 | 12 | Dezember | 14 | 365 | 1.4561 | 1.4561 | 1.4561 | 0 | 0 | 0.90438 | 2.1707 | 0.99905 | 4.0742 | 2.3605 | 0 | 1.8172 | 0 | 0 | 0 | 0 | 0 | 0.35355 | 0 | 0 | 0.99905 | 0 | 0 | 0.89914
8752 | 2018-12-31 15:01 | 12 | Dezember | 15 | 365 | 0.091006 | 0.091006 | 0.091006 | 0 | 0 | 2.2777 | 2.2307 | 0.6033 | 5.1117 | 2.3687 | 0 | 1.8771 | 0 | 0 | 0 | 0 | 0 | 0.35355 | 0 | 0 | 0.6033 | 0 | 0 | 0.54297
8753 | 2018-12-31 16:01 | 12 | Dezember | 16 | 365 | 0 | 0 | 0 | 0 | 0 | 2.8515 | 2.429 | 1.1803 | 6.4607 | 2.8515 | 0 | 1.8416 | 0 | 0 | 0 | 0 | 0 | 0.5874 | 0 | 0 | 1.1803 | 0 | 0 | 1.0622
8754 | 2018-12-31 17:01 | 12 | Dezember | 17 | 365 | 0 | 0 | 0 | 0 | 0 | 3.6249 | 2.4039 | 2.0695 | 8.0983 | 3.6249 | 0 | 1.7014 | 0 | 0 | 0 | 0 | 0 | 0.70241 | 0 | 0 | 2.0695 | 0 | 0 | 1.8626
8755 | 2018-12-31 18:01 | 12 | Dezember | 18 | 365 | 0 | 0 | 0 | 0 | 0 | 4.0552 | 2.1664 | 2.6644 | 8.886 | 4.0552 | 0 | 1.464 | 0 | 0 | 0 | 0 | 0 | 0.70241 | 0 | 0 | 2.6644 | 0 | 0 | 2.398
8756 | 2018-12-31 19:01 | 12 | Dezember | 19 | 365 | 0 | 0 | 0 | 0 | 0 | 3.6672 | 2.1589 | 2.5359 | 8.362 | 3.6672 | 0 | 1.5715 | 0 | 0 | 0 | 0 | 0 | 0.5874 | 0 | 0 | 2.5359 | 0 | 0 | 2.2823
8757 | 2018-12-31 20:01 | 12 | Dezember | 20 | 365 | 0 | 0 | 0 | 0 | 0 | 3.1055 | 2.3066 | 1.8296 | 7.2418 | 3.1055 | 0 | 1.8342 | 0 | 0 | 0 | 0 | 0 | 0.47239 | 0 | 0 | 1.8296 | 0 | 0 | 1.6467
8758 | 2018-12-31 21:01 | 12 | Dezember | 21 | 365 | 0 | 0 | 0 | 0 | 0 | 2.6047 | 2.1879 | 1.4543 | 6.2469 | 2.6047 | 0 | 1.9494 | 0 | 0 | 0 | 0 | 0 | 0.23853 | 0 | 0 | 1.4543 | 0 | 0 | 1.3089
8759 | 2018-12-31 22:01 | 12 | Dezember | 22 | 365 | 0 | 0 | 0 | 0 | 0 | 1.9807 | 2.4783 | 0.9957 | 5.4547 | 1.9807 | 0 | 2.2398 | 0 | 0 | 0 | 0 | 0 | 0.23853 | 0 | 0 | 0.9957 | 0 | 0 | 0.89613
8760 | 2018-12-31 23:01 | 12 | Dezember | 23 | 365 | 0 | 0 | 0 | 0 | 0 | 1.4016 | 2.6137 | 0.63126 | 4.6466 | 1.4016 | 0 | 2.4902 | 0 | 0 | 0 | 0 | 0 | 0.12352 | 0 | 0 | 0.63126 | 0 | 0 | 0.56813